## Scenario Analysis
Exported on: 16/09/2018 09:02 GMT + 4:00
Project Code |  | tender_2236
Project Title |  | Construction of (3) projects in Al Ain Zoo(Package-2)
Reference |  | P249-T/BPS/838/071/18
RFP Code |  | rfp_2338
RFP Title |  | Construction of (3) projects in Al Ain Zoo(Package-2)
RFP Status |  | Commercial Evaluation
[6 empty] | Emirates International Projects Gen.Cont. |  | Hilal Bil Badi & Partners Contracting Co.(WLL) - HILALCO |  |  | Nael General Contracting Est
Displayed in Event Currency (AED) | [5 empty] | Response Date : 27/08/2018 10:37:13 |  | Response Date : 27/08/2018 10:02:54 |  |  | Response Date : 27/08/2018 08:56:14
3 Commercial Envelope | [5 empty] | Questions Answered | Total | Questions Answered | Total |  | Questions Answered | Total
[6 empty] | 2,857 (out of 2,857) | 128212240.2 | 2,857 (out of 2,857) | 213877000 |  | 2,857 (out of 2,857) | 218369202
3.1 ELEPHANT SAFARI IN AL AIN ZOO | [5 empty] | 0 (out of 0) | 87903170.8 | 0 (out of 0) | 156211365.56 | 0 | 0 (out of 0) | 161910000 | 0
3.2 ES - BILL NO 01 - PRELIMINARIES | [5 empty] | 53 (out of 53) | 3468750 | 53 (out of 53) | 15188500 |  | 53 (out of 53) | 13000000
| Note | Note Details
3.2.1 | - | General Notes on General Requirements
3.2.2 | - | These General Requirements are applicable to the whole of the Works. The Contractor shall price each of the lumpsum contained herein individually. The Tenderer shall not enter any lumpsum covering more than one or all lumpsum Where any lump sum of the General Requirements has not been priced, it will be deemed that the value of such lumpsum is included elsewhere in the Bill of Quantities.
3.2.3 | - | The Contractor is referred to the requirements of the Contract/Tender Documents.
3.2.4 | - | The Contractor shall price herein any obligations contained in the following for which he has not included elsewhere and wishes to price separately.
3.2.5 | - | The Contractor is responsible for the design, construction, maintenance and removal of all temporary works. The Contractor is to submit to the Engineer his proposals for all temporary works for approval. The Engineer’s approval will no way relieve the Contractor of his responsibility for the safety of the works, operatives, adjoining property, structure or services and compliance with appropriate regulations and Codes of Practice.
3.2.6 | - | Pricing Generally
3.2.7 | - | The Contractor shall satisfy himself as to the meaning of every item in the Bills of Quantities and the rates and prices inserted by him will be deemed to cover all his obligations under the Contract and all matters and things necessary for the proper construction and completion of the Works including, but not by any way of limitation, all temporary work required (including any that may be required by subcontractors, whether nominated or otherwise).
3.2.8 | - | The prices shall include for all materials and labour and for the provision and use of all plant whether mechanical or non-mechanical required for the expeditious carrying out of the Works in their proper sequence - for shifting, altering and adapting such temporary work and plant as may be required during the progress of the Works and removing at completion and making good any surfaces disturbed and if not included in the prices inserted against the Conditions of Contract clauses above; (continued)
3.2.9 | - | (continuation) for the costs of preparing a tender; for the work in connection with measurements and the final account, for profit and for all other establishment charges and on costs of whatever nature. No claim for additional payment will be allowed for any error or misunderstanding by the contractor in these respects.
3.2.10 | - | All accommodation required for the safety, health and welfare facilities including adequate shelter from inclement weather, accommodation for the storage and drying of clothes, taking of meals and sanitary and washing facilities for all people employed on the site, first aid facilities, (continued)
3.2.11 | - | (continuation) fire fighting equipment and drinking water facilities, including all necessary service connections, etc., all in accordance with the Specification, the laws and regulations of relevant UAE authorities and compliance with Estidama requirements for livable conditions.
3.2.12 | - | Contract Insurances
| Item Code | Description | Item Remarks | Unit of Measurement | Quantity/Base Price | Unit Price/Discount % (Excluding VAT) | Total | Unit Price/Discount % (Excluding VAT) | Total |  | Unit Price/Discount % (Excluding VAT) | Total
3.2.13 | B1.02 | (*) The Contractor should allow for provision of all the contract insurances in accordance with the Conditions of Contract. The contract insurances shall be from an approved insurance company in the Abu Dhabi Emirate and to the approval of the Engineer and the Employer. |  | Item | 1 | 45000 | 45000 | 400000 | 400000 |  | 250000 | 250000
| Note | Note Details
3.2.14 | - | Bonds
| Item Code | Description | Item Remarks | Unit of Measurement | Quantity/Base Price | Unit Price/Discount % (Excluding VAT) | Total | Unit Price/Discount % (Excluding VAT) | Total |  | Unit Price/Discount % (Excluding VAT) | Total
3.2.15 | B1.03 | (*) The Contractor should allow for all bonds including performance security in accordance with the Conditions of Contract. The Bonds be from an approved bank/finance institute in the Abu Dhabi Emirate and to the approval of the Engineer and the Employer. |  | Item | 1 | 35000 | 35000 | 500000 | 500000 |  | 250000 | 250000
| Note | Note Details
3.2.16 | - | Guarantees & Warrantees
| Item Code | Description | Item Remarks | Unit of Measurement | Quantity/Base Price | Unit Price/Discount % (Excluding VAT) | Total | Unit Price/Discount % (Excluding VAT) | Total |  | Unit Price/Discount % (Excluding VAT) | Total
3.2.17 | B1.04 | (*) The Contractor should allow for provision of all necessary contract warranties in accordance with the Conditions of Contract and Specification. The guarantee's shall be to the approval of the Engineer and the Employer. |  | Item | 1 | 30000 | 30000 | 50000 | 50000 |  | 1000 | 1000
| Note | Note Details
3.2.18 | - | Permits, Statutory Approvals and Co-ordination
| Item Code | Description | Item Remarks | Unit of Measurement | Quantity/Base Price | Unit Price/Discount % (Excluding VAT) | Total | Unit Price/Discount % (Excluding VAT) | Total |  | Unit Price/Discount % (Excluding VAT) | Total
3.2.19 | B1.05 | (*) The Contractor shall be responsible for coordinating with all relevant Government Departments and obtaining all necessary approvals, certificates and permits including building permits from the relevant Government Departments, the Police, local Service Authorities and Institutions (i.e. Electricity & Water Authority, Etisalat, Civil Defense, etc.) as required in the performance of this Contract. |  | Item | 1 | 35000 | 35000 | 100000 | 100000 |  | 20000 | 20000
| Note | Note Details
3.2.20 | - | Office Facilities for the Staff of Employer and the Engineer
3.2.21 | - | The Contractor shall provide, maintain and remove temporary site offices for the staff of the Employer and Engineer along with welfare facilities (pantry, toilets, etc.), utility services, office furniture, computers, photocopy machines, IT, telephone & fax services, vehicle parking facilities, etc., acceptable to the Employer/Engineer and as per the specification and drawings. (continued)
3.2.22 | - | (Continuation) The contractor shall ensure that all facilities shall be in full compliance with Abu Dhabi Civil Defense requirements. The facilities shall include the protective clothing, safety accessories and equipment (PPE) with Musanada logo as required for the personnel.
| Item Code | Description | Item Remarks | Unit of Measurement | Quantity/Base Price | Unit Price/Discount % (Excluding VAT) | Total | Unit Price/Discount % (Excluding VAT) | Total |  | Unit Price/Discount % (Excluding VAT) | Total
3.2.23 | B1.06 | (*) Establishment of site offices and equipment |  | Item | 1 | 575000 | 575000 | 0 | 0 |  | 100000 | 100000
3.2.24 | B1.07 | (*) Maintenance of the site offices and equipment including pay all electricity, water and Etisalat charges for the duration of the construction period. |  | Item | 1 | 250000 | 250000 | 540000 | 540000 |  | 50000 | 50000
3.2.25 | B1.08 | (*) Removal of site offices and equipment |  | Item | 1 | 15000 | 15000 | 0 | 0 |  | 5000 | 5000
3.2.26 | B1.09 | (*) Provide all consumables and refreshments for use within the site offices, as required. |  | Item | 1 | 150000 | 150000 | 180000 | 180000 |  | 54000 | 54000
| Note | Note Details
3.2.27 | - | Offices and Facilities of the Contractor
3.2.28 | - | The Contractor is to provide, in positions to be approved by the Engineer, all necessary furnished offices for his site staff and the site staff of all sub-contractors all in accordance with the drawings and Specification.
| Item Code | Description | Item Remarks | Unit of Measurement | Quantity/Base Price | Unit Price/Discount % (Excluding VAT) | Total | Unit Price/Discount % (Excluding VAT) | Total |  | Unit Price/Discount % (Excluding VAT) | Total
3.2.29 | B1.10 | (*) Establishment charge (fixed cost) |  | Item | 1 | 425000 | 425000 | 0 | 0 |  | 350000 | 350000
3.2.30 | B1.11 | (*) Maintenance charge (Fixed cost) |  | Item | 1 | 150000 | 150000 | 450000 | 450000 |  | 200000 | 200000
3.2.31 | B1.12 | (*) Removal charge (fixed cost) |  | Item | 1 | 10000 | 10000 | 0 | 0 |  | 10000 | 10000
3.2.32 | B1.13 | (*) The Contractor is to provide and maintain weatherproof lock-up sheds, workshops and stores for the storage and protection of materials, tools and plant, all in accordance with the Specification and project requirements. |  | Item | 1 | 25000 | 25000 | 0 | 0 |  | 200000 | 200000
| Note | Note Details
3.2.33 | - | Contractor's Plants and Equipment
3.2.34 | - | The Contractor shall provide all constructional plant, lifting equipment, transport facilities, tools and services, etc. required for the proper execution of the Works. This responsibility shall include shipment, customs clearance, off-loading, loading and handling and transportation to the site. The facilities shall include the protective clothing and safety equipment (PPE).
| Item Code | Description | Item Remarks | Unit of Measurement | Quantity/Base Price | Unit Price/Discount % (Excluding VAT) | Total | Unit Price/Discount % (Excluding VAT) | Total |  | Unit Price/Discount % (Excluding VAT) | Total
3.2.35 | B1.14 | (*) Mobilaisation charges (fixed cost) |  | Item | 1 | 15000 | 15000 | 200000 | 200000 |  | 2500000 | 2500000
3.2.36 | B1.15 | (*) Maintenance charge (Fixed cost) |  | Item | 1 | 1000 | 1000 | 360000 | 360000 |  | 250000 | 250000
3.2.37 | B1.16 | (*) De-mobilisation charges (fixed cost) |  | Item | 1 | 1000 | 1000 | 50000 | 50000 |  | 5000 | 5000
| Note | Note Details
3.2.38 | - | Temporary Water and Electricity Services for the Construction Works
3.2.39 | - | The Contractor shall provide and maintain temporary water and electricity services required for the Works including that required by the sub-contractors. Pay all charges and bear all costs for the necessary temporary installation including pipe work, pumps, water tankers, storage tanks, generating equipment, etc., and remove on completion and make good all work disturbed.
| Item Code | Description | Item Remarks | Unit of Measurement | Quantity/Base Price | Unit Price/Discount % (Excluding VAT) | Total | Unit Price/Discount % (Excluding VAT) | Total |  | Unit Price/Discount % (Excluding VAT) | Total
3.2.40 | B1.17 | (*) Establishment charge (fixed cost) |  | Item | 1 | 50000 | 50000 | 0 | 0 |  | 450000 | 450000
3.2.41 | B1.18 | (*) Maintenance charge (fixed cost) |  | Item | 1 | 1000 | 1000 | 90000 | 90000 |  | 165000 | 165000
3.2.42 | B1.19 | (*) Removal charge (fixed cost) |  | Item | 1 | 500 | 500 | 0 | 0 |  | 5000 | 5000
| Note | Note Details
3.2.43 | - | Site Administration and Supervision
| Item Code | Description | Item Remarks | Unit of Measurement | Quantity/Base Price | Unit Price/Discount % (Excluding VAT) | Total | Unit Price/Discount % (Excluding VAT) | Total |  | Unit Price/Discount % (Excluding VAT) | Total
3.2.44 | B1.20 | (*) The Contractor is to allow in his tender for his all site administration and supervision costs. |  | Item | 1 | 20000 | 20000 | 9520000 | 9520000 |  | 3000000 | 3000000
| Note | Note Details
3.2.45 | - | Labour Camp / Accomodation
| Item Code | Description | Item Remarks | Unit of Measurement | Quantity/Base Price | Unit Price/Discount % (Excluding VAT) | Total | Unit Price/Discount % (Excluding VAT) | Total |  | Unit Price/Discount % (Excluding VAT) | Total
3.2.46 | B1.21 | (*) Allow for Labour Accomodation. Watchman and security staff only may be accommodated on site. No labour camp will be permitted on Site. |  | Item | 1 | 5000 | 5000 | 0 | 0 |  | 2500000 | 2500000
| Note | Note Details
3.2.47 | - | Security Arrangements at Site
3.2.48 | - | Provide and maintain necessary security arrangements including watchmen, all lighting requirements required to safeguard the Site, plant, equipment, public and adjoining properties, etc. The Contractor shall be liable for any claims arising from loss or damages suffered and for reinstating and making good after any damage or theft.
| Item Code | Description | Item Remarks | Unit of Measurement | Quantity/Base Price | Unit Price/Discount % (Excluding VAT) | Total | Unit Price/Discount % (Excluding VAT) | Total |  | Unit Price/Discount % (Excluding VAT) | Total
3.2.49 | B1.22 | (*) Establishment charge (fixed cost) |  | Item | 1 | 45000 | 45000 | 50000 | 50000 |  | 50000 | 50000
3.2.50 | B1.23 | (*) Maintenance charge (fixed cos) |  | Item | 1 | 20000 | 20000 | 216000 | 216000 |  | 50000 | 50000
3.2.51 | B1.24 | (*) Removal charge (fixed cost) |  | Item | 1 | 3000 | 3000 | 25000 | 25000 |  | 2000 | 2000
| Note | Note Details
3.2.52 | - | Protection
| Item Code | Description | Item Remarks | Unit of Measurement | Quantity/Base Price | Unit Price/Discount % (Excluding VAT) | Total | Unit Price/Discount % (Excluding VAT) | Total |  | Unit Price/Discount % (Excluding VAT) | Total
3.2.53 | B1.25 | (*) Adequate protection against any form of damage or deterioration shall be provided for all sections of the Works. |  | Item | 1 | 25000 | 25000 | 80000 | 80000 |  | 1000 | 1000
3.2.54 | B1.26 | (*) The Contractor shall take all necessary precautions to protect existing buildings, fences, roads, passages, culverts and other apparatus, if found, and he shall not demolish or remove any of these works except according to specific instructions by the Engineer. |  | Item | 1 | 35000 | 35000 | 60000 | 60000 |  | 1000 | 1000
| Note | Note Details
3.2.55 | - | A condition survey of adjacent structures shall be carried out by the Contractor in the presence of the Engineer both before and after the provision of supports. The Contractor shall be responsible for the reinstatement or repair of any adjacent structures damaged as a result of the execution of the Works.
3.2.56 | - | Site Hoarding
3.2.57 | - | The Contractor shall be responsible for the complete installation, maintenance and removal of the site hoarding including make good where necessary and clean the site as per the specification, drawings and Authorities requirements and to the satisfaction of the Engineer.
| Item Code | Description | Item Remarks | Unit of Measurement | Quantity/Base Price | Unit Price/Discount % (Excluding VAT) | Total | Unit Price/Discount % (Excluding VAT) | Total |  | Unit Price/Discount % (Excluding VAT) | Total
3.2.58 | B1.27 | (*) Establishment charge |  | Item | 1 | 60000 | 60000 | 250000 | 250000 |  | 400000 | 400000
3.2.59 | B1.28 | (*) Maintenance charge |  | Item | 1 | 2000 | 2000 | 54000 | 54000 |  | 100000 | 100000
3.2.60 | B1.29 | (*) Removal charge |  | Item | 1 | 2000 | 2000 | 30000 | 30000 |  | 20000 | 20000
| Note | Note Details
3.2.61 | - | Project Sign Boards
3.2.62 | - | The Contractor is to allow for supply, installation and maintenance and removal including make good where necessary of Project Sign Board throughout the construction period, in accordance with the specification and drawings. No other sign boards or advertisements on or around the site will be permitted unless approved in writing by the Engineer.
| Item Code | Description | Item Remarks | Unit of Measurement | Quantity/Base Price | Unit Price/Discount % (Excluding VAT) | Total | Unit Price/Discount % (Excluding VAT) | Total |  | Unit Price/Discount % (Excluding VAT) | Total
3.2.63 | B1.30 | (*) Establishment charge (fixed cost) |  | Item | 1 | 60000 | 60000 | 50000 | 50000 |  | 100000 | 100000
3.2.64 | B1.31 | (*) Maintenance charge (Fixed cost) |  | Item | 1 | 500 | 500 | 18000 | 18000 |  | 20000 | 20000
3.2.65 | B1.32 | (*) Removal charge (fixed cost) |  | Item | 1 | 750 | 750 | 2500 | 2500 |  | 5000 | 5000
| Note | Note Details
3.2.66 | - | Tests
| Item Code | Description | Item Remarks | Unit of Measurement | Quantity/Base Price | Unit Price/Discount % (Excluding VAT) | Total | Unit Price/Discount % (Excluding VAT) | Total |  | Unit Price/Discount % (Excluding VAT) | Total
3.2.67 | B1.33 | (*) The Contractor shall allow for all requirements, obligations, etc., with regard to all tests that are to be carried out by an approved independent Abu Dhabi Municipality accredited laboratory. |  | Item | 1 | 25000 | 25000 | 54000 | 54000 |  | 5000 | 5000
| Note | Note Details
3.2.68 | - | Works Free From Water
| Item Code | Description | Item Remarks | Unit of Measurement | Quantity/Base Price | Unit Price/Discount % (Excluding VAT) | Total | Unit Price/Discount % (Excluding VAT) | Total |  | Unit Price/Discount % (Excluding VAT) | Total
3.2.69 | B1.34 | (*) Except where underwater construction is required, the Contractor shall execute all works in the dry condition and shall construct any temporary drains, water courses and other works that may be necessary for the purpose. |  | Item | 1 | 3500 | 3500 | 0 | 0 |  | 1000 | 1000
| Note | Note Details
3.2.70 | - | Abatement of Nuisance from Noise, Pollution, Dust, etc.
| Item Code | Description | Item Remarks | Unit of Measurement | Quantity/Base Price | Unit Price/Discount % (Excluding VAT) | Total | Unit Price/Discount % (Excluding VAT) | Total |  | Unit Price/Discount % (Excluding VAT) | Total
3.2.71 | B1.35 | (*) The Contractor shall take precautions to minimise nuisance arising from noise, dust, etc. The Contractor shall be held responsible for any nuisance caused by his workmenship, noise, pollution, dust, etc. The Contractor is to submit to the Engineer his proposals for approval. |  | Item | 1 | 3000 | 3000 | 0 | 0 |  | 500 | 500
| Note | Note Details
3.2.72 | - | Surveying Equipment
| Item Code | Description | Item Remarks | Unit of Measurement | Quantity/Base Price | Unit Price/Discount % (Excluding VAT) | Total | Unit Price/Discount % (Excluding VAT) | Total |  | Unit Price/Discount % (Excluding VAT) | Total
3.2.73 | B1.36 | (*) The Contractor shall provide at all times for the duration of the Contract, all such chainmen, staff and survey instruments as may be required for the proper construction of and completion of the works. |  | Item | 1 | 95000 | 95000 | 90000 | 90000 |  | 2000 | 2000
| Note | Note Details
3.2.74 | - | Public and Private Roads Adjacent to the Site
| Item Code | Description | Item Remarks | Unit of Measurement | Quantity/Base Price | Unit Price/Discount % (Excluding VAT) | Total | Unit Price/Discount % (Excluding VAT) | Total |  | Unit Price/Discount % (Excluding VAT) | Total
3.2.75 | B1.37 | (*) The Contractor shall take all reasonable and proper steps for protection and maintenance of all public and private roads adjacent to the Site which can be affected due to the performance of the Works in accordance with the Engineer's instructions. The roads shall be kept free for access at all times. |  | Item | 1 | 30000 | 30000 | 90000 | 90000 |  | 7000 | 7000
| Note | Note Details
3.2.76 | - | Traffic Regulations
3.2.77 | - | The Contractor is to observe and allow for all requirements, obligations, etc., with regard to traffic regulations, including safety, control and any temporary diversion of traffic, including the loading and unloading of or waiting of the Contractor's and Sub-contractors' vehicles on public highways, (continued)..
3.2.78 | - | (Continuation).. construction of temporary detours' pavement layers, traffic signs, road marking, safety measure, etc. as per specifications and authorities' regulations and the Contract Sum is deemed to include for the strict compliance therewith.
| Item Code | Description | Item Remarks | Unit of Measurement | Quantity/Base Price | Unit Price/Discount % (Excluding VAT) | Total | Unit Price/Discount % (Excluding VAT) | Total |  | Unit Price/Discount % (Excluding VAT) | Total
3.2.79 | B1.38 | (*) Establishment charge (fixed cost) |  | Item | 1 | 550000 | 550000 | 75000 | 75000 |  | 50000 | 50000
3.2.80 | B1.39 | (*) Maintenance charge (fixed cost) |  | Item | 1 | 250000 | 250000 | 45000 | 45000 |  | 5000 | 5000
3.2.81 | B1.40 | (*) Removal charge (fixed cost) |  | Item | 1 | 2000 | 2000 | 10000 | 10000 |  | 1000 | 1000
| Note | Note Details
3.2.82 | - | Samples according to Specification and Drawings (As per Engineer/Employer's requirements)
| Item Code | Description | Item Remarks | Unit of Measurement | Quantity/Base Price | Unit Price/Discount % (Excluding VAT) | Total | Unit Price/Discount % (Excluding VAT) | Total |  | Unit Price/Discount % (Excluding VAT) | Total
3.2.83 | B1.41 | (*) The Contractor shall provide samples of all materials and manufacturers of materials proposed to be used / incorporated in the works, all samples, goods, literature and the like. |  | Item | 1 | 7500 | 7500 | 20000 | 20000 |  | 2000 | 2000
| Note | Note Details
3.2.84 | - | Labour and Materials and Assistance to the Engineer
| Item Code | Description | Item Remarks | Unit of Measurement | Quantity/Base Price | Unit Price/Discount % (Excluding VAT) | Total | Unit Price/Discount % (Excluding VAT) | Total |  | Unit Price/Discount % (Excluding VAT) | Total
3.2.85 | B1.42 | (*) The Contractor shall provide for the exclusive use of the Engineer all necessary assistance.The Contractor shall provide such labour, materials and transport as the Engineer's representative may require to assist him in carrying out tests and checks on materials and workmanship and setting out and measurement of works and for any other attendance on the Engineer. |  | Item | 1 | 240000 | 240000 | 108000 | 108000 |  | 3500 | 3500
| Note | Note Details
3.2.86 | - | Programme of Works
| Item Code | Description | Item Remarks | Unit of Measurement | Quantity/Base Price | Unit Price/Discount % (Excluding VAT) | Total | Unit Price/Discount % (Excluding VAT) | Total |  | Unit Price/Discount % (Excluding VAT) | Total
3.2.87 | B1.43 | (*) The Contractor shall submit to the Engineer for approval a Critical Path Programme, in both hard and electronic format, and other supporting documentation of the works within the time stipulated in the Conditions of Contract together with details of equipment, procedures and method of work which the Contractor intends to utilize and to follow. |  | Item | 1 | 7500 | 7500 | 18000 | 18000 |  | 2000 | 2000
| Note | Note Details
3.2.88 | - | Method Statements
| Item Code | Description | Item Remarks | Unit of Measurement | Quantity/Base Price | Unit Price/Discount % (Excluding VAT) | Total | Unit Price/Discount % (Excluding VAT) | Total |  | Unit Price/Discount % (Excluding VAT) | Total
3.2.89 | B1.44 | (*) The Contractor shall compile and submit a detailed schedule of method statements, as specified and as required by the Engineer. |  | Item | 1 | 4500 | 4500 | 20000 | 20000 |  | 1000 | 1000
| Note | Note Details
3.2.90 | - | Progress Photographs
| Item Code | Description | Item Remarks | Unit of Measurement | Quantity/Base Price | Unit Price/Discount % (Excluding VAT) | Total | Unit Price/Discount % (Excluding VAT) | Total |  | Unit Price/Discount % (Excluding VAT) | Total
3.2.91 | B1.45 | (*) The Contractor shall arrange for monthly record photographs of Works as directed and specified by the Engineer. |  | Item | 1 | 7000 | 7000 | 18000 | 18000 |  | 1000 | 1000
| Note | Note Details
3.2.92 | - | Documents
| Item Code | Description | Item Remarks | Unit of Measurement | Quantity/Base Price | Unit Price/Discount % (Excluding VAT) | Total | Unit Price/Discount % (Excluding VAT) | Total |  | Unit Price/Discount % (Excluding VAT) | Total
3.2.93 | B1.46 | (*) The Contractor shall supply all the Testing and Commissioning Certificates; Training materials; Health and Safety Plan; As Built Drawings; Keys and any necessary passwords or codes and any other documentation required in accordance with the Contract. |  | Item | 1 | 25000 | 25000 | 150000 | 150000 |  | 1000 | 1000
| Note | Note Details
3.2.94 | - | Reports and Records
| Item Code | Description | Item Remarks | Unit of Measurement | Quantity/Base Price | Unit Price/Discount % (Excluding VAT) | Total | Unit Price/Discount % (Excluding VAT) | Total |  | Unit Price/Discount % (Excluding VAT) | Total
3.2.95 | B1.47 | (*) During the progress of the Works, records of all details and dimensions of the Works as constructed and shall at any time, submit such records to the Engineer as he may require. |  | Item | 1 | 16500 | 16500 | 180000 | 180000 |  | 1000 | 1000
| Note | Note Details
3.2.96 | - | In addition to those records which are specifically required by the Specification (e.g. test cubes of concrete, air temperature, etc.,) a site record shall be kept of the completion dates of the various works in each trade, with particular reference to work which requires time for drying out, such as solid backgrounds which receive insitu screeds and finishing's, including the completion time of the individual layers of each application. (continued)
| Item Code | Description | Item Remarks | Unit of Measurement | Quantity/Base Price | Unit Price/Discount % (Excluding VAT) | Total | Unit Price/Discount % (Excluding VAT) | Total |  | Unit Price/Discount % (Excluding VAT) | Total
3.2.97 | B1.48 | (*) (continuation) The Contractor shall arrange for the original to be signed by the Engineer each calendar month, and for a copy to be issued to the Engineer at site meetings. |  | Item | 1 | 5000 | 5000 | 0 | 0 |  | 1000 | 1000
| Note | Note Details
3.2.98 | - | Contract Documents
| Item Code | Description | Item Remarks | Unit of Measurement | Quantity/Base Price | Unit Price/Discount % (Excluding VAT) | Total | Unit Price/Discount % (Excluding VAT) | Total |  | Unit Price/Discount % (Excluding VAT) | Total
3.2.99 | B1.49 | (*) The Contractor shall submit to Engineer / Employer with 3 sets (colored) hard copy and 5 CDs of scanned copy of the complete Contract Documents within 5 days of receipt of the fully signed Contract. |  | Item | 1 | 5000 | 5000 | 15000 | 15000 |  | 1000 | 1000
| Note | Note Details
3.2.100 | - | Preventive Maintenance During Defects Notification Period
| Item Code | Description | Item Remarks | Unit of Measurement | Quantity/Base Price | Unit Price/Discount % (Excluding VAT) | Total | Unit Price/Discount % (Excluding VAT) | Total |  | Unit Price/Discount % (Excluding VAT) | Total
3.2.101 | B1.50 | (*) Allow for complete preventive maintenance during Defects Notification Period for all Civil & Electro-Mechanical works as per the Contract. |  | Item | 1 | 500 | 500 | 120000 | 120000 |  | 1000 | 1000
| Note | Note Details
3.2.102 | - | Geotechnical and Geophysical surveys
| Item Code | Description | Item Remarks | Unit of Measurement | Quantity/Base Price | Unit Price/Discount % (Excluding VAT) | Total | Unit Price/Discount % (Excluding VAT) | Total |  | Unit Price/Discount % (Excluding VAT) | Total
3.2.103 | B1.54 | (*) The contractor shall be responsible for conducting on-site evaluation and Geotechnical and Geophysical surveys as per the specification and as required by the Engineer, including but not limited to test boring, site samples etc. The contractor shall supply all reports, documents, samples, etc. relevant to this work to the Engineer according to Specification and Drawings. |  | Item | 1 | 45000 | 45000 | 300000 | 300000 |  | 300000 | 300000
| Note | Note Details
3.2.104 | - | Estidama Compliance
| Item Code | Description | Item Remarks | Unit of Measurement | Quantity/Base Price | Unit Price/Discount % (Excluding VAT) | Total | Unit Price/Discount % (Excluding VAT) | Total |  | Unit Price/Discount % (Excluding VAT) | Total
3.2.105 | B1.55 | (*) The Contractor should comply with all requirements to ensure the achievement of required Pearl certification level using the Estidama Pearl Building Rating system. This requires that the Contractor be familiar with the mandatory and targeted credit requirements through the Estidama Design Rating submission. Estidama Design rating documentation to be furnished upon award of the Contract. The Contractor is responsible for all documentation required as part of the Estidama Construction Rating submission. |  | Item | 1 | 10000 | 10000 | 450000 | 450000 |  | 500000 | 500000
| Note | Note Details
3.2.106 | - | Permanent Utility Connections
| Item Code | Description | Item Remarks | Unit of Measurement | Quantity/Base Price | Unit Price/Discount % (Excluding VAT) | Total | Unit Price/Discount % (Excluding VAT) | Total |  | Unit Price/Discount % (Excluding VAT) | Total
3.2.107 | B1.56 | (*) Allow for connections to Authorities and Service Providers' utility services tie-in points including payment of fees, charges, coordination and related civil works, etc. |  | Item | 1 | 45000 | 45000 | 150000 | 150000 |  | 1000000 | 1000000
| Note | Note Details
3.2.108 | - | Contractor's Adjustment
| Item Code | Description | Item Remarks | Unit of Measurement | Quantity/Base Price | Unit Price/Discount % (Excluding VAT) | Total | Unit Price/Discount % (Excluding VAT) | Total |  | Unit Price/Discount % (Excluding VAT) | Total
3.2.109 | B1.57 | (*) Contractor may price here any items which has been shown in the drawings or any other documents but overlooked or not specifically mentioned inthe schedule of items and is necessary for the satisfactory completion of the Works. Should the Contractor fail to insert any item here, it will be deemed that Lump Sum Contract Price includes all such items and no claims for additional items will be entertained. |  | Item | 1 | 0 | 0 | 0 | 0 |  | 0 | 0
| Note | Note Details
3.2.110 | - | Please attach one PDF file to be named "Additional Items for (insert bill no/name & Section No/name)" for the details of these additional items in the additional attachment area at the end of the BOQ.
3.3 EV - BILL NO 02 - ELEPHANT VILLAGE - MAIN BUILDING | [5 empty] | 0 (out of 0) | 4092298 | 0 (out of 0) | 6826151.25 | 0 | 0 (out of 0) | 5955976 | 0
3.4 EV - B2-01 SITE WORK - MAIN BUILDING | [5 empty] | 6 (out of 6) | 158911 | 6 (out of 6) | 133526.51 |  | 6 (out of 6) | 73937
| Note | Note Details
3.4.1 | - | Site preparation
| Item Code | Description | Item Remarks | Unit of Measurement | Quantity/Base Price | Unit Price/Discount % (Excluding VAT) | Total | Unit Price/Discount % (Excluding VAT) | Total |  | Unit Price/Discount % (Excluding VAT) | Total
3.4.2 | B2.1.1 | (*) Site preparation as required |  | m2 | 409 | 15 | 6135 | 4.5 | 1840.5 |  | 10 | 4090
| Note | Note Details
3.4.3 | - | Excavation
| Item Code | Description | Item Remarks | Unit of Measurement | Quantity/Base Price | Unit Price/Discount % (Excluding VAT) | Total | Unit Price/Discount % (Excluding VAT) | Total |  | Unit Price/Discount % (Excluding VAT) | Total
3.4.4 | B2.1.2 | (*) Pit excavation to receive foundation bases depth 1.5 m |  | m3 | 1028 | 50 | 51400 | 41.37 | 42528.36 |  | 15 | 15420
| Note | Note Details
3.4.5 | - | Filling
| Item Code | Description | Item Remarks | Unit of Measurement | Quantity/Base Price | Unit Price/Discount % (Excluding VAT) | Total | Unit Price/Discount % (Excluding VAT) | Total |  | Unit Price/Discount % (Excluding VAT) | Total
3.4.6 | B2.1.3 | (*) Selected fill from excavated materials all in accordance with the Specifications |  | m3 | 876 | 30 | 26280 | 51.81 | 45385.56 |  | 25 | 21900
| Note | Note Details
3.4.7 | - | Cut & Fill
| Item Code | Description | Item Remarks | Unit of Measurement | Quantity/Base Price | Unit Price/Discount % (Excluding VAT) | Total | Unit Price/Discount % (Excluding VAT) | Total |  | Unit Price/Discount % (Excluding VAT) | Total
3.4.8 | B2.1.4 | (*) Cut & Fill all in accordance with the Drawing & Specifications |  | m3 | 1437 | 50 | 71850 | 28.68 | 41213.16 |  | 20 | 28740
| Note | Note Details
3.4.9 | - | Anti Treatment
3.4.10 | - | Allow for termite control; prepare and apply anti-termite treatment; all in accordance with the Specifications and subject to the Contractor's approval
| Item Code | Description | Item Remarks | Unit of Measurement | Quantity/Base Price | Unit Price/Discount % (Excluding VAT) | Total | Unit Price/Discount % (Excluding VAT) | Total |  | Unit Price/Discount % (Excluding VAT) | Total
3.4.11 | B2.1.5 | (*) To horizontal and vertical surfaces |  | m2 | 541 | 6 | 3246 | 4.73 | 2558.93 |  | 7 | 3787
| Note | Note Details
3.4.12 | - | Additional items
| Item Code | Description | Item Remarks | Unit of Measurement | Quantity/Base Price | Unit Price/Discount % (Excluding VAT) | Total | Unit Price/Discount % (Excluding VAT) | Total |  | Unit Price/Discount % (Excluding VAT) | Total
3.4.13 | AI | (*) Contractor may price here any items which has been shown in the Contract drawings or any other Contract Documents but overlooked or not specifically mentioned inthe schedule of items and is necessary for the satisfactory completion of the Works. Should the Contractor fail to insert any item here, it will be deemed that lump sum Contract Price includes all such items and no claims for additional items will be entertained. |  | Item | 1 | 0 | 0 | 0 | 0 |  | 0 | 0
| Note | Note Details
3.4.14 | - | Please attach one PDF file to be named "Additional Items for (insert bill no/name & Section No/name)" for the details of these additional items in the additional attachment area at the end of the BOQ.
3.5 EV - B2-02 CONCRETE WORK - MAIN BUILDING | [5 empty] | 13 (out of 13) | 718650 | 13 (out of 13) | 810911.75 |  | 13 (out of 13) | 647465
| Note | Note Details
3.5.1 | - | SUBSTRUCTURE
3.5.2 | - | Poured Concrete
3.5.3 | - | Plain concrete (20 N/mm2) as per specifications and drawings.
| Item Code | Description | Item Remarks | Unit of Measurement | Quantity/Base Price | Unit Price/Discount % (Excluding VAT) | Total | Unit Price/Discount % (Excluding VAT) | Total |  | Unit Price/Discount % (Excluding VAT) | Total
3.5.4 | B2.2.1 | (*) PCC 05 cm for Grade Slab / Solid Block / Ground Beams |  | m3 | 19 | 500 | 9500 | 490.03 | 9310.57 |  | 385 | 7315
3.5.5 | B2.2.2 | (*) PCC 10 cm for Footings |  | m3 | 17 | 525 | 8925 | 490.03 | 8330.51 |  | 385 | 6545
| Note | Note Details
3.5.6 | - | Reinforcment Concrete (40 N/mm2) in Type I SRC cement including all shuttering,supportsand all related works as per specifications and drawings.
| Item Code | Description | Item Remarks | Unit of Measurement | Quantity/Base Price | Unit Price/Discount % (Excluding VAT) | Total | Unit Price/Discount % (Excluding VAT) | Total |  | Unit Price/Discount % (Excluding VAT) | Total
3.5.7 | B2.2.3 | (*) RCC Footings |  | m3 | 72 | 1750 | 126000 | 1529.94 | 110155.68 |  | 1150 | 82800
3.5.8 | B2.2.4 | (*) Concrete TIE beams |  | m3 | 58 | 1700 | 98600 | 2146.74 | 124510.92 |  | 1300 | 75400
3.5.9 | B2.2.5 | (*) Neck cloumns |  | m3 | 6 | 1800 | 10800 | 2444.17 | 14665.02 |  | 7000 | 42000
3.5.10 | B2.2.6 | (*) Grade Slab |  | m3 | 56 | 1800 | 100800 | 824.95 | 46197.2 |  | 650 | 36400
3.5.11 | B2.2.7 | (*) Screed for Grade Slab |  | m2 | 375 | 50 | 18750 | 58.71 | 22016.25 |  | 45 | 16875
| Note | Note Details
3.5.12 | - | SUPER STRUCTURE
3.5.13 | - | Reinforcmen Concrete (40 N/mm2) in Type I OPC cement including all shuttering,supportsand all related works as per specifications and drawings.
| Item Code | Description | Item Remarks | Unit of Measurement | Quantity/Base Price | Unit Price/Discount % (Excluding VAT) | Total | Unit Price/Discount % (Excluding VAT) | Total |  | Unit Price/Discount % (Excluding VAT) | Total
3.5.14 | B2.2.8 | (*) Concrete columns |  | m3 | 35 | 2050 | 71750 | 2967.02 | 103845.7 |  | 3900 | 136500
3.5.15 | B2.2.9 | (*) Concrete Beam |  | m3 | 79 | 1950 | 154050 | 2764.32 | 218381.28 |  | 2060 | 162740
3.5.16 | B2.2.10 | (*) Solid slab 15cm |  | m3 | 53 | 2075 | 109975 | 2169.64 | 114990.92 |  | 1130 | 59890
3.5.17 | B2.2.11 | (*) Lintels and copping beams around windows |  | Item | 1 | 5500 | 5500 | 23575.95 | 23575.95 |  | 16000 | 16000
| Note | Note Details
3.5.18 | - | Sundries
| Item Code | Description | Item Remarks | Unit of Measurement | Quantity/Base Price | Unit Price/Discount % (Excluding VAT) | Total | Unit Price/Discount % (Excluding VAT) | Total |  | Unit Price/Discount % (Excluding VAT) | Total
3.5.19 | B2.2.12 | (*) Expansion joints; all in accordance with the Specifications |  | Item | 1 | 4000 | 4000 | 14931.75 | 14931.75 |  | 5000 | 5000
| Note | Note Details
3.5.20 | - | Additional items
| Item Code | Description | Item Remarks | Unit of Measurement | Quantity/Base Price | Unit Price/Discount % (Excluding VAT) | Total | Unit Price/Discount % (Excluding VAT) | Total |  | Unit Price/Discount % (Excluding VAT) | Total
3.5.21 | AI | (*) Contractor may price here any items which has been shown in the Contract drawings or any other Contract Documents but overlooked or not specifically mentioned inthe schedule of items and is necessary for the satisfactory completion of the Works. Should the Contractor fail to insert any item here, it will be deemed that lump sum Contract Price includes all such items and no claims for additional items will be entertained. |  | Item | 1 | 0 | 0 | 0 | 0 |  | 0 | 0
| Note | Note Details
3.5.22 | - | Please attach one PDF file to be named "Additional Items for (insert bill no/name & Section No/name)" for the details of these additional items in the additional attachment area at the end of the BOQ.
3.6 EV - B2-03 MASONRY - MAIN BUILDING | [5 empty] | 6 (out of 6) | 111970 | 6 (out of 6) | 151198.25 |  | 6 (out of 6) | 90976
| Note | Note Details
3.6.1 | - | External block work
3.6.2 | - | Concrete masonry units bedded and jointed in cement including mortar including concrete filling, wall ties, bed joints, reinforcement metal lath (where required), head restraint,anchors, and column stiffeners; including all necessary accessories; as shown on Drawing all in accordance with the Specifications DIVISION 04-042219
| Item Code | Description | Item Remarks | Unit of Measurement | Quantity/Base Price | Unit Price/Discount % (Excluding VAT) | Total | Unit Price/Discount % (Excluding VAT) | Total |  | Unit Price/Discount % (Excluding VAT) | Total
3.6.3 | B2.3.1 | (*) Solid blockwork External 50CM |  | m2 | 305 | 240 | 73200 | 404.81 | 123467.05 |  | 240 | 73200
| Note | Note Details
3.6.4 | - | Internal block work
3.6.5 | - | Concrete masonry units bedded and jointed in cement including mortar including concrete filling, wall ties, bed joints, reinforcement metal lath (where required), head restraint,anchors, and column stiffeners; including all necessary accessories; as shown on Drawing all in accordance with the Specifications
3.6.6 | - | Hollow block work
| Item Code | Description | Item Remarks | Unit of Measurement | Quantity/Base Price | Unit Price/Discount % (Excluding VAT) | Total | Unit Price/Discount % (Excluding VAT) | Total |  | Unit Price/Discount % (Excluding VAT) | Total
3.6.7 | B2.3.2 | (*) hollow block 10 cm |  | m2 | 138 | 155 | 21390 | 111.85 | 15435.3 |  | 66 | 9108
3.6.8 | B2.3.3 | (*) hollow block 20 cm |  | m2 | 36 | 180 | 6480 | 134.05 | 4825.8 |  | 73 | 2628
| Note | Note Details
3.6.9 | - | Solid block work
| Item Code | Description | Item Remarks | Unit of Measurement | Quantity/Base Price | Unit Price/Discount % (Excluding VAT) | Total | Unit Price/Discount % (Excluding VAT) | Total |  | Unit Price/Discount % (Excluding VAT) | Total
3.6.10 | B2.3.4 | (*) Solid Block 10mm for bazar cunters |  | m2 | 30 | 170 | 5100 | 115.7 | 3471 |  | 95 | 2850
3.6.11 | B2.3.5 | (*) Solid Block 20mm |  | m2 | 29 | 200 | 5800 | 137.9 | 3999.1 |  | 110 | 3190
| Note | Note Details
3.6.12 | - | Additional items
| Item Code | Description | Item Remarks | Unit of Measurement | Quantity/Base Price | Unit Price/Discount % (Excluding VAT) | Total | Unit Price/Discount % (Excluding VAT) | Total |  | Unit Price/Discount % (Excluding VAT) | Total
3.6.13 | AI | (*) Contractor may price here any items which has been shown in the Contract drawings or any other Contract Documents but overlooked or not specifically mentioned inthe schedule of items and is necessary for the satisfactory completion of the Works. Should the Contractor fail to insert any item here, it will be deemed that lump sum Contract Price includes all such items and no claims for additional items will be entertained. |  | Item | 1 | 0 | 0 | 0 | 0 |  | 0 | 0
| Note | Note Details
3.6.14 | - | Please attach one PDF file to be named "Additional Items for (insert bill no/name & Section No/name)" for the details of these additional items in the additional attachment area at the end of the BOQ.
3.7 EV - B2-04 METAL WORK - MAIN BUILDING | [5 empty] | 2 (out of 2) | 12000 | 2 (out of 2) | 409069.68 |  | 2 (out of 2) | 240000
| Note | Note Details
3.7.1 | - | Aluminium Decorative Beams
3.7.2 | - | Supply and installation of Aluminium Decorative Beams including all accessories,fixing etc. all complete as detailed on drawing and engineer approval,DIVISION 5-05 58 13
| Item Code | Description | Item Remarks | Unit of Measurement | Quantity/Base Price | Unit Price/Discount % (Excluding VAT) | Total | Unit Price/Discount % (Excluding VAT) | Total |  | Unit Price/Discount % (Excluding VAT) | Total
3.7.3 | B2.4.1 | (*) Aluminium Decorative Beams Wood finish |  | No. | 12 | 1000 | 12000 | 34089.14 | 409069.68 |  | 20000 | 240000
| Note | Note Details
3.7.4 | - | Additional items
| Item Code | Description | Item Remarks | Unit of Measurement | Quantity/Base Price | Unit Price/Discount % (Excluding VAT) | Total | Unit Price/Discount % (Excluding VAT) | Total |  | Unit Price/Discount % (Excluding VAT) | Total
3.7.5 | AI | (*) Contractor may price here any items which has been shown in the Contract drawings or any other Contract Documents but overlooked or not specifically mentioned inthe schedule of items and is necessary for the satisfactory completion of the Works. Should the Contractor fail to insert any item here, it will be deemed that lump sum Contract Price includes all such items and no claims for additional items will be entertained. |  | Item | 1 | 0 | 0 | 0 | 0 |  | 0 | 0
| Note | Note Details
3.7.6 | - | Please attach one PDF file to be named "Additional Items for (insert bill no/name & Section No/name)" for the details of these additional items in the additional attachment area at the end of the BOQ.
3.8 EV - B2-05 THERMAL AND MOISTURE PROTECTION - MAIN BUILDING | [5 empty] | 6 (out of 6) | 40946 | 6 (out of 6) | 90392.9 |  | 6 (out of 6) | 15602
| Note | Note Details
3.8.1 | - | Waterproofing courses
3.8.2 | - | Waterproofing system for the substructure, 2 coat of bitumen paint as per drawings and specifications.
| Item Code | Description | Item Remarks | Unit of Measurement | Quantity/Base Price | Unit Price/Discount % (Excluding VAT) | Total | Unit Price/Discount % (Excluding VAT) | Total |  | Unit Price/Discount % (Excluding VAT) | Total
3.8.3 | B2.5.1 | (*) To horizontal areas |  | m2 | 661 | 30 | 19830 | 57.05 | 37710.05 |  | 10 | 6610
3.8.4 | B2.5.2 | (*) To vertical areas |  | m2 | 349 | 34 | 11866 | 102.62 | 35814.38 |  | 10 | 3490
| Note | Note Details
3.8.5 | - | 1000 Gauge Polythene Sheet, all in accordance with the Specifications
| Item Code | Description | Item Remarks | Unit of Measurement | Quantity/Base Price | Unit Price/Discount % (Excluding VAT) | Total | Unit Price/Discount % (Excluding VAT) | Total |  | Unit Price/Discount % (Excluding VAT) | Total
3.8.6 | B2.5.3 | (*) To horizontal areas |  | m2 | 541 | 5 | 2705 | 4.38 | 2369.58 |  | 7 | 3787
| Note | Note Details
3.8.7 | - | Supply and Apply isolation joints as per drawings ,specifications
| Item Code | Description | Item Remarks | Unit of Measurement | Quantity/Base Price | Unit Price/Discount % (Excluding VAT) | Total | Unit Price/Discount % (Excluding VAT) | Total |  | Unit Price/Discount % (Excluding VAT) | Total
3.8.8 | B2.5.4 | (*) Isolation Joint for Grade Slab 15 cm |  | m | 97 | 60 | 5820 | 146.77 | 14236.69 |  | 15 | 1455
| Note | Note Details
3.8.9 | - | Waterproofing for wet areas
3.8.10 | - | Waterproofing system for wet areas, 1.5mm thick seamless water proofing membrane
| Item Code | Description | Item Remarks | Unit of Measurement | Quantity/Base Price | Unit Price/Discount % (Excluding VAT) | Total | Unit Price/Discount % (Excluding VAT) | Total |  | Unit Price/Discount % (Excluding VAT) | Total
3.8.11 | B2.5.5 | (*) Wet area with protection 3cm screed |  | m2 | 5 | 145 | 725 | 52.44 | 262.2 |  | 52 | 260
| Note | Note Details
3.8.12 | - | Additional items
| Item Code | Description | Item Remarks | Unit of Measurement | Quantity/Base Price | Unit Price/Discount % (Excluding VAT) | Total | Unit Price/Discount % (Excluding VAT) | Total |  | Unit Price/Discount % (Excluding VAT) | Total
3.8.13 | AI | (*) Contractor may price here any items which has been shown in the Contract drawings or any other Contract Documents but overlooked or not specifically mentioned inthe schedule of items and is necessary for the satisfactory completion of the Works. Should the Contractor fail to insert any item here, it will be deemed that lump sum Contract Price includes all such items and no claims for additional items will be entertained. |  | Item | 1 | 0 | 0 | 0 | 0 |  | 0 | 0
| Note | Note Details
3.8.14 | - | Please attach one PDF file to be named "Additional Items for (insert bill no/name & Section No/name)" for the details of these additional items in the additional attachment area at the end of the BOQ.
3.9 EV - B2-06 DOORS AND WINDOWS - MAIN BUILDING | [5 empty] | 6 (out of 6) | 82800 | 6 (out of 6) | 440318.07 |  | 6 (out of 6) | 326000
| Note | Note Details
3.9.1 | - | Aluminum Doors
3.9.2 | - | Supply and install powder coated aluminum sanwich panel Doors with wired glass panel and clear inside with aluminum frame ,including all accessories needed for installation as per mention in drawings & specifications
| Item Code | Description | Item Remarks | Unit of Measurement | Quantity/Base Price | Unit Price/Discount % (Excluding VAT) | Total | Unit Price/Discount % (Excluding VAT) | Total |  | Unit Price/Discount % (Excluding VAT) | Total
3.9.3 | B2.6.1 | (*) D2-powder coated alum Door 1600 x3350 mm |  | No. | 1 | 8850 | 8850 | 13020.16 | 13020.16 |  | 14000 | 14000
| Note | Note Details
3.9.4 | - | Glass Door
3.9.5 | - | Supply and install Glass Door with aluminum frame ,including all accessories needed for installation as per mention in drawings & specifications
| Item Code | Description | Item Remarks | Unit of Measurement | Quantity/Base Price | Unit Price/Discount % (Excluding VAT) | Total | Unit Price/Discount % (Excluding VAT) | Total |  | Unit Price/Discount % (Excluding VAT) | Total
3.9.6 | B2.6.2 | (*) D1-Glass Swing Door 1600 x2100 mm |  | No. | 2 | 7800 | 15600 | 11836.51 | 23673.02 |  | 24000 | 48000
3.9.7 | B2.6.3 | (*) SD sliding glass door 1500x2200 |  | No. | 2 | 8000 | 16000 | 11836.51 | 23673.02 |  | 0 | 0
3.9.8 | B2.6.4 | (*) Glass Partition |  | m2 | 9 | 700 | 6300 | 5326.43 | 47937.87 |  | 6000 | 54000
| Note | Note Details
3.9.9 | - | Aluminum Windows
3.9.10 | - | Supply and install powder coated Aluminum Windows ,including all accessories needed for installation as per mention in drawings & specifications
| Item Code | Description | Item Remarks | Unit of Measurement | Quantity/Base Price | Unit Price/Discount % (Excluding VAT) | Total | Unit Price/Discount % (Excluding VAT) | Total |  | Unit Price/Discount % (Excluding VAT) | Total
3.9.11 | B2.6.5 | (*) W1 ( Curved 7.90) |  | No. | 7 | 5150 | 36050 | 32727.94 | 229095.58 |  | 30000 | 210000
| Note | Note Details
3.9.12 | - | Additional items
| Item Code | Description | Item Remarks | Unit of Measurement | Quantity/Base Price | Unit Price/Discount % (Excluding VAT) | Total | Unit Price/Discount % (Excluding VAT) | Total |  | Unit Price/Discount % (Excluding VAT) | Total
3.9.13 | AI | (*) Contractor may price here any items which has been shown in the Contract drawings or any other Contract Documents but overlooked or not specifically mentioned inthe schedule of items and is necessary for the satisfactory completion of the Works. Should the Contractor fail to insert any item here, it will be deemed that lump sum Contract Price includes all such items and no claims for additional items will be entertained. |  | Item | 1 | 0 | 0 | 102918.42 | 102918.42 |  | 0 | 0
| Note | Note Details
3.9.14 | - | Please attach one PDF file to be named "Additional Items for (insert bill no/name & Section No/name)" for the details of these additional items in the additional attachment area at the end of the BOQ.
3.10 EV - B2-07 FINISHES - MAIN BUILDING | [5 empty] | 14 (out of 14) | 1296255 | 14 (out of 14) | 1952479.77 |  | 14 (out of 14) | 2292090
| Note | Note Details
3.10.1 | - | External Finishes
3.10.2 | - | Prapare and apply paint on Plaster including all necessary wrok as per drawing and specifications
| Item Code | Description | Item Remarks | Unit of Measurement | Quantity/Base Price | Unit Price/Discount % (Excluding VAT) | Total | Unit Price/Discount % (Excluding VAT) | Total |  | Unit Price/Discount % (Excluding VAT) | Total
3.10.3 | B2.7.1 | (*) External Heritage Paint over plaster |  | m2 | 382 | 56 | 21392 | 195.3 | 74604.6 |  | 55 | 21010
| Note | Note Details
3.10.4 | - | Thathed roofing including all necessary wrok as per drawing and specifications
| Item Code | Description | Item Remarks | Unit of Measurement | Quantity/Base Price | Unit Price/Discount % (Excluding VAT) | Total | Unit Price/Discount % (Excluding VAT) | Total |  | Unit Price/Discount % (Excluding VAT) | Total
3.10.5 | B2.7.2 | (*) Thathed roofing |  | m2 | 1390 | 650 | 903500 | 929.17 | 1291546.3 |  | 1200 | 1668000
| Note | Note Details
3.10.6 | - | Wall Finishes
3.10.7 | - | Prapare and apply paint on Plaster including all necessary wrok as per drawing and specifications ,DIVISION 9-09 91 23
| Item Code | Description | Item Remarks | Unit of Measurement | Quantity/Base Price | Unit Price/Discount % (Excluding VAT) | Total | Unit Price/Discount % (Excluding VAT) | Total |  | Unit Price/Discount % (Excluding VAT) | Total
3.10.8 | B2.7.3 | (*) Internal Rustic Paint |  | m2 | 390 | 60 | 23400 | 159.79 | 62318.1 |  | 55 | 21450
| Note | Note Details
3.10.9 | - | Supply and fix Rock cladding including all necessary wrok as per drawing and specifications ,DIVISION 9-09 30 33
| Item Code | Description | Item Remarks | Unit of Measurement | Quantity/Base Price | Unit Price/Discount % (Excluding VAT) | Total | Unit Price/Discount % (Excluding VAT) | Total |  | Unit Price/Discount % (Excluding VAT) | Total
3.10.10 | B2.7.4 | (*) Rock cladding |  | m2 | 138 | 325 | 44850 | 390.6 | 53902.8 |  | 400 | 55200
| Note | Note Details
3.10.11 | - | Floor Finishes
3.10.12 | - | Supply and fix Stamped concrete on cement screed including all necessary wrok as per drawing and specifications DIVISION 3-03 35 33
| Item Code | Description | Item Remarks | Unit of Measurement | Quantity/Base Price | Unit Price/Discount % (Excluding VAT) | Total | Unit Price/Discount % (Excluding VAT) | Total |  | Unit Price/Discount % (Excluding VAT) | Total
3.10.13 | B2.7.5 | (*) Stamped concrete Floors over screed |  | m2 | 362 | 245 | 88690 | 266.32 | 96407.84 |  | 300 | 108600
| Note | Note Details
3.10.14 | - | Supply and fix stone top including all necessary wrok as per drawing and specifications
| Item Code | Description | Item Remarks | Unit of Measurement | Quantity/Base Price | Unit Price/Discount % (Excluding VAT) | Total | Unit Price/Discount % (Excluding VAT) | Total |  | Unit Price/Discount % (Excluding VAT) | Total
3.10.15 | B2.7.6 | (*) Stone top for bazar counters |  | m2 | 16 | 500 | 8000 | 769.37 | 12309.92 |  | 2000 | 32000
| Note | Note Details
3.10.16 | - | Ceiling Finishes
3.10.17 | - | Supply And Fix Gypsum tiles including all necessary wrok as per drawing and specifications DIVISION 9-09 21 16,DIVISION 6-06 20 24
| Item Code | Description | Item Remarks | Unit of Measurement | Quantity/Base Price | Unit Price/Discount % (Excluding VAT) | Total | Unit Price/Discount % (Excluding VAT) | Total |  | Unit Price/Discount % (Excluding VAT) | Total
3.10.18 | B2.7.7 | (*) Gypsum board without paint |  | m2 | 640 | 160 | 102400 | 130.2 | 83328 |  | 200 | 128000
3.10.19 | B2.7.8 | (*) Strawwave packing |  | m2 | 640 | 40 | 25600 | 177.55 | 113632 |  | 150 | 96000
| Note | Note Details
3.10.20 | - | Supply And Fix Aluminium Tiles including all necessary wrok as per drawing and specifications DIVISION 9-09 51 33
| Item Code | Description | Item Remarks | Unit of Measurement | Quantity/Base Price | Unit Price/Discount % (Excluding VAT) | Total | Unit Price/Discount % (Excluding VAT) | Total |  | Unit Price/Discount % (Excluding VAT) | Total
3.10.21 | B2.7.9 | (*) Aluminium Tiles |  | m2 | 5 | 250 | 1250 | 272.24 | 1361.2 |  | 250 | 1250
| Note | Note Details
3.10.22 | - | Supply And Fix Rock cladding including all necessary wrok as per drawing and specifications
| Item Code | Description | Item Remarks | Unit of Measurement | Quantity/Base Price | Unit Price/Discount % (Excluding VAT) | Total | Unit Price/Discount % (Excluding VAT) | Total |  | Unit Price/Discount % (Excluding VAT) | Total
3.10.23 | B2.7.10 | (*) Rock cladding for Ceiling |  | m2 | 109 | 325 | 35425 | 455.71 | 49672.39 |  | 470 | 51230
| Note | Note Details
3.10.24 | - | Prapare and apply paint on Plaster including all necessary wrok as per drawing and specifications
| Item Code | Description | Item Remarks | Unit of Measurement | Quantity/Base Price | Unit Price/Discount % (Excluding VAT) | Total | Unit Price/Discount % (Excluding VAT) | Total |  | Unit Price/Discount % (Excluding VAT) | Total
3.10.25 | B2.7.11 | (*) Anti Fungus Above Ceiling |  | m2 | 10 | 18 | 180 | 41.43 | 414.3 |  | 15 | 150
| Note | Note Details
3.10.26 | - | Backgrounds
3.10.27 | - | Supply and apply ready mixed sand cement plaster with all related accessories mesh, angles, etc., as per drawings and specifications. Cement plaster finish to internal surfaces
| Item Code | Description | Item Remarks | Unit of Measurement | Quantity/Base Price | Unit Price/Discount % (Excluding VAT) | Total | Unit Price/Discount % (Excluding VAT) | Total |  | Unit Price/Discount % (Excluding VAT) | Total
3.10.28 | B2.7.12 | (*) Walls |  | m2 | 528 | 44 | 23232 | 109.25 | 57684 |  | 120 | 63360
3.10.29 | B2.7.13 | (*) Elevations |  | m2 | 382 | 48 | 18336 | 144.76 | 55298.32 |  | 120 | 45840
| Note | Note Details
3.10.30 | - | Additional items
| Item Code | Description | Item Remarks | Unit of Measurement | Quantity/Base Price | Unit Price/Discount % (Excluding VAT) | Total | Unit Price/Discount % (Excluding VAT) | Total |  | Unit Price/Discount % (Excluding VAT) | Total
3.10.31 | AI | (*) Contractor may price here any items which has been shown in the Contract drawings or any other Contract Documents but overlooked or not specifically mentioned inthe schedule of items and is necessary for the satisfactory completion of the Works. Should the Contractor fail to insert any item here, it will be deemed that lump sum Contract Price includes all such items and no claims for additional items will be entertained. |  | Item | 1 | 0 | 0 | 0 | 0 |  | 0 | 0
| Note | Note Details
3.10.32 | - | Please attach one PDF file to be named "Additional Items for (insert bill no/name & Section No/name)" for the details of these additional items in the additional attachment area at the end of the BOQ.
3.11 EV - B2-08 ACCESSORIES - MAIN BUILDING | [5 empty] | 9 (out of 9) | 109650 | 9 (out of 9) | 108067.37 |  | 9 (out of 9) | 139500
| Note | Note Details
3.11.1 | - | Wooden Cabinet
3.11.2 | - | Supply and install Cabinet ,including all accessories needed for installation as per mention in drawings & specifications
| Item Code | Description | Item Remarks | Unit of Measurement | Quantity/Base Price | Unit Price/Discount % (Excluding VAT) | Total | Unit Price/Discount % (Excluding VAT) | Total |  | Unit Price/Discount % (Excluding VAT) | Total
3.11.3 | B2.8.1 | (*) Kitchen Cabinets (animal food Preparation Room) |  | m | 4 | 2500 | 10000 | 4142.78 | 16571.12 |  | 0 | 0
3.11.4 | B2.8.2 | (*) Café Countercabinet only |  | m | 9 | 3000 | 27000 | 4142.78 | 37285.02 |  | 6000 | 54000
| Note | Note Details
3.11.5 | - | Bambo Sticks
3.11.6 | - | Supply and install Bambo Sticks ,including all accessories needed for installation as per mention in drawings & specifications,DIVISION 6-06 20 23
| Item Code | Description | Item Remarks | Unit of Measurement | Quantity/Base Price | Unit Price/Discount % (Excluding VAT) | Total | Unit Price/Discount % (Excluding VAT) | Total |  | Unit Price/Discount % (Excluding VAT) | Total
3.11.7 | B2.8.3 | (*) Bambo Sticks |  | m | 21 | 650 | 13650 | 946.92 | 19885.32 |  | 500 | 10500
| Note | Note Details
3.11.8 | - | Wooden cladding
3.11.9 | - | Supply and install Wooden cladding ,including all accessories needed for installation as per mention in drawings & specifications,DIVISION 6-06 40 23
| Item Code | Description | Item Remarks | Unit of Measurement | Quantity/Base Price | Unit Price/Discount % (Excluding VAT) | Total | Unit Price/Discount % (Excluding VAT) | Total |  | Unit Price/Discount % (Excluding VAT) | Total
3.11.10 | B2.8.4 | (*) Wooden cladding for column |  | m | 10 | 1800 | 18000 | 1775.48 | 17754.8 |  | 2000 | 20000
| Note | Note Details
3.11.11 | - | Signage
3.11.12 | - | Supply and install Signage ,including all accessories needed for installation as per mention in drawings & specifications
| Item Code | Description | Item Remarks | Unit of Measurement | Quantity/Base Price | Unit Price/Discount % (Excluding VAT) | Total | Unit Price/Discount % (Excluding VAT) | Total |  | Unit Price/Discount % (Excluding VAT) | Total
3.11.13 | B2.8.5 | (*) WAYFINDIND DIRECTIONAL SIGN / PERMANENT |  | Item | 1 | 5000 | 5000 | 11836.51 | 11836.51 |  | 9000 | 9000
3.11.14 | B2.8.6 | (*) DIRECTORY / PERMANENT |  | Item | 1 | 18000 | 18000 | 1183.65 | 1183.65 |  | 30000 | 30000
3.11.15 | B2.8.7 | (*) SPECIAL FUNCTION SIGN |  | Item | 1 | 10000 | 10000 | 1183.65 | 1183.65 |  | 11000 | 11000
3.11.16 | B2.8.8 | (*) FULLY COMPLIANT, MANDATORY INTERIOR FIRE AND SAFETY SIGNS/ refer to architectural set |  | Item | 1 | 8000 | 8000 | 2367.3 | 2367.3 |  | 5000 | 5000
| Note | Note Details
3.11.17 | - | Additional items
| Item Code | Description | Item Remarks | Unit of Measurement | Quantity/Base Price | Unit Price/Discount % (Excluding VAT) | Total | Unit Price/Discount % (Excluding VAT) | Total |  | Unit Price/Discount % (Excluding VAT) | Total
3.11.18 | AI | (*) Contractor may price here any items which has been shown in the Contract drawings or any other Contract Documents but overlooked or not specifically mentioned inthe schedule of items and is necessary for the satisfactory completion of the Works. Should the Contractor fail to insert any item here, it will be deemed that lump sum Contract Price includes all such items and no claims for additional items will be entertained. |  | Item | 1 | 0 | 0 | 0 | 0 |  | 0 | 0
| Note | Note Details
3.11.19 | - | Please attach one PDF file to be named "Additional Items for (insert bill no/name & Section No/name)" for the details of these additional items in the additional attachment area at the end of the BOQ.
3.12 EV - B2-9 FURNISHINGS AND EQUIPMENT - MAIN BUILDING | [5 empty] | 10 (out of 10) | 260750 | 10 (out of 10) | 490031.24 |  | 10 (out of 10) | 395000
| Note | Note Details
3.12.1 | - | Furniture
3.12.2 | - | Supply Furniture ,including all accessories needed as per mention in drawings & specifications
| Item Code | Description | Item Remarks | Unit of Measurement | Quantity/Base Price | Unit Price/Discount % (Excluding VAT) | Total | Unit Price/Discount % (Excluding VAT) | Total |  | Unit Price/Discount % (Excluding VAT) | Total
3.12.3 | B2.9.1 | (*) F/S-01,3 SEATER SOFA |  | No. | 4 | 3500 | 14000 | 5918.25 | 23673 |  | 12000 | 48000
3.12.4 | B2.9.2 | (*) F/S-02,SOFA |  | No. | 26 | 2250 | 58500 | 4734.6 | 123099.6 |  | 5000 | 130000
3.12.5 | B2.9.3 | (*) F/S-03,MEDIA ZONE POUF |  | No. | 10 | 1850 | 18500 | 4734.6 | 47346 |  | 5000 | 50000
3.12.6 | B2.9.4 | (*) F/T-01,3 COFFEE TABLE |  | No. | 14 | 2400 | 33600 | 5918.25 | 82855.5 |  | 10000 | 140000
| Note | Note Details
3.12.7 | - | Custom made Furniture
3.12.8 | - | Supply and fix Custom made Furniture ,including all accessories needed for installation as per mention in drawings & specifications
3.12.9 | - | final selection of all items as per clients review and approval.
| Item Code | Description | Item Remarks | Unit of Measurement | Quantity/Base Price | Unit Price/Discount % (Excluding VAT) | Total | Unit Price/Discount % (Excluding VAT) | Total |  | Unit Price/Discount % (Excluding VAT) | Total
3.12.10 | B2.9.5 | (*) F/CB-01,LEARNING CENTER CABINET |  | No. | 1 | 12700 | 12700 | 5918.25 | 5918.25 |  | 7000 | 7000
3.12.11 | B2.9.6 | (*) F/CO-01,CUSTOMIZED COUNTER |  | No. | 6 | 12700 | 76200 | 11836.51 | 71019.06 |  | 0 | 0
3.12.12 | B2.9.7 | (*) F/CO-02,CUSTOMIZED CAFE COUNTER |  | No. | 1 | 8700 | 8700 | 11836.51 | 11836.51 |  | 0 | 0
3.12.13 | B2.9.8 | (*) F/CO-01,CUSTOMIZED PREPARATION COUNTER |  | No. | 1 | 11550 | 11550 | 17754.76 | 17754.76 |  | 0 | 0
3.12.14 | B2.9.9 | (*) F/CO-01,PANTRY COUNTER |  | No. | 1 | 27000 | 27000 | 17754.76 | 17754.76 |  | 20000 | 20000
| Note | Note Details
3.12.15 | - | Additional items
| Item Code | Description | Item Remarks | Unit of Measurement | Quantity/Base Price | Unit Price/Discount % (Excluding VAT) | Total | Unit Price/Discount % (Excluding VAT) | Total |  | Unit Price/Discount % (Excluding VAT) | Total
3.12.16 | AI | (*) Contractor may price here any items which has been shown in the Contract drawings or any other Contract Documents but overlooked or not specifically mentioned inthe schedule of items and is necessary for the satisfactory completion of the Works. Should the Contractor fail to insert any item here, it will be deemed that lump sum Contract Price includes all such items and no claims for additional items will be entertained. |  | Item | 1 | 0 | 0 | 88773.8 | 88773.8 |  | 0 | 0
| Note | Note Details
3.12.17 | - | Please attach one PDF file to be named "Additional Items for (insert bill no/name & Section No/name)" for the details of these additional items in the additional attachment area at the end of the BOQ.
3.13 EV - B2-10 MECHANICAL INSTALLATION - MAIN BUILDING | [5 empty] | 38 (out of 38) | 405986 | 38 (out of 38) | 801276.37 |  | 38 (out of 38) | 524215
| Note | Note Details
3.13.1 | - | Heating, ventilating and air-conditioning
3.13.2 | - | Supply, installation, testing, balancing & commissioning of complete Air Conditioning, Heating & Ventilation ,System as specified complete with in all respects as per drawings, specification, applicable standards, manufacturer recommendations, and as per drawings, mentioned in specification complete in all respects ready to operate including all builders work, coordination with other trades etc but not limited to the following;
| Item Code | Description | Item Remarks | Unit of Measurement | Quantity/Base Price | Unit Price/Discount % (Excluding VAT) | Total | Unit Price/Discount % (Excluding VAT) | Total |  | Unit Price/Discount % (Excluding VAT) | Total
3.13.3 | B2.10.1 | (*) Air Handling Unit (AHU), complete including connection to condensate drain piping, chilled water Pipework, connection to the duct work, necessary flexible connections, vibration isolators in accordance with the manufacturer's recommendations including final electrical connection, control panel, etc.; all in accordance with the specification and drawings |  | No. | 2 | 31250 | 62500 | 195302.35 | 390604.7 |  | 54000 | 108000
3.13.4 | B2.10.2 | (*) VRF Outdoor Unit complete with necessary Pipework, valves, strainers, flexible connections, thermometers; controls and associated accessories, vibration isolators, comply with manufacturer's details, final electrical connection, control panel and acoustic linings to reduced noise level; condensate drain piping up to the nearest floor drain, etc.; all in accordance with the specification and drawings |  | No. | 1 | 125000 | 125000 | 23673.01 | 23673.01 |  | 78000 | 78000
3.13.5 | B2.10.3 | (*) Supply and return air diffuser |  | No. | 8 | 800 | 6400 | 1775.48 | 14203.84 |  | 360 | 2880
3.13.6 | B2.10.4 | (*) Volume control damper |  | No. | 58 | 950 | 55100 | 828.56 | 48056.48 |  | 720 | 41760
3.13.7 | B2.10.5 | (*) Galvanized steel sheet metal, rectangular ductwork complete with insulation and all bends, tees, junctions, transformations, splitters, turning vanes, access panels, bell mouths, pressure dampers, fire dampers, fire retardant sealants for all ductwork passing through fire rated structures and connection to equipment, etc.; all in accordance with the specification and drawings |  | m2 | 148 | 425 | 62900 | 236.73 | 35036.04 |  | 1170 | 173160
3.13.8 | B2.10.6 | (*) Fresh Air louvers with sand trap filter to match with Architectural Cladding complete; all in accordance with the specification and drawing |  | Item | 1 | 20000 | 20000 | 17754.76 | 17754.76 |  | 3000 | 3000
3.13.9 | B2.10.7 | (*) Supply and return air linear diffuser |  | m | 60 | 235 | 14100 | 1775.48 | 106528.8 |  | 420 | 25200
3.13.10 | B2.10.8 | (*) Air curtain with automatic door switch |  | No. | 2 | 3235 | 6470 | 6628.44 | 13256.88 |  | 3360 | 6720
| Note | Note Details
3.13.11 | - | Drainage system
3.13.12 | - | Supply, install and commission Drainage, uPVC soil ,waste, vent and rain water pipes- above ground and below ground pipes and fittings including supports, brackets, hangers in accordance with the specification including coordination and connection to Sanitary wares as per required to complete Drainage System.
| Item Code | Description | Item Remarks | Unit of Measurement | Quantity/Base Price | Unit Price/Discount % (Excluding VAT) | Total | Unit Price/Discount % (Excluding VAT) | Total |  | Unit Price/Discount % (Excluding VAT) | Total
3.13.13 | B2.10.9 | (*) Floor trap |  | No. | 1 | 420 | 420 | 295.91 | 295.91 |  | 650 | 650
3.13.14 | B2.10.10 | (*) Gully trap with Cover |  | m | 1 | 965 | 965 | 1775.48 | 1775.48 |  | 1700 | 1700
3.13.15 | B2.10.11 | (*) uPVC pipe work installation including excavation, accessories, fittings and fixings all in accordance to the specification and drawings; 50 mm dia |  | m | 2 | 104 | 208 | 118.37 | 236.74 |  | 55 | 110
3.13.16 | B2.10.12 | (*) Ditto; 110mm dia |  | m | 6 | 125 | 750 | 142.04 | 852.24 |  | 90 | 540
3.13.17 | B2.10.13 | (*) Supply and installation of sewerage manhole double sealed cover as per design complying to local regulation; Manhole Cover |  | No. | 1 | 15000 | 15000 | 6448.53 | 6448.53 |  | 3500 | 3500
| Note | Note Details
3.13.18 | - | Water Supply
| Item Code | Description | Item Remarks | Unit of Measurement | Quantity/Base Price | Unit Price/Discount % (Excluding VAT) | Total | Unit Price/Discount % (Excluding VAT) | Total |  | Unit Price/Discount % (Excluding VAT) | Total
3.13.19 | B2.10.14 | (*) Supply and install water heaters including all necessary valve, thermometers, contactors, transformer, diffuser, heating elements and accessories, etc.; all in accordance with the specification and drawings; |  | m | 1 | 2420 | 2420 | 1420.38 | 1420.38 |  | 850 | 850
3.13.20 | B2.10.15 | (*) Polypropylene pipe and fittings including insulation, accessories and connections; all in accordance with the specification and drawings; 25 mm dia |  | m | 7 | 66 | 462 | 88.77 | 621.39 |  | 55 | 385
3.13.21 | B2.10.16 | (*) Ditto; 20mm dia |  | m | 3 | 64 | 192 | 82.86 | 248.58 |  | 50 | 150
3.13.22 | B2.10.17 | (*) Hot Polypropylene pipe and fittings including insulation, accessories and connections; all in accordance with the specification and drawings; 15mm dia |  | No. | 2 | 49 | 98 | 59.18 | 118.36 |  | 50 | 100
3.13.23 | B2.10.18 | (*) Water Hammer Arrester |  | No. | 1 | 586 | 586 | 4734.6 | 4734.6 |  | 350 | 350
3.13.24 | B2.10.19 | (*) Main Gate Valve |  | m | 1 | 1205 | 1205 | 2959.13 | 2959.13 |  | 6500 | 6500
| Note | Note Details
3.13.25 | - | Fire protection
3.13.26 | - | Supply and installation, testing, commissioning fire fighting system with all accessories as per ADCD latest code
| Item Code | Description | Item Remarks | Unit of Measurement | Quantity/Base Price | Unit Price/Discount % (Excluding VAT) | Total | Unit Price/Discount % (Excluding VAT) | Total |  | Unit Price/Discount % (Excluding VAT) | Total
3.13.27 | B2.10.20 | (*) Fire hose cabinet |  | No. | 1 | 10315 | 10315 | 8285.55 | 8285.55 |  | 18000 | 18000
3.13.28 | B2.10.21 | (*) 6 kg dry powder fire extinguisher |  | No. | 2 | 525 | 1050 | 473.46 | 946.92 |  | 420 | 840
3.13.29 | B2.10.22 | (*) 5 kg co2 fire extinguisher |  | No. | 2 | 415 | 830 | 532.64 | 1065.28 |  | 400 | 800
3.13.30 | B2.10.23 | (*) Galvanized Steel wet riser pipe including fittings, valves and accessories; all in accordance with the specification and drawings; 65mm dia. |  | m | 8 | 345 | 2760 | 177.55 | 1420.4 |  | 190 | 1520
3.13.31 | B2.10.24 | (*) Main Gate Valve |  | No. | 1 | 1755 | 1755 | 2367.3 | 2367.3 |  | 15000 | 15000
| Note | Note Details
3.13.32 | - | SUNDRIES:-
| Item Code | Description | Item Remarks | Unit of Measurement | Quantity/Base Price | Unit Price/Discount % (Excluding VAT) | Total | Unit Price/Discount % (Excluding VAT) | Total |  | Unit Price/Discount % (Excluding VAT) | Total
3.13.33 | B2.10.25 | (*) Allow for supports |  | Item | 1 | 5000 | 5000 | 8877.38 | 8877.38 |  | 5000 | 5000
3.13.34 | B2.10.26 | (*) Allow for identifications, tag plates, labels, signage and colour coding for all services. |  | Item | 1 | 500 | 500 | 8877.38 | 8877.38 |  | 5000 | 5000
3.13.35 | B2.10.27 | (*) Allow for testing and pre-commissioning |  | Item | 1 | 1500 | 1500 | 8877.38 | 8877.38 |  | 500 | 500
3.13.36 | B2.10.28 | (*) Allow for commissioning |  | Item | 1 | 1000 | 1000 | 8877.38 | 8877.38 |  | 500 | 500
3.13.37 | B2.10.29 | (*) Allow for tools and spares |  | Item | 1 | 500 | 500 | 11836.51 | 11836.51 |  | 500 | 500
3.13.38 | B2.10.30 | (*) Allow for document and certification |  | Item | 1 | 1000 | 1000 | 8877.38 | 8877.38 |  | 5000 | 5000
3.13.39 | B2.10.31 | (*) Allow for co-ordination with other services |  | Item | 1 | 500 | 500 | 8877.38 | 8877.38 |  | 2000 | 2000
3.13.40 | B2.10.32 | (*) Allow for cutting or forming holes, mortises, chases, or the like and making good finishing |  | Item | 1 | 500 | 500 | 8877.38 | 8877.38 |  | 5000 | 5000
3.13.41 | B2.10.33 | (*) Allow for building in or cutting and pinning brackets or the like and making good finishing |  | Item | 1 | 500 | 500 | 8877.38 | 8877.38 |  | 2000 | 2000
3.13.42 | B2.10.34 | (*) Allow for protective painting to all systems |  | Item | 1 | 1000 | 1000 | 8877.38 | 8877.38 |  | 1000 | 1000
3.13.43 | B2.10.35 | (*) Allow for decorative painting to all systems |  | Item | 1 | 500 | 500 | 8877.38 | 8877.38 |  | 1000 | 1000
3.13.44 | B2.10.36 | (*) Allow for drawings, manuals, submittal, samples inspections, instruction books |  | Item | 1 | 1500 | 1500 | 8877.38 | 8877.38 |  | 5000 | 5000
3.13.45 | B2.10.37 | (*) Allow for builders work |  | Item | 1 | 500 | 500 | 8877.38 | 8877.38 |  | 2000 | 2000
| Note | Note Details
3.13.46 | - | Additional items
| Item Code | Description | Item Remarks | Unit of Measurement | Quantity/Base Price | Unit Price/Discount % (Excluding VAT) | Total | Unit Price/Discount % (Excluding VAT) | Total |  | Unit Price/Discount % (Excluding VAT) | Total
3.13.47 | AI | (*) Contractor may price here any items which has been shown in the Contract drawings or any other Contract Documents but overlooked or not specifically mentioned inthe schedule of items and is necessary for the satisfactory completion of the Works. Should the Contractor fail to insert any item here, it will be deemed that lump sum Contract Price includes all such items and no claims for additional items will be entertained. |  | Item | 1 | 0 | 0 | 0 | 0 |  | 0 | 0
| Note | Note Details
3.13.48 | - | Please attach one PDF file to be named "Additional Items for (insert bill no/name & Section No/name)" for the details of these additional items in the additional attachment area at the end of the BOQ.
3.14 EV - B2-11 ELECTRICAL INSTALLATION - MAIN BUILDING | [5 empty] | 92 (out of 92) | 894380 | 92 (out of 92) | 1438879.34 |  | 92 (out of 92) | 1211191
| Note | Note Details
3.14.1 | - | Electrical Works
3.14.2 | - | Final Distribution Board
3.14.3 | - | Supply, install, test and commission Wall mounted/ Free Standing Final Distribution Boards including circuit breakers, energy monitoring, conduits, ducts and trays from incoming/Outgoing power supply and all terminations as shown on the Drawings & Specifications for the following:-
| Item Code | Description | Item Remarks | Unit of Measurement | Quantity/Base Price | Unit Price/Discount % (Excluding VAT) | Total | Unit Price/Discount % (Excluding VAT) | Total |  | Unit Price/Discount % (Excluding VAT) | Total
3.14.4 | B2.11.1 | (*) DB-MB |  | No. | 1 | 7000 | 7000 | 4142.78 | 4142.78 |  | 3050 | 3050
3.14.5 | B2.11.2 | (*) HVAC CONTROL PANEL |  | No. | 1 | 16000 | 16000 | 23673.01 | 23673.01 |  | 50000 | 50000
| Note | Note Details
3.14.6 | - | CABLES AND CABLES SUPPORT SYSTEMS:-
3.14.7 | - | Supply, install, test and commission of Low Voltage armoured cables including glands, connections, conduits, cable ducts, Cable Trays, GI cable trunking, civil works, cable cleats, earthing cable, fixings and termination complete as shown on Drawings and Specifications
3.14.8 | - | Cables from SMDB to the following
| Item Code | Description | Item Remarks | Unit of Measurement | Quantity/Base Price | Unit Price/Discount % (Excluding VAT) | Total | Unit Price/Discount % (Excluding VAT) | Total |  | Unit Price/Discount % (Excluding VAT) | Total
3.14.9 | B2.11.3 | (*) (4C 35mm2 XLPE/SWA/PVC + 1C 10mm2 CU PVC) |  | m | 226 | 95 | 21470 | 106.86 | 24150.36 |  | 205 | 46330
3.14.10 | B2.11.4 | (*) (4C 70mm2 XLPE/SWA/PVC + 1C 35mm2 CU PVC) |  | m | 150 | 135 | 20250 | 161.19 | 24178.5 |  | 285 | 42750
3.14.11 | B2.11.5 | (*) UPVC Ducts |  | m | 1 | 250 | 250 | 31998.81 | 31998.81 |  | 1000 | 1000
| Note | Note Details
3.14.12 | - | Cables Trays and Trunking
3.14.13 | - | Internal armoured cables, cable trays, cable ducts, GI cable trunking, civil works etc. including all fixings and termination complete as per shown in schematic diagram, load schedules and drawings.
| Item Code | Description | Item Remarks | Unit of Measurement | Quantity/Base Price | Unit Price/Discount % (Excluding VAT) | Total | Unit Price/Discount % (Excluding VAT) | Total |  | Unit Price/Discount % (Excluding VAT) | Total
3.14.14 | B2.11.6 | (*) GI Trunking 50mm x 50mm |  | Item | 1 | 5500 | 5500 | 5918.25 | 5918.25 |  | 0 | 0
3.14.15 | B2.11.7 | (*) GI Trunking 100mm x 100mm |  | Item | 1 | 5500 | 5500 | 5918.25 | 5918.25 |  | 0 | 0
3.14.16 | B2.11.8 | (*) GI Trunking 150mm x 150mm |  | Item | 1 | 5500 | 5500 | 8285.55 | 8285.55 |  | 0 | 0
3.14.17 | B2.11.9 | (*) 100mm HDGI cable tray |  | Item | 1 | 5500 | 5500 | 8285.55 | 8285.55 |  | 1000 | 1000
3.14.18 | B2.11.10 | (*) 150 mm HDGI cable tray |  | Item | 1 | 5500 | 5500 | 8285.55 | 8285.55 |  | 14000 | 14000
3.14.19 | B2.11.11 | (*) 200 mm HDGI cable tray |  | Item | 1 | 5500 | 5500 | 8877.38 | 8877.38 |  | 15000 | 15000
3.14.20 | B2.11.12 | (*) 300 mm HDGI cable tray |  | Item | 1 | 5500 | 5500 | 11836.51 | 11836.51 |  | 5000 | 5000
| Note | Note Details
3.14.21 | - | DISCONNECTING SWITCHES:-
3.14.22 | - | Supply ,Install, testing and commissioning AC23,IP65 Disconnecting switches including all interconnecting cables, wires , trays and Equipments Points from SMD panels and terminations.
| Item Code | Description | Item Remarks | Unit of Measurement | Quantity/Base Price | Unit Price/Discount % (Excluding VAT) | Total | Unit Price/Discount % (Excluding VAT) | Total |  | Unit Price/Discount % (Excluding VAT) | Total
3.14.23 | B2.11.14 | (*) Three Phase Isolator (TPN) IP 65 |  | No. | 3 | 1200 | 3600 | 1183.65 | 3550.95 |  | 2050 | 6150
| Note | Note Details
3.14.24 | - | POWER INSTALLATION:
3.14.25 | - | Wiring Devices Points
3.14.26 | - | Supply ,Install, testing and commissioning complete including points of Wiring devices with cover plates and outlet boxes , wiring cable tray & required all terminations,conduits,boxes , back boxes, couplers, draw boxes, junction boxes, wiring etc complete as per Drawings and Specifications.
| Item Code | Description | Item Remarks | Unit of Measurement | Quantity/Base Price | Unit Price/Discount % (Excluding VAT) | Total | Unit Price/Discount % (Excluding VAT) | Total |  | Unit Price/Discount % (Excluding VAT) | Total
3.14.27 | B2.11.15 | (*) 13A switched single socket outlet |  | No. | 18 | 540 | 9720 | 710.19 | 12783.42 |  | 320 | 5760
3.14.28 | B2.11.16 | (*) 13A switched double socket outlet |  | No. | 9 | 600 | 5400 | 887.74 | 7989.66 |  | 380 | 3420
3.14.29 | B2.11.17 | (*) 16A Industrial socket |  | No. | 1 | 1000 | 1000 | 887.74 | 887.74 |  | 0 | 0
3.14.30 | B2.11.18 | (*) Flexible outlet Above false ceiling |  | No. | 14 | 720 | 10080 | 591.83 | 8285.62 |  | 420 | 5880
3.14.31 | B2.11.19 | (*) Flex outlet for water heater |  | No. | 1 | 720 | 720 | 591.83 | 591.83 |  | 380 | 380
3.14.32 | B2.11.21 | (*) cocker control unit |  | No. | 1 | 3000 | 3000 | 887.74 | 887.74 |  | 0 | 0
3.14.33 | B2.11.22 | (*) Floor box |  | No. | 6 | 2200 | 13200 | 1538.75 | 9232.5 |  | 2500 | 15000
| Note | Note Details
3.14.34 | - | LIGHTING FIXTURES
3.14.35 | - | Supply, install, testing and commissioning complete Light fittings including cabling, wiring, conduits and switches in connections to permanent wiring system
| Item Code | Description | Item Remarks | Unit of Measurement | Quantity/Base Price | Unit Price/Discount % (Excluding VAT) | Total | Unit Price/Discount % (Excluding VAT) | Total |  | Unit Price/Discount % (Excluding VAT) | Total
3.14.36 | B2.11.22.1 | (*) Electrical points for Type L7 MAIN BUILDING |  | No. | 7 | 1860 | 13020 | 1420.38 | 9942.66 |  | 1215 | 8505
3.14.37 | B2.11.23 | (*) Electrical points for Type L8 MAIN BUILDING |  | No. | 20 | 2140 | 42800 | 1065.29 | 21305.8 |  | 1275 | 25500
3.14.38 | B2.11.24 | (*) Electrical points for Type L9 MAIN BUILDING |  | No. | 24 | 1520 | 36480 | 1006.1 | 24146.4 |  | 220 | 5280
3.14.39 | B2.11.24.1 | (*) Electrical points for Type CH MAIN BUILDING |  | No. | 4 | 700 | 2800 | 14203.81 | 56815.24 |  | 15000 | 60000
3.14.40 | B2.11.25 | (*) Surface Mountain Self Contained Non Maintained, 3 Hours Duration 1x12W Emergency Light |  | No. | 24 | 1200 | 28800 | 1361.2 | 32668.8 |  | 750 | 18000
3.14.41 | B2.11.26 | (*) Self Contained and Maintained, 3 Hours Duration 1x8W Exit Light |  | No. | 2 | 1200 | 2400 | 1420.38 | 2840.76 |  | 915 | 1830
3.14.42 | B2.11.27 | (*) Self Contained and Maintained, 3 Hours Duration 1x8W Exit Light with indication Arrow |  | No. | 2 | 1200 | 2400 | 1479.56 | 2959.12 |  | 1053 | 2106
| Note | Note Details
3.14.43 | - | WIRING DEVICES & ACCESSORIES
3.14.44 | - | Supply, install and connect the following devices including device boxes, cover, plates, conduits and wiring between devices and distribution boards, switch panels, etc. as per drawings:
| Item Code | Description | Item Remarks | Unit of Measurement | Quantity/Base Price | Unit Price/Discount % (Excluding VAT) | Total | Unit Price/Discount % (Excluding VAT) | Total |  | Unit Price/Discount % (Excluding VAT) | Total
3.14.45 | B2.11.28 | (*) 20A double pole switch |  | No. | 1 | 600 | 600 | 946.92 | 946.92 |  | 380 | 380
| Note | Note Details
3.14.46 | - | LIGHTING CONTROL SYSTEM:
3.14.47 | - | Supply, install, test and commission complete lighting control system including, cabling, wiring, termination and power connections ,(Data if required)conduits, back boxes, couplers, accessories and suitable for each rooms, halls, corridors and offices and all place at the bulding with all required software and programming activities for all components of the system to the Specification ,shown on Drawings and operation performance requested by the Engineer and not limited to the following .
| Item Code | Description | Item Remarks | Unit of Measurement | Quantity/Base Price | Unit Price/Discount % (Excluding VAT) | Total | Unit Price/Discount % (Excluding VAT) | Total |  | Unit Price/Discount % (Excluding VAT) | Total
3.14.48 | B2.11.31 | (*) Overide Switch |  | Item | 1 | 6000 | 6000 | 5918.25 | 5918.25 |  | 2860 | 2860
3.14.49 | B2.11.32 | (*) 360 Motion sensor |  | Item | 1 | 6000 | 6000 | 11836.51 | 11836.51 |  | 15000 | 15000
3.14.50 | B2.11.33 | (*) Lighting Control Panel |  | No. | 1 | 25000 | 25000 | 11836.51 | 11836.51 |  | 40000 | 40000
3.14.51 | B2.11.34 | (*) LCD Touch screen |  | No. | 1 | 15500 | 15500 | 11836.51 | 11836.51 |  | 5000 | 5000
3.14.52 | B2.11.35 | (*) Photocell & timer switcher W/P IP54 |  | No. | 1 | 6500 | 6500 | 5918.25 | 5918.25 |  | 2000 | 2000
| Note | Note Details
3.14.53 | - | COMMUNICATION SYSTEMS
3.14.54 | - | TELECOMMUNICATION SYSTEM:-
3.14.55 | - | Supply, install, testing and commissioning complete Telecom System Equipments Points & Accessories including connection and terminations as per Client Requirements, drawings ,Specifications and as per latest Etisalat regulations.
| Item Code | Description | Item Remarks | Unit of Measurement | Quantity/Base Price | Unit Price/Discount % (Excluding VAT) | Total | Unit Price/Discount % (Excluding VAT) | Total |  | Unit Price/Discount % (Excluding VAT) | Total
3.14.56 | B2.11.37 | (*) IDF |  | No. | 1 | 9000 | 9000 | 11836.51 | 11836.51 |  | 35000 | 35000
3.14.57 | B2.11.38 | (*) Dual RJ 45outlet |  | No. | 6 | 800 | 4800 | 946.92 | 5681.52 |  | 720 | 4320
3.14.58 | B2.11.39 | (*) Single RJ 45outlet (above false cielling) |  | No. | 3 | 600 | 1800 | 710.19 | 2130.57 |  | 420 | 1260
3.14.59 | B2.11.40 | (*) Single RJ 45 at high level |  | No. | 3 | 1000 | 3000 | 710.19 | 2130.57 |  | 360 | 1080
3.14.60 | B2.11.40.1 | (*) Patch panel |  | No. | 2 | 800 | 1600 | 17754.76 | 35509.52 |  | 2500 | 5000
3.14.61 | B2.11.40.2 | (*) 24 POE port switch |  | No. | 1 | 5300 | 5300 | 5918.25 | 5918.25 |  | 6000 | 6000
3.14.62 | B2.11.41 | (*) Conduites, wiring, cables, termination, trunking, ,junction boxes,earthing and trays etc related to telecommunication system |  | Item | 1 | 15000 | 15000 | 29591.27 | 29591.27 |  | 82000 | 82000
| Note | Note Details
3.14.63 | - | Cables Trays and Trunking
3.14.64 | - | cable trays, cable ducts, GI cable trunking, civil works etc. including all fixings and termination complete as per shown in schematic diagram, load schedules drawings and requirments
| Item Code | Description | Item Remarks | Unit of Measurement | Quantity/Base Price | Unit Price/Discount % (Excluding VAT) | Total | Unit Price/Discount % (Excluding VAT) | Total |  | Unit Price/Discount % (Excluding VAT) | Total
3.14.65 | B2.11.42 | (*) GI Trunking 50mm x 50mm |  | Item | 1 | 5500 | 5500 | 8877.38 | 8877.38 |  | 0 | 0
3.14.66 | B2.11.43 | (*) GI Trunking 100mm x 100mm |  | Item | 1 | 5500 | 5500 | 10061.03 | 10061.03 |  | 0 | 0
3.14.67 | B2.11.44 | (*) GI Trunking 150mm x 150mm |  | Item | 1 | 5500 | 5500 | 10356.94 | 10356.94 |  | 0 | 0
3.14.68 | B2.11.45 | (*) 100mm HDGI cable tray |  | Item | 1 | 5500 | 5500 | 9469.2 | 9469.2 |  | 0 | 0
3.14.69 | B2.11.46 | (*) 150mm HDGI cable tray |  | Item | 1 | 5500 | 5500 | 10061.03 | 10061.03 |  | 0 | 0
| Note | Note Details
3.14.70 | - | PUBLIC ADDRESS SYSTEM
3.14.71 | - | Allow for all necessary works in connection with PA installation complete including supply, installation, testing and commissioning as per the drawings and/or the specifications
3.14.72 | - | Complete PA system including all devices / elements as shown on the drawings and/or in specification including supply, installation, connections, testing & commissioning and documentation. Include all builders work, fixing accessories, wires/ cables, tagging, cable tray with cover, trunking, conduits, supports, back boxes,couplers and accessories as required
| Item Code | Description | Item Remarks | Unit of Measurement | Quantity/Base Price | Unit Price/Discount % (Excluding VAT) | Total | Unit Price/Discount % (Excluding VAT) | Total |  | Unit Price/Discount % (Excluding VAT) | Total
3.14.73 | B2.11.47 | (*) 6watts WALL MOUNTED speaker |  | No. | 10 | 2000 | 20000 | 804.88 | 8048.8 |  | 750 | 7500
3.14.74 | B2.11.48 | (*) Touching screen paging microphone |  | No. | 1 | 15500 | 15500 | 14499.72 | 14499.72 |  | 2000 | 2000
3.14.75 | B2.11.49 | (*) AM/FM tuner |  | No. | 1 | 6500 | 6500 | 1716.29 | 1716.29 |  | 5000 | 5000
3.14.76 | B2.11.50 | (*) Power amplifier |  | No. | 1 | 12500 | 12500 | 32846.3 | 32846.3 |  | 15000 | 15000
3.14.77 | B2.11.51 | (*) System manager |  | No. | 1 | 9500 | 9500 | 75161.81 | 75161.81 |  | 25000 | 25000
3.14.78 | B2.11.52 | (*) Conduits, wiring, cables, termination, trunking, junction boxes and trays etc. related to Public address system as specified |  | Item | 1 | 15000 | 15000 | 65100.78 | 65100.78 |  | 32000 | 32000
| Note | Note Details
3.14.79 | - | AUDIO VIDEO SYSTEM
3.14.80 | - | Supply, install Test & Commissioning the following Audio Video and outlets complete including pull boxes,conduits, cable address and all necessary fixing accessories all as shown in the drawings,schematic diagram & specification.
| Item Code | Description | Item Remarks | Unit of Measurement | Quantity/Base Price | Unit Price/Discount % (Excluding VAT) | Total | Unit Price/Discount % (Excluding VAT) | Total |  | Unit Price/Discount % (Excluding VAT) | Total
3.14.81 | B2.11.53 | (*) 48'' smart HD TV |  | No. | 3 | 6500 | 19500 | 7693.73 | 23081.19 |  | 14000 | 42000
3.14.82 | B2.11.54 | (*) Conduites, wiring, patch panels, cables, termination, trunking, ,junction boxes,earthing,software and trays... etc related work required for AV system |  | Item | 1 | 1500 | 1500 | 17754.76 | 17754.76 |  | 6000 | 6000
| Note | Note Details
3.14.83 | - | CCTV System Installation
3.14.84 | - | Allow for all necessary works in connection with CCTV installation complete including supply, installation, testing and commissioning as per the drawings and/or the specifications
3.14.85 | - | Complete CCTV system including NVR,work station,CAT6 cabling ,power caling... ETC and all devices / elements as shown on the drawings and/or in specification including supply, installation, connections, testing & commissioning and documentation. Include all builders work, fixing accessories, wires/ cables, tagging, cable tray with cover, trunking, conduits, supports, back boxes,couplers and accessories as required
| Item Code | Description | Item Remarks | Unit of Measurement | Quantity/Base Price | Unit Price/Discount % (Excluding VAT) | Total | Unit Price/Discount % (Excluding VAT) | Total |  | Unit Price/Discount % (Excluding VAT) | Total
3.14.86 | B2.11.55 | (*) Dome type camera IP (Day & Night) POE ,Recognize |  | No. | 7 | 10000 | 70000 | 4888.48 | 34219.36 |  | 6000 | 42000
3.14.87 | B2.11.56 | (*) Dome type camera IP (Day & Night) POE, Identify |  | No. | 1 | 10000 | 10000 | 4888.48 | 4888.48 |  | 7500 | 7500
3.14.88 | B2.11.57 | (*) Fixed camera IP (DAY & Night )POE weather proof ,Recongize |  | No. | 12 | 10000 | 120000 | 7724.5 | 92694 |  | 9500 | 114000
3.14.89 | B2.11.58 | (*) port switch |  | No. | 2 | 1600 | 3200 | 1331.61 | 2663.22 |  | 0 | 0
3.14.90 | B2.11.59 | (*) 24 POE port switch |  | No. | 2 | 5300 | 10600 | 32763.45 | 65526.9 |  | 6000 | 12000
3.14.91 | B2.11.62 | (*) Patch panel |  | No. | 2 | 1000 | 2000 | 208.32 | 416.64 |  | 2500 | 5000
3.14.92 | B2.11.63 | (*) Conduites, wiring, patch panels, cables, termination, trunking, ,junction boxes,earthing and trays... etc related work required for CCTV system |  | Item | 1 | 6500 | 6500 | 71019.04 | 71019.04 |  | 100000 | 100000
| Note | Note Details
3.14.93 | - | Uninterruptible Power Supply
3.14.94 | - | Supply, install, test and commission of UPS including battery bank, rectifier, inverters static by pass switch, control panel, ducts, cable terminations, cable tray, conduits, civil works, etc. in accordance with the site conditions, Requirements, Drawings and Specification.
| Item Code | Description | Item Remarks | Unit of Measurement | Quantity/Base Price | Unit Price/Discount % (Excluding VAT) | Total | Unit Price/Discount % (Excluding VAT) | Total |  | Unit Price/Discount % (Excluding VAT) | Total
3.14.95 | B2.11.64 | (*) 5 KVA UPS (for racks) |  | No. | 1 | 45000 | 45000 | 26040.31 | 26040.31 |  | 25000 | 25000
| Note | Note Details
3.14.96 | - | Earthing & bonding System
| Item Code | Description | Item Remarks | Unit of Measurement | Quantity/Base Price | Unit Price/Discount % (Excluding VAT) | Total | Unit Price/Discount % (Excluding VAT) | Total |  | Unit Price/Discount % (Excluding VAT) | Total
3.14.97 | B2.11.65 | (*) Supply, install ,testing and commissioning with all accessories of the earthing and bonding system complete including Earth Bar main earth electrodes , earthing continuity conductors ,bonding conductors and earth pit etc, as specified. |  | Item | 1 | 15000 | 15000 | 14203.81 | 14203.81 |  | 8000 | 8000
| Note | Note Details
3.14.98 | - | Lightning Protection System
3.14.99 | - | Supply, install, test and commission complete lightning protection system air termination network, fitting and connection complete in accordance with Specifications and Drawings.
| Item Code | Description | Item Remarks | Unit of Measurement | Quantity/Base Price | Unit Price/Discount % (Excluding VAT) | Total | Unit Price/Discount % (Excluding VAT) | Total |  | Unit Price/Discount % (Excluding VAT) | Total
3.14.100 | B2.11.66 | (*) Earth pit |  | Item | 1 | 10500 | 10500 | 7101.9 | 7101.9 |  | 11000 | 11000
3.14.101 | B2.11.67 | (*) Free standing air terminal for protection of mechanical |  | Item | 1 | 2500 | 2500 | 5918.25 | 5918.25 |  | 1000 | 1000
3.14.102 | B2.11.68 | (*) Thermo weld in all joints |  | Item | 1 | 2500 | 2500 | 5918.25 | 5918.25 |  | 1000 | 1000
3.14.103 | B2.11.69 | (*) Copper tape down conductor |  | Item | 1 | 2500 | 2500 | 5918.25 | 5918.25 |  | 2000 | 2000
3.14.104 | B2.11.70 | (*) Down conductor to earth pit |  | Item | 1 | 2500 | 2500 | 5326.43 | 5326.43 |  | 1000 | 1000
3.14.105 | B2.11.71 | (*) 1C 70mm² PVC/SC direct buried cable |  | Item | 1 | 2500 | 2500 | 1775.48 | 1775.48 |  | 4500 | 4500
3.14.106 | B2.11.72 | (*) 25x 3mm bare copper tape lightning protection air terminal |  | Item | 1 | 2500 | 2500 | 10061.03 | 10061.03 |  | 9000 | 9000
| Note | Note Details
3.14.107 | - | FIRE ALARM & SECURITY SYSTEMS
3.14.108 | - | ANALOGUE ADDRESSABLE FIRE ALARM SYSTEM
3.14.109 | - | Fire Alarm Installation
3.14.110 | - | Allow for all necessary works in connection with fire alarm installation complete including supply, installation, testing and commissioning as per the drawings and/or the specifications
3.14.111 | - | Complete addressable fire alarm system including all devices / elements as shown on the drawings and/or in specification including supply, installation, connections, testing & commissioning and documentation. Include all builders work, detector base, fixing accessories, fire resistant cables, tagging, cable tray with cover, trunking, conduits, supports, back boxes, couplers and accessories as required.
| Item Code | Description | Item Remarks | Unit of Measurement | Quantity/Base Price | Unit Price/Discount % (Excluding VAT) | Total | Unit Price/Discount % (Excluding VAT) | Total |  | Unit Price/Discount % (Excluding VAT) | Total
3.14.112 | B2.11.73 | (*) Addressable Fire Alarm control panel |  | No. | 1 | 13200 | 13200 | 47346.02 | 47346.02 |  | 25000 | 25000
3.14.113 | B2.11.74 | (*) Addressable Monitor panel for emergency light |  | No. | 1 | 33000 | 33000 | 41427.77 | 41427.77 |  | 66000 | 66000
3.14.114 | B2.11.75 | (*) Addressable Smoke detector |  | No. | 6 | 465 | 2790 | 1479.56 | 8877.36 |  | 350 | 2100
3.14.115 | B2.11.76 | (*) Addressable heat detector |  | No. | 1 | 400 | 400 | 1420.38 | 1420.38 |  | 450 | 450
3.14.116 | B2.11.77 | (*) BEAM SMOKE DETECTOR TRANSMITTER/RECEIVER |  | No. | 1 | 860 | 860 | 2367.3 | 2367.3 |  | 1000 | 1000
3.14.117 | B2.11.78 | (*) Addressable manual call point |  | No. | 2 | 465 | 930 | 1479.56 | 2959.12 |  | 500 | 1000
3.14.118 | B2.11.80 | (*) Addressable Fire Alarm sounder with strobe weather proof |  | No. | 2 | 860 | 1720 | 1420.38 | 2840.76 |  | 650 | 1300
3.14.119 | B2.11.81 | (*) Monitor Module |  | No. | 2 | 595 | 1190 | 2959.13 | 5918.26 |  | 1500 | 3000
3.14.120 | B2.11.82 | (*) conduits, cabling, trays, ducts, trunking related to fire alarm system. |  | Item | 1 | 5000 | 5000 | 35509.52 | 35509.52 |  | 15000 | 15000
| Note | Note Details
3.14.121 | - | SUNDRIES:-
| Item Code | Description | Item Remarks | Unit of Measurement | Quantity/Base Price | Unit Price/Discount % (Excluding VAT) | Total | Unit Price/Discount % (Excluding VAT) | Total |  | Unit Price/Discount % (Excluding VAT) | Total
3.14.122 | B2.11.83 | (*) Allow for supports |  | Item | 1 | 1000 | 1000 | 5918.25 | 5918.25 |  | 15000 | 15000
3.14.123 | B2.11.84 | (*) Allow for identifications, tag plates, labels, signage and colour coding for all services. |  | Item | 1 | 1000 | 1000 | 11836.51 | 11836.51 |  | 25000 | 25000
3.14.124 | B2.11.85 | (*) Allow for testing and pre-commissioning |  | Item | 1 | 5000 | 5000 | 11836.51 | 11836.51 |  | 500 | 500
3.14.125 | B2.11.86 | (*) Allow for commissioning |  | Item | 1 | 2500 | 2500 | 11836.51 | 11836.51 |  | 500 | 500
3.14.126 | B2.11.87 | (*) Allow for tools and spares |  | Item | 1 | 1000 | 1000 | 11836.51 | 11836.51 |  | 500 | 500
3.14.127 | B2.11.88 | (*) Allow for document and certification |  | Item | 1 | 2500 | 2500 | 11836.51 | 11836.51 |  | 1500 | 1500
3.14.128 | B2.11.89 | (*) Allow for co-ordination with other services |  | Item | 1 | 500 | 500 | 11836.51 | 11836.51 |  | 5000 | 5000
3.14.129 | B2.11.90 | (*) Allow for cutting or forming holes, mortises, chases, or the like and making good finishing |  | Item | 1 | 500 | 500 | 11836.51 | 11836.51 |  | 5000 | 5000
3.14.130 | B2.11.91 | (*) Allow for building in or cutting and pinning brackets or the like and making good finishing |  | Item | 1 | 500 | 500 | 11836.51 | 11836.51 |  | 5000 | 5000
3.14.131 | B2.11.92 | (*) Allow for protective painting to all systems |  | Item | 1 | 1000 | 1000 | 11836.51 | 11836.51 |  | 3000 | 3000
3.14.132 | B2.11.93 | (*) Allow for decorative painting to all systems |  | Item | 1 | 500 | 500 | 11836.51 | 11836.51 |  | 2000 | 2000
3.14.133 | B2.11.94 | (*) Allow for drawings, manuals, submittal, samples inspections, instruction books |  | Item | 1 | 2500 | 2500 | 11836.51 | 11836.51 |  | 5000 | 5000
3.14.134 | B2.11.95 | (*) Allow for builders work |  | Item | 1 | 2500 | 2500 | 11836.51 | 11836.51 |  | 15000 | 15000
| Note | Note Details
3.14.135 | - | Additional items
| Item Code | Description | Item Remarks | Unit of Measurement | Quantity/Base Price | Unit Price/Discount % (Excluding VAT) | Total | Unit Price/Discount % (Excluding VAT) | Total |  | Unit Price/Discount % (Excluding VAT) | Total
3.14.136 | AI | (*) Contractor may price here any items which has been shown in the Contract drawings or any other Contract Documents but overlooked or not specifically mentioned inthe schedule of items and is necessary for the satisfactory completion of the Works. Should the Contractor fail to insert any item here, it will be deemed that lump sum Contract Price includes all such items and no claims for additional items will be entertained. |  | Item | 1 | 0 | 0 | 0 | 0 |  | 0 | 0
| Note | Note Details
3.14.137 | - | Please attach one PDF file to be named "Additional Items for (insert bill no/name & Section No/name)" for the details of these additional items in the additional attachment area at the end of the BOQ.
3.15 EV - BILL NO 03 - ELEPHANT VILLAGE -TOILET BUILDING | [5 empty] | 0 (out of 0) | 871575 | 0 (out of 0) | 2486405.86 | 0 | 0 (out of 0) | 1663941 | 0
3.16 EV - B3-01 SITE WORK - TOILET BUILDING | [5 empty] | 5 (out of 5) | 17532 | 5 (out of 5) | 17971.8 |  | 5 (out of 5) | 9204
| Note | Note Details
3.16.1 | - | Site preparation
| Item Code | Description | Item Remarks | Unit of Measurement | Quantity/Base Price | Unit Price/Discount % (Excluding VAT) | Total | Unit Price/Discount % (Excluding VAT) | Total |  | Unit Price/Discount % (Excluding VAT) | Total
3.16.2 | B3.1.1 | (*) Site preparation as required |  | m2 | 132 | 15 | 1980 | 4.5 | 594 |  | 10 | 1320
| Note | Note Details
3.16.3 | - | Excavation
| Item Code | Description | Item Remarks | Unit of Measurement | Quantity/Base Price | Unit Price/Discount % (Excluding VAT) | Total | Unit Price/Discount % (Excluding VAT) | Total |  | Unit Price/Discount % (Excluding VAT) | Total
3.16.4 | B3.1.2 | (*) Pit excavation to receive foundation |  | m3 | 198 | 50 | 9900 | 41.37 | 8191.26 |  | 15 | 2970
| Note | Note Details
3.16.5 | - | Filling
| Item Code | Description | Item Remarks | Unit of Measurement | Quantity/Base Price | Unit Price/Discount % (Excluding VAT) | Total | Unit Price/Discount % (Excluding VAT) | Total |  | Unit Price/Discount % (Excluding VAT) | Total
3.16.6 | B3.1.3 | (*) Selected fill from excavated materials all in accordance with the Specifications |  | m3 | 168 | 30 | 5040 | 51.81 | 8704.08 |  | 25 | 4200
| Note | Note Details
3.16.7 | - | Anti Treatment
3.16.8 | - | Allow for termite control; prepare and apply anti-termite treatment; all in accordance with the Specifications and subject to the Contractor's approval
| Item Code | Description | Item Remarks | Unit of Measurement | Quantity/Base Price | Unit Price/Discount % (Excluding VAT) | Total | Unit Price/Discount % (Excluding VAT) | Total |  | Unit Price/Discount % (Excluding VAT) | Total
3.16.9 | B3.1.4 | (*) To horizontal and vertical surfaces |  | m2 | 102 | 6 | 612 | 4.73 | 482.46 |  | 7 | 714
| Note | Note Details
3.16.10 | - | Additional items
| Item Code | Description | Item Remarks | Unit of Measurement | Quantity/Base Price | Unit Price/Discount % (Excluding VAT) | Total | Unit Price/Discount % (Excluding VAT) | Total |  | Unit Price/Discount % (Excluding VAT) | Total
3.16.11 | AI | (*) Contractor may price here any items which has been shown in the Contract drawings or any other Contract Documents but overlooked or not specifically mentioned inthe schedule of items and is necessary for the satisfactory completion of the Works. Should the Contractor fail to insert any item here, it will be deemed that lump sum Contract Price includes all such items and no claims for additional items will be entertained. |  | Item | 1 | 0 | 0 | 0 | 0 |  | 0 | 0
| Note | Note Details
3.16.12 | - | Please attach one PDF file to be named "Additional Items for (insert bill no/name & Section No/name)" for the details of these additional items in the additional attachment area at the end of the BOQ.
3.17 EV - B3-02 CONCRETE WORK - TOILET BUILDING | [5 empty] | 13 (out of 13) | 128500 | 13 (out of 13) | 134599.42 |  | 13 (out of 13) | 92570
| Note | Note Details
3.17.1 | - | SUBSTRUCTURE
3.17.2 | - | Poured Concrete
3.17.3 | - | Plain concrete (20 N/mm2) as per specifications and drawings.
| Item Code | Description | Item Remarks | Unit of Measurement | Quantity/Base Price | Unit Price/Discount % (Excluding VAT) | Total | Unit Price/Discount % (Excluding VAT) | Total |  | Unit Price/Discount % (Excluding VAT) | Total
3.17.4 | B3.2.1 | (*) PCC 05 cm for Grade Slab / Solid Block / Ground Beams |  | m3 | 4 | 500 | 2000 | 490.03 | 1960.12 |  | 385 | 1540
3.17.5 | B3.2.2 | (*) PCC 10 cm for Footings |  | m3 | 3 | 525 | 1575 | 490.03 | 1470.09 |  | 385 | 1155
| Note | Note Details
3.17.6 | - | Reinforcment Concrete (40 N/mm2) in Type I SRC cement including all shuttering,supportsand all related works as per specifications and drawings.
| Item Code | Description | Item Remarks | Unit of Measurement | Quantity/Base Price | Unit Price/Discount % (Excluding VAT) | Total | Unit Price/Discount % (Excluding VAT) | Total |  | Unit Price/Discount % (Excluding VAT) | Total
3.17.7 | B3.2.3 | (*) RCC Footings |  | m3 | 9 | 1750 | 15750 | 1529.94 | 13769.46 |  | 960 | 8640
3.17.8 | B3.2.4 | (*) Concrete TIE beams |  | m3 | 10 | 1700 | 17000 | 2146.74 | 21467.4 |  | 1520 | 15200
3.17.9 | B3.2.5 | (*) Neck cloumns |  | m3 | 2 | 1800 | 3600 | 2444.17 | 4888.34 |  | 3370 | 6740
3.17.10 | B3.2.6 | (*) Grade Slab |  | m3 | 11 | 1800 | 19800 | 824.95 | 9074.45 |  | 650 | 7150
3.17.11 | B3.2.7 | (*) Screed for Grade Slab |  | m2 | 74 | 50 | 3700 | 58.71 | 4344.54 |  | 45 | 3330
| Note | Note Details
3.17.12 | - | SUPER STRUCTURE
3.17.13 | - | Reinforcmen Concrete (40 N/mm2) in Type I OPC cement including all shuttering,supportsand all related works as per specifications and drawings.
| Item Code | Description | Item Remarks | Unit of Measurement | Quantity/Base Price | Unit Price/Discount % (Excluding VAT) | Total | Unit Price/Discount % (Excluding VAT) | Total |  | Unit Price/Discount % (Excluding VAT) | Total
3.17.14 | B3.2.8 | (*) Concrete columns |  | m3 | 4 | 2050 | 8200 | 2967.02 | 11868.08 |  | 2620 | 10480
3.17.15 | B3.2.9 | (*) Concrete Beam |  | m3 | 8 | 1950 | 15600 | 2764.32 | 22114.56 |  | 1570 | 12560
3.17.16 | B3.2.10 | (*) Solid slab 22cm |  | m3 | 17 | 2075 | 35275 | 2169.64 | 36883.88 |  | 1075 | 18275
3.17.17 | B3.2.11 | (*) Lintels and copping beams around windows |  | Item | 1 | 3000 | 3000 | 3772.15 | 3772.15 |  | 6000 | 6000
| Note | Note Details
3.17.18 | - | Sundries
| Item Code | Description | Item Remarks | Unit of Measurement | Quantity/Base Price | Unit Price/Discount % (Excluding VAT) | Total | Unit Price/Discount % (Excluding VAT) | Total |  | Unit Price/Discount % (Excluding VAT) | Total
3.17.19 | B3.2.12 | (*) Expansion joints; all in accordance with the Specifications |  | Item | 1 | 3000 | 3000 | 2986.35 | 2986.35 |  | 1500 | 1500
| Note | Note Details
3.17.20 | - | Additional items
| Item Code | Description | Item Remarks | Unit of Measurement | Quantity/Base Price | Unit Price/Discount % (Excluding VAT) | Total | Unit Price/Discount % (Excluding VAT) | Total |  | Unit Price/Discount % (Excluding VAT) | Total
3.17.21 | AI | (*) Contractor may price here any items which has been shown in the Contract drawings or any other Contract Documents but overlooked or not specifically mentioned inthe schedule of items and is necessary for the satisfactory completion of the Works. Should the Contractor fail to insert any item here, it will be deemed that lump sum Contract Price includes all such items and no claims for additional items will be entertained. |  | Item | 1 | 0 | 0 | 0 | 0 |  | 0 | 0
| Note | Note Details
3.17.22 | - | Please attach one PDF file to be named "Additional Items for (insert bill no/name & Section No/name)" for the details of these additional items in the additional attachment area at the end of the BOQ.
3.18 EV - B3-03 MASONRY - TOILET BUILDING | [5 empty] | 5 (out of 5) | 50600 | 5 (out of 5) | 33210.8 |  | 5 (out of 5) | 27428
| Note | Note Details
3.18.1 | - | External block work
3.18.2 | - | Concrete masonry units bedded and jointed in cement including mortar including concrete filling, wall ties, bed joints, reinforcement metal lath (where required), head restraint,anchors, and column stiffeners; including all necessary accessories; as shown on Drawing all in accordance with the Specifications
| Item Code | Description | Item Remarks | Unit of Measurement | Quantity/Base Price | Unit Price/Discount % (Excluding VAT) | Total | Unit Price/Discount % (Excluding VAT) | Total |  | Unit Price/Discount % (Excluding VAT) | Total
3.18.3 | B3.3.1 | (*) Solid blockwork External 20CM |  | m2 | 94 | 200 | 18800 | 134.05 | 12600.7 |  | 110 | 10340
| Note | Note Details
3.18.4 | - | Internal block work
3.18.5 | - | Concrete masonry units bedded and jointed in cement including mortar including concrete filling, wall ties, bed joints, reinforcement metal lath (where required), head restraint,anchors, and column stiffeners; including all necessary accessories; as shown on Drawing all in accordance with the Specifications
3.18.6 | - | Hollow block work
| Item Code | Description | Item Remarks | Unit of Measurement | Quantity/Base Price | Unit Price/Discount % (Excluding VAT) | Total | Unit Price/Discount % (Excluding VAT) | Total |  | Unit Price/Discount % (Excluding VAT) | Total
3.18.7 | B3.3.2 | (*) Solid Block 10 cm |  | m2 | 84 | 170 | 14280 | 111.85 | 9395.4 |  | 92 | 7728
3.18.8 | B3.3.3 | (*) Solid Block 20 cm |  | m2 | 60 | 200 | 12000 | 134.05 | 8043 |  | 110 | 6600
| Note | Note Details
3.18.9 | - | Solid block work for sub structure
| Item Code | Description | Item Remarks | Unit of Measurement | Quantity/Base Price | Unit Price/Discount % (Excluding VAT) | Total | Unit Price/Discount % (Excluding VAT) | Total |  | Unit Price/Discount % (Excluding VAT) | Total
3.18.10 | B3.3.4 | (*) Solid Block 25cm |  | m2 | 23 | 240 | 5520 | 137.9 | 3171.7 |  | 120 | 2760
| Note | Note Details
3.18.11 | - | Additional items
| Item Code | Description | Item Remarks | Unit of Measurement | Quantity/Base Price | Unit Price/Discount % (Excluding VAT) | Total | Unit Price/Discount % (Excluding VAT) | Total |  | Unit Price/Discount % (Excluding VAT) | Total
3.18.12 | AI | (*) Contractor may price here any items which has been shown in the Contract drawings or any other Contract Documents but overlooked or not specifically mentioned inthe schedule of items and is necessary for the satisfactory completion of the Works. Should the Contractor fail to insert any item here, it will be deemed that lump sum Contract Price includes all such items and no claims for additional items will be entertained. |  | Item | 1 | 0 | 0 | 0 | 0 |  | 0 | 0
| Note | Note Details
3.18.13 | - | Please attach one PDF file to be named "Additional Items for (insert bill no/name & Section No/name)" for the details of these additional items in the additional attachment area at the end of the BOQ.
3.19 EV - B3-04 METAL WORK - TOILET BUILDING | [5 empty] | 2 (out of 2) | 80500 | 2 (out of 2) | 720726.19 |  | 2 (out of 2) | 818800
| Note | Note Details
3.19.1 | - | Aluminium Sandwich Panel
3.19.2 | - | Supply and installation of Aluminium Sandwich Panel including all accessories,fixing etc. all complete as detailed on drawing and engineer approval
| Item Code | Description | Item Remarks | Unit of Measurement | Quantity/Base Price | Unit Price/Discount % (Excluding VAT) | Total | Unit Price/Discount % (Excluding VAT) | Total |  | Unit Price/Discount % (Excluding VAT) | Total
3.19.3 | B3.4.1 | (*) Aluminium Sandwich Panel |  | m2 | 460 | 175 | 80500 | 213.06 | 98007.6 |  | 1780 | 818800
| Note | Note Details
3.19.4 | - | Additional items
| Item Code | Description | Item Remarks | Unit of Measurement | Quantity/Base Price | Unit Price/Discount % (Excluding VAT) | Total | Unit Price/Discount % (Excluding VAT) | Total |  | Unit Price/Discount % (Excluding VAT) | Total
3.19.5 | AI | (*) Contractor may price here any items which has been shown in the Contract drawings or any other Contract Documents but overlooked or not specifically mentioned inthe schedule of items and is necessary for the satisfactory completion of the Works. Should the Contractor fail to insert any item here, it will be deemed that lump sum Contract Price includes all such items and no claims for additional items will be entertained. |  | Item | 1 | 0 | 0 | 622718.59 | 622718.59 |  | 0 | 0
| Note | Note Details
3.19.6 | - | Please attach one PDF file to be named "Additional Items for (insert bill no/name & Section No/name)" for the details of these additional items in the additional attachment area at the end of the BOQ.
3.20 EV - B3-05 THERMAL AND MOISTURE PROTECTION - TOILET BUILDING | [5 empty] | 7 (out of 7) | 31443 | 7 (out of 7) | 50392.21 |  | 7 (out of 7) | 30539
| Note | Note Details
3.20.1 | - | Waterproofing courses
3.20.2 | - | Waterproofing system for the substructure, 2 coat of bitumen paint as per drawings and specifications.
| Item Code | Description | Item Remarks | Unit of Measurement | Quantity/Base Price | Unit Price/Discount % (Excluding VAT) | Total | Unit Price/Discount % (Excluding VAT) | Total |  | Unit Price/Discount % (Excluding VAT) | Total
3.20.3 | B3.5.1 | (*) To horizontal areas |  | m2 | 137 | 30 | 4110 | 57.05 | 7815.85 |  | 10 | 1370
3.20.4 | B3.5.2 | (*) To vertical areas |  | m2 | 162 | 34 | 5508 | 102.62 | 16624.44 |  | 10 | 1620
| Note | Note Details
3.20.5 | - | 1000 Gauge Polythene Sheet, all in accordance with the Specifications
| Item Code | Description | Item Remarks | Unit of Measurement | Quantity/Base Price | Unit Price/Discount % (Excluding VAT) | Total | Unit Price/Discount % (Excluding VAT) | Total |  | Unit Price/Discount % (Excluding VAT) | Total
3.20.6 | B3.5.3 | (*) To horizontal areas |  | m2 | 102 | 5 | 510 | 4.38 | 446.76 |  | 7 | 714
| Note | Note Details
3.20.7 | - | Waterproofing for Roof
3.20.8 | - | Waterproofing system for the Roof, as per drawings and specifications.
| Item Code | Description | Item Remarks | Unit of Measurement | Quantity/Base Price | Unit Price/Discount % (Excluding VAT) | Total | Unit Price/Discount % (Excluding VAT) | Total |  | Unit Price/Discount % (Excluding VAT) | Total
3.20.9 | B3.5.4 | (*) Roof waterproofing |  | m2 | 75 | 130 | 9750 | 248.57 | 18642.75 |  | 275 | 20625
3.20.10 | B3.5.5 | (*) Roof waterproofing skirting |  | m | 33 | 55 | 1815 | 88.77 | 2929.41 |  | 70 | 2310
| Note | Note Details
3.20.11 | - | Waterproofing for wet areas
3.20.12 | - | Waterproofing system for wet areas, 1.5mm thick seamless water proofing membrane
| Item Code | Description | Item Remarks | Unit of Measurement | Quantity/Base Price | Unit Price/Discount % (Excluding VAT) | Total | Unit Price/Discount % (Excluding VAT) | Total |  | Unit Price/Discount % (Excluding VAT) | Total
3.20.13 | B3.5.6 | (*) Wet area with protection 3cm screed |  | m2 | 75 | 130 | 9750 | 52.44 | 3933 |  | 52 | 3900
| Note | Note Details
3.20.14 | - | Additional items
| Item Code | Description | Item Remarks | Unit of Measurement | Quantity/Base Price | Unit Price/Discount % (Excluding VAT) | Total | Unit Price/Discount % (Excluding VAT) | Total |  | Unit Price/Discount % (Excluding VAT) | Total
3.20.15 | AI | (*) Contractor may price here any items which has been shown in the Contract drawings or any other Contract Documents but overlooked or not specifically mentioned inthe schedule of items and is necessary for the satisfactory completion of the Works. Should the Contractor fail to insert any item here, it will be deemed that lump sum Contract Price includes all such items and no claims for additional items will be entertained. |  | Item | 1 | 0 | 0 | 0 | 0 |  | 0 | 0
| Note | Note Details
3.20.16 | - | Please attach one PDF file to be named "Additional Items for (insert bill no/name & Section No/name)" for the details of these additional items in the additional attachment area at the end of the BOQ.
3.21 EV - B3-06 DOORS AND WINDOWS - TOILET BUILDING | [5 empty] | 5 (out of 5) | 19570 | 5 (out of 5) | 75516.89 |  | 5 (out of 5) | 61000
| Note | Note Details
3.21.1 | - | Metal Doors
3.21.2 | - | Supply and install Metal Doors ,including all accessories needed for installation as per mention in drawings & specifications
| Item Code | Description | Item Remarks | Unit of Measurement | Quantity/Base Price | Unit Price/Discount % (Excluding VAT) | Total | Unit Price/Discount % (Excluding VAT) | Total |  | Unit Price/Discount % (Excluding VAT) | Total
3.21.3 | B3.6.1 | (*) D1-Metal swing Door 1000 x2200 mm |  | No. | 2 | 1210 | 2420 | 5326.43 | 10652.86 |  | 4500 | 9000
3.21.4 | B3.6.2 | (*) D2-Steel Sliding Door 800 x2200 mm |  | No. | 11 | 1100 | 12100 | 4497.87 | 49476.57 |  | 2600 | 28600
| Note | Note Details
3.21.5 | - | Aluminum Windows
3.21.6 | - | Supply and install powder coated Aluminum Windows ,including all accessories needed for installation as per mention in drawings & specifications
| Item Code | Description | Item Remarks | Unit of Measurement | Quantity/Base Price | Unit Price/Discount % (Excluding VAT) | Total | Unit Price/Discount % (Excluding VAT) | Total |  | Unit Price/Discount % (Excluding VAT) | Total
3.21.7 | B3.6.3 | (*) W1-Powder coated Aluminum , Glass Windows 3157x700 |  | No. | 2 | 1450 | 2900 | 4734.6 | 9469.2 |  | 5600 | 11200
3.21.8 | B3.6.4 | (*) W2-Powder coated Aluminum , Glass Windows2246x700 |  | No. | 2 | 1075 | 2150 | 2959.13 | 5918.26 |  | 6100 | 12200
| Note | Note Details
3.21.9 | - | Additional items
| Item Code | Description | Item Remarks | Unit of Measurement | Quantity/Base Price | Unit Price/Discount % (Excluding VAT) | Total | Unit Price/Discount % (Excluding VAT) | Total |  | Unit Price/Discount % (Excluding VAT) | Total
3.21.10 | AI | (*) Contractor may price here any items which has been shown in the Contract drawings or any other Contract Documents but overlooked or not specifically mentioned inthe schedule of items and is necessary for the satisfactory completion of the Works. Should the Contractor fail to insert any item here, it will be deemed that lump sum Contract Price includes all such items and no claims for additional items will be entertained. |  | Item | 1 | 0 | 0 | 0 | 0 |  | 0 | 0
| Note | Note Details
3.21.11 | - | Please attach one PDF file to be named "Additional Items for (insert bill no/name & Section No/name)" for the details of these additional items in the additional attachment area at the end of the BOQ.
3.22 EV - B3-07 FINISHES - TOILET BUILDING | [5 empty] | 13 (out of 13) | 111815 | 13 (out of 13) | 197177.44 |  | 13 (out of 13) | 155340
| Note | Note Details
3.22.1 | - | External Finishes
3.22.2 | - | Prapare and apply paint on Plaster including all necessary wrok as per drawing and specifications
| Item Code | Description | Item Remarks | Unit of Measurement | Quantity/Base Price | Unit Price/Discount % (Excluding VAT) | Total | Unit Price/Discount % (Excluding VAT) | Total |  | Unit Price/Discount % (Excluding VAT) | Total
3.22.3 | B3.7.1 | (*) External Texture paint for Elevation |  | m2 | 101 | 54 | 5454 | 195.3 | 19725.3 |  | 55 | 5555
| Note | Note Details
3.22.4 | - | Wall Finishes
3.22.5 | - | Prapare and apply wall finishes including all necessary wrok as per drawing and specifications DIVISION 09-099123-097710-099656
| Item Code | Description | Item Remarks | Unit of Measurement | Quantity/Base Price | Unit Price/Discount % (Excluding VAT) | Total | Unit Price/Discount % (Excluding VAT) | Total |  | Unit Price/Discount % (Excluding VAT) | Total
3.22.6 | B3.7.2 | (*) TEXTURED PAINT FINISH CSI 09-099123 |  | m2 | 250 | 54 | 13500 | 159.79 | 39947.5 |  | 55 | 13750
3.22.7 | B3.7.2.1 | (*) ALUMINUM HIGH PRESSURE LAMINATE WALL COVERING (WOODEN EFFECT) CSI 097710 |  | m2 | 24 | 600 | 14400 | 532.64 | 12783.36 |  | 800 | 19200
3.22.8 | B3.7.3 | (*) EPOXY WALL PAINT CSI 097710 |  | m2 | 24 | 48 | 1152 | 65.1 | 1562.4 |  | 40 | 960
| Note | Note Details
3.22.9 | - | Prapare and apply paint including all necessary wrok as per drawing and specifications
| Item Code | Description | Item Remarks | Unit of Measurement | Quantity/Base Price | Unit Price/Discount % (Excluding VAT) | Total | Unit Price/Discount % (Excluding VAT) | Total |  | Unit Price/Discount % (Excluding VAT) | Total
3.22.10 | B3.7.4 | (*) Antifungus paint |  | m2 | 74 | 18 | 1332 | 41.43 | 3065.82 |  | 15 | 1110
| Note | Note Details
3.22.11 | - | Floor Finishes
3.22.12 | - | Supply and fix Stamped concrete on cement screed including all necessary wrok as per drawing and specifications DIVISION 03-033533
| Item Code | Description | Item Remarks | Unit of Measurement | Quantity/Base Price | Unit Price/Discount % (Excluding VAT) | Total | Unit Price/Discount % (Excluding VAT) | Total |  | Unit Price/Discount % (Excluding VAT) | Total
3.22.13 | B3.7.5 | (*) Stamped concrete Floors over screed |  | m2 | 73 | 245 | 17885 | 266.32 | 19441.36 |  | 300 | 21900
| Note | Note Details
3.22.14 | - | Supply and fix Threshold including all necessary wrok as per drawing and specifications
| Item Code | Description | Item Remarks | Unit of Measurement | Quantity/Base Price | Unit Price/Discount % (Excluding VAT) | Total | Unit Price/Discount % (Excluding VAT) | Total |  | Unit Price/Discount % (Excluding VAT) | Total
3.22.15 | B3.7.6 | (*) Thresholds |  | m | 74 | 95 | 7030 | 355.1 | 26277.4 |  | 200 | 14800
| Note | Note Details
3.22.16 | - | Ceiling Finishes
3.22.17 | - | Supply And Fix CALCIUM SILICATE CEILING + STRAW WEAVE SHEET including all necessary wrok as per drawing and specifications 092116-062024
| Item Code | Description | Item Remarks | Unit of Measurement | Quantity/Base Price | Unit Price/Discount % (Excluding VAT) | Total | Unit Price/Discount % (Excluding VAT) | Total |  | Unit Price/Discount % (Excluding VAT) | Total
3.22.18 | B3.7.7 | (*) CALCIUM SILICATE CEILING & STRAW WEAVE SHEET |  | m2 | 38 | 575 | 21850 | 307.75 | 11694.5 |  | 450 | 17100
| Note | Note Details
3.22.19 | - | Supply And Fix Aluminium Tiles including all necessary wrok as per drawing and specifications DIVISION 09-095133
| Item Code | Description | Item Remarks | Unit of Measurement | Quantity/Base Price | Unit Price/Discount % (Excluding VAT) | Total | Unit Price/Discount % (Excluding VAT) | Total |  | Unit Price/Discount % (Excluding VAT) | Total
3.22.20 | B3.8.10 | (*) Aluminium Tiles |  | m2 | 35 | 250 | 8750 | 272.24 | 9528.4 |  | 250 | 8750
| Note | Note Details
3.22.21 | - | Prapare and apply paint on Plaster including all necessary wrok as per drawing and specifications
| Item Code | Description | Item Remarks | Unit of Measurement | Quantity/Base Price | Unit Price/Discount % (Excluding VAT) | Total | Unit Price/Discount % (Excluding VAT) | Total |  | Unit Price/Discount % (Excluding VAT) | Total
3.22.22 | B3.8.11 | (*) Anti Fungus Above Ceiling |  | m2 | 73 | 18 | 1314 | 41.43 | 3024.39 |  | 15 | 1095
| Note | Note Details
3.22.23 | - | Backgrounds
3.22.24 | - | Supply and apply ready mixed sand cement plaster with all related accessories mesh, angles, etc., as per drawings and specifications. Cement plaster finish to internal surfaces
| Item Code | Description | Item Remarks | Unit of Measurement | Quantity/Base Price | Unit Price/Discount % (Excluding VAT) | Total | Unit Price/Discount % (Excluding VAT) | Total |  | Unit Price/Discount % (Excluding VAT) | Total
3.22.25 | B3.8.1 | (*) Walls |  | m2 | 325 | 44 | 14300 | 109.25 | 35506.25 |  | 120 | 39000
3.22.26 | B3.8.2 | (*) Elevations |  | m2 | 101 | 48 | 4848 | 144.76 | 14620.76 |  | 120 | 12120
| Note | Note Details
3.22.27 | - | Additional items
| Item Code | Description | Item Remarks | Unit of Measurement | Quantity/Base Price | Unit Price/Discount % (Excluding VAT) | Total | Unit Price/Discount % (Excluding VAT) | Total |  | Unit Price/Discount % (Excluding VAT) | Total
3.22.28 | AI | (*) Contractor may price here any items which has been shown in the Contract drawings or any other Contract Documents but overlooked or not specifically mentioned inthe schedule of items and is necessary for the satisfactory completion of the Works. Should the Contractor fail to insert any item here, it will be deemed that lump sum Contract Price includes all such items and no claims for additional items will be entertained. |  | Item | 1 | 0 | 0 | 0 | 0 |  | 0 | 0
| Note | Note Details
3.22.29 | - | Please attach one PDF file to be named "Additional Items for (insert bill no/name & Section No/name)" for the details of these additional items in the additional attachment area at the end of the BOQ.
3.23 EV - B3-08 ACCESSORIES - TOILET BUILDING | [5 empty] | 5 (out of 5) | 55250 | 5 (out of 5) | 89957.55 |  | 5 (out of 5) | 31000
| Note | Note Details
3.23.1 | - | Wooden cladding
3.23.2 | - | Supply and install Wooden Cladding ,including all accessories needed for installation as per mention in drawings & specifications
| Item Code | Description | Item Remarks | Unit of Measurement | Quantity/Base Price | Unit Price/Discount % (Excluding VAT) | Total | Unit Price/Discount % (Excluding VAT) | Total |  | Unit Price/Discount % (Excluding VAT) | Total
3.23.3 | B3.8.1 | (*) Wooden Cladding For walls including all backing layers |  | m2 | 50 | 725 | 36250 | 887.74 | 44387 |  | 0 | 0
| Note | Note Details
3.23.4 | - | Decorative Rock
3.23.5 | - | Decorative Rock as per mention in drawings & specifications
| Item Code | Description | Item Remarks | Unit of Measurement | Quantity/Base Price | Unit Price/Discount % (Excluding VAT) | Total | Unit Price/Discount % (Excluding VAT) | Total |  | Unit Price/Discount % (Excluding VAT) | Total
3.23.6 | B3.8.2 | (*) Decorative Rock below wash basin |  | No. | 10 | 800 | 8000 | 2189.75 | 21897.5 |  | 2500 | 25000
| Note | Note Details
3.23.7 | - | Decorative mirror
3.23.8 | - | Supply and Fix Decorative mirror ,including all accessories needed , as per mention in drawings & specifications
| Item Code | Description | Item Remarks | Unit of Measurement | Quantity/Base Price | Unit Price/Discount % (Excluding VAT) | Total | Unit Price/Discount % (Excluding VAT) | Total |  | Unit Price/Discount % (Excluding VAT) | Total
3.23.9 | B3.8.3 | (*) Decorative mirror For Toilet 60cmx1m |  | No. | 10 | 800 | 8000 | 1775.48 | 17754.8 |  | 500 | 5000
| Note | Note Details
3.23.10 | - | Signage
3.23.11 | - | Supply and install Signage ,including all accessories needed for installation as per mention in drawings & specifications
| Item Code | Description | Item Remarks | Unit of Measurement | Quantity/Base Price | Unit Price/Discount % (Excluding VAT) | Total | Unit Price/Discount % (Excluding VAT) | Total |  | Unit Price/Discount % (Excluding VAT) | Total
3.23.12 | B3.8.4 | (*) Signage |  | Item | 1 | 3000 | 3000 | 5918.25 | 5918.25 |  | 1000 | 1000
| Note | Note Details
3.23.13 | - | Additional items
| Item Code | Description | Item Remarks | Unit of Measurement | Quantity/Base Price | Unit Price/Discount % (Excluding VAT) | Total | Unit Price/Discount % (Excluding VAT) | Total |  | Unit Price/Discount % (Excluding VAT) | Total
3.23.14 | AI | (*) Contractor may price here any items which has been shown in the Contract drawings or any other Contract Documents but overlooked or not specifically mentioned inthe schedule of items and is necessary for the satisfactory completion of the Works. Should the Contractor fail to insert any item here, it will be deemed that lump sum Contract Price includes all such items and no claims for additional items will be entertained. |  | Item | 1 | 0 | 0 | 0 | 0 |  | 0 | 0
| Note | Note Details
3.23.15 | - | Please attach one PDF file to be named "Additional Items for (insert bill no/name & Section No/name)" for the details of these additional items in the additional attachment area at the end of the BOQ.
3.24 EV - B2-09 FURNISHINGS AND EQUIPMENT -TOILET BUILDING | [5 empty] | 3 (out of 3) | 45000 | 3 (out of 3) | 124283.31 |  | 3 (out of 3) | 105000
| Note | Note Details
3.24.1 | - | Supply and fix Toilet Equipment ,including all accessories needed for installation as per mention in drawings & specifications
| Item Code | Description | Item Remarks | Unit of Measurement | Quantity/Base Price | Unit Price/Discount % (Excluding VAT) | Total | Unit Price/Discount % (Excluding VAT) | Total |  | Unit Price/Discount % (Excluding VAT) | Total
3.24.2 | B3.9.1 | (*) Toilet Equipment |  | Item | 1 | 30000 | 30000 | 118365.06 | 118365.06 |  | 105000 | 105000
| Note | Note Details
3.24.3 | - | Supply Furniture ,including all accessories needed as per mention in drawings & specifications
| Item Code | Description | Item Remarks | Unit of Measurement | Quantity/Base Price | Unit Price/Discount % (Excluding VAT) | Total | Unit Price/Discount % (Excluding VAT) | Total |  | Unit Price/Discount % (Excluding VAT) | Total
3.24.4 | B3.9.2 | (*) Furniture |  | Item | 1 | 15000 | 15000 | 5918.25 | 5918.25 |  | 0 | 0
| Note | Note Details
3.24.5 | - | Additional items
| Item Code | Description | Item Remarks | Unit of Measurement | Quantity/Base Price | Unit Price/Discount % (Excluding VAT) | Total | Unit Price/Discount % (Excluding VAT) | Total |  | Unit Price/Discount % (Excluding VAT) | Total
3.24.6 | AI | (*) Contractor may price here any items which has been shown in the Contract drawings or any other Contract Documents but overlooked or not specifically mentioned inthe schedule of items and is necessary for the satisfactory completion of the Works. Should the Contractor fail to insert any item here, it will be deemed that lump sum Contract Price includes all such items and no claims for additional items will be entertained. |  | Item | 1 | 0 | 0 | 0 | 0 |  | 0 | 0
| Note | Note Details
3.24.7 | - | Please attach one PDF file to be named "Additional Items for (insert bill no/name & Section No/name)" for the details of these additional items in the additional attachment area at the end of the BOQ.
3.25 EV - B3-10 MECHANICAL INSTALLATION - TOILET BUILDING | [5 empty] | 44 (out of 44) | 180069 | 44 (out of 44) | 684754.13 |  | 44 (out of 44) | 221690
| Note | Note Details
3.25.1 | - | Heating, ventilating and air-conditioning
3.25.2 | - | Supply, installation, testing, balancing & commissioning of complete Air Conditioning, Heating & Ventilation ,System as specified complete with in all respects as per drawings, specification, applicable standards, manufacturer recommendations, and as per drawings, mentioned in specification complete in all respects ready to operate including all builders work, coordination with other trades etc but not limited to the following;
| Item Code | Description | Item Remarks | Unit of Measurement | Quantity/Base Price | Unit Price/Discount % (Excluding VAT) | Total | Unit Price/Discount % (Excluding VAT) | Total |  | Unit Price/Discount % (Excluding VAT) | Total
3.25.3 | B3.10.1 | (*) Fan Coil Units (FCU) complete with necessary Pipework, ductworks, valves, strainers, flexible connections, thermometers; controls and associated accessories, vibration isolators, sound liner, attenuators comply with manufacturer's details, final electrical connection, control panel and acoustic linings to reduced noise level; condensate drain piping up to the nearest floor drain, etc.; all in accordance with the specification and drawings |  | No. | 2 | 5800 | 11600 | 195302.35 | 390604.7 |  | 11400 | 22800
3.25.4 | B3.10.2 | (*) VRF Outdoor Unit complete with necessary Pipework, valves, strainers, flexible connections, thermometers; controls and associated accessories, vibration isolators, comply with manufacturer's details, final electrical connection, control panel and acoustic linings to reduced noise level; condensate drain piping up to the nearest floor drain, etc.; all in accordance with the specification and drawings |  | No. | 1 | 22400 | 22400 | 17754.76 | 17754.76 |  | 30000 | 30000
3.25.5 | B3.10.3 | (*) Supply and return air diffuser |  | No. | 10 | 825 | 8250 | 1775.48 | 17754.8 |  | 360 | 3600
3.25.6 | B3.10.4 | (*) Volume control damper |  | No. | 12 | 990 | 11880 | 1775.48 | 21305.76 |  | 720 | 8640
3.25.7 | B3.10.5 | (*) Galvanized steel sheet metal, rectangular ductwork complete with insulation and all bends, tees, junctions, transformations, splitters, turning vanes, access panels, bell mouths, pressure dampers, fire dampers, fire retardant sealants for all ductwork passing through fire rated structures and connection to equipment, etc.; all in accordance with the specification and drawings |  | m | 50 | 415 | 20750 | 142.04 | 7102 |  | 1170 | 58500
3.25.8 | B3.10.6 | (*) Inline Extract Fan |  | m | 2 | 825 | 1650 | 1775.48 | 3550.96 |  | 4200 | 8400
3.25.9 | B3.10.7 | (*) Exhaust Disc Valve |  | m | 10 | 660 | 6600 | 5918.25 | 59182.5 |  | 960 | 9600
3.25.10 | B3.10.8 | (*) Exhaust Air louvers to match with Architectural Cladding complete; all in accordance with the specification and drawings |  | m | 2 | 660 | 1320 | 295.91 | 591.82 |  | 900 | 1800
| Note | Note Details
3.25.11 | - | Drainage system
3.25.12 | - | Supply, install and commission Drainage, uPVC soil ,waste, vent and rain water pipes- above ground and below ground pipes and fittings including supports, brackets, hangers in accordance with the specification including coordination and connection to Sanitary wares as per required to complete Drainage System.
| Item Code | Description | Item Remarks | Unit of Measurement | Quantity/Base Price | Unit Price/Discount % (Excluding VAT) | Total | Unit Price/Discount % (Excluding VAT) | Total |  | Unit Price/Discount % (Excluding VAT) | Total
3.25.13 | B3.10.9 | (*) Floor trap |  | No. | 15 | 415 | 6225 | 295.91 | 4438.65 |  | 650 | 9750
3.25.14 | B3.10.10 | (*) Gully trap with Cover |  | No. | 2 | 965 | 1930 | 1775.48 | 3550.96 |  | 1700 | 3400
3.25.15 | B3.10.11 | (*) uPVC pipe work installation including excavation, accessories, fittings and fixings all in accordance to the specification and drawings; 50 mm dia |  | m | 20 | 85 | 1700 | 118.37 | 2367.4 |  | 55 | 1100
3.25.16 | B3.10.12 | (*) Ditto; 110mm dia |  | m | 46 | 125 | 5750 | 142.04 | 6533.84 |  | 90 | 4140
3.25.17 | B3.10.13 | (*) Ditto; 82mm dia |  | m | 40 | 95 | 3800 | 136.12 | 5444.8 |  | 75 | 3000
3.25.18 | B3.10.14 | (*) Ditto; 82mm dia (Vent pipe) |  | m | 6 | 120 | 720 | 136.12 | 816.72 |  | 75 | 450
3.25.19 | B3.10.15 | (*) Floor Clean out |  | No. | 4 | 312 | 1248 | 591.83 | 2367.32 |  | 600 | 2400
3.25.20 | B3.10.16 | (*) Supply and installation of sewerage manhole double sealed cover as per design complying to local regulation; Manhole Cover |  | No. | 2 | 22500 | 45000 | 6448.53 | 12897.06 |  | 3500 | 7000
3.25.21 | B3.10.17 | (*) uPVC pipe work installation including excavation, accessories, fittings and fixings all in accordance to the specification and drawings; 150 mm dia (manholes connection) |  | m | 3 | 170 | 510 | 135.71 | 407.13 |  | 280 | 840
| Note | Note Details
3.25.22 | - | Water Supply
| Item Code | Description | Item Remarks | Unit of Measurement | Quantity/Base Price | Unit Price/Discount % (Excluding VAT) | Total | Unit Price/Discount % (Excluding VAT) | Total |  | Unit Price/Discount % (Excluding VAT) | Total
3.25.23 | B3.10.18 | (*) Supply and install water heaters including all necessary valve, thermometers, contactors, transformer, diffuser, heating elements and accessories, etc.; all in accordance with the specification and drawings; |  | No. | 2 | 2550 | 5100 | 1420.38 | 2840.76 |  | 1500 | 3000
3.25.24 | B3.10.19 | (*) Polypropylene pipe and fittings including insulation, accessories and connections; all in accordance with the specification and drawings; 40 mm dia |  | m | 8 | 83 | 664 | 142.04 | 1136.32 |  | 65 | 520
3.25.25 | B3.10.20 | (*) Ditto; 32mm dia |  | m | 14 | 76 | 1064 | 106.53 | 1491.42 |  | 60 | 840
3.25.26 | B3.10.21 | (*) Ditto; 25mm dia |  | m | 9 | 66 | 594 | 88.77 | 798.93 |  | 50 | 450
3.25.27 | B3.10.22 | (*) Ditto; 20mm dia |  | m | 23 | 64 | 1472 | 82.86 | 1905.78 |  | 45 | 1035
3.25.28 | B3.10.23 | (*) Hot Polypropylene pipe and fittings including insulation, accessories and connections; all in accordance with the specification and drawings; 20mm dia |  | m | 17 | 64 | 1088 | 82.86 | 1408.62 |  | 55 | 935
3.25.29 | B3.10.24 | (*) Ditto; 25mm dia |  | m | 7 | 66 | 462 | 88.77 | 621.39 |  | 60 | 420
3.25.30 | B3.10.25 | (*) Water Hammer Arrester |  | No. | 3 | 585 | 1755 | 94.69 | 284.07 |  | 350 | 1050
3.25.31 | B3.10.26 | (*) Main Gate Valve |  | No. | 1 | 1615 | 1615 | 5918.25 | 5918.25 |  | 6500 | 6500
3.25.32 | B3.10.27 | (*) Hose Bib |  | No. | 1 | 482 | 482 | 4142.78 | 4142.78 |  | 300 | 300
3.25.33 | B3.10.28 | (*) Isolation Valve |  | No. | 2 | 750 | 1500 | 8877.38 | 17754.76 |  | 450 | 900
| Note | Note Details
3.25.34 | - | Fire protection
3.25.35 | - | Supply and installation, testing, commissioning fire fighting system with all accessories as per ADCD latest code
| Item Code | Description | Item Remarks | Unit of Measurement | Quantity/Base Price | Unit Price/Discount % (Excluding VAT) | Total | Unit Price/Discount % (Excluding VAT) | Total |  | Unit Price/Discount % (Excluding VAT) | Total
3.25.36 | B3.10.29 | (*) Fire extinguishers and equipment complete as specified including supports, brackets, instruction signs and the like; all in accordance with the specification and drawings; 6 kg dry powder fire extinguisher |  | No. | 1 | 525 | 525 | 473.46 | 473.46 |  | 420 | 420
3.25.37 | B3.10.30 | (*) Ditto; 5 kg CO2 fire extinguisher |  | No. | 1 | 415 | 415 | 532.64 | 532.64 |  | 400 | 400
| Note | Note Details
3.25.38 | - | SUNDRIES:-
| Item Code | Description | Item Remarks | Unit of Measurement | Quantity/Base Price | Unit Price/Discount % (Excluding VAT) | Total | Unit Price/Discount % (Excluding VAT) | Total |  | Unit Price/Discount % (Excluding VAT) | Total
3.25.39 | B3.10.31 | (*) Allow for supports |  | Item | 1 | 1000 | 1000 | 5918.25 | 5918.25 |  | 5000 | 5000
3.25.40 | B3.10.32 | (*) Allow for identifications, tag plates, labels, signage and colour coding for all services. |  | Item | 1 | 500 | 500 | 5918.25 | 5918.25 |  | 2000 | 2000
3.25.41 | B3.10.33 | (*) Allow for testing and pre-commissioning |  | Item | 1 | 2000 | 2000 | 11836.51 | 11836.51 |  | 500 | 500
3.25.42 | B3.10.34 | (*) Allow for commissioning |  | Item | 1 | 1000 | 1000 | 5918.25 | 5918.25 |  | 500 | 500
3.25.43 | B3.10.35 | (*) Allow for tools and spares |  | Item | 1 | 500 | 500 | 5918.25 | 5918.25 |  | 500 | 500
3.25.44 | B3.10.36 | (*) Allow for document and certification |  | Item | 1 | 1000 | 1000 | 5918.25 | 5918.25 |  | 1000 | 1000
3.25.45 | B3.10.37 | (*) Allow for co-ordination with other services |  | Item | 1 | 500 | 500 | 5918.25 | 5918.25 |  | 1000 | 1000
3.25.46 | B3.10.38 | (*) Allow for cutting or forming holes, mortises, chases, or the like and making good finishing |  | Item | 1 | 500 | 500 | 5918.25 | 5918.25 |  | 2000 | 2000
3.25.47 | B3.10.39 | (*) Allow for building in or cutting and pinning brackets or the like and making good finishing |  | Item | 1 | 500 | 500 | 5918.25 | 5918.25 |  | 2000 | 2000
3.25.48 | B3.10.40 | (*) Allow for protective painting to all systems |  | Item | 1 | 1000 | 1000 | 5918.25 | 5918.25 |  | 1000 | 1000
3.25.49 | B3.10.41 | (*) Allow for decorative painting to all systems |  | Item | 1 | 500 | 500 | 5918.25 | 5918.25 |  | 1000 | 1000
3.25.50 | B3.10.42 | (*) Allow for drawings, manuals, submittal, samples inspections, instruction books |  | Item | 1 | 2000 | 2000 | 5918.25 | 5918.25 |  | 3000 | 3000
3.25.51 | B3.10.43 | (*) Allow for builders work |  | Item | 1 | 1000 | 1000 | 11836.51 | 11836.51 |  | 10000 | 10000
| Note | Note Details
3.25.52 | - | Additional items
| Item Code | Description | Item Remarks | Unit of Measurement | Quantity/Base Price | Unit Price/Discount % (Excluding VAT) | Total | Unit Price/Discount % (Excluding VAT) | Total |  | Unit Price/Discount % (Excluding VAT) | Total
3.25.53 | AI | (*) Contractor may price here any items which has been shown in the Contract drawings or any other Contract Documents but overlooked or not specifically mentioned inthe schedule of items and is necessary for the satisfactory completion of the Works. Should the Contractor fail to insert any item here, it will be deemed that lump sum Contract Price includes all such items and no claims for additional items will be entertained. |  | Item | 1 | 0 | 0 | 0 | 0 |  | 0 | 0
| Note | Note Details
3.25.54 | - | Please attach one PDF file to be named "Additional Items for (insert bill no/name & Section No/name)" for the details of these additional items in the additional attachment area at the end of the BOQ.
3.26 EV - B3-11 ELECTRICAL INSTALLATION - TOILET BUILDING | [5 empty] | 44 (out of 44) | 151296 | 44 (out of 44) | 357816.12 |  | 44 (out of 44) | 111370
| Note | Note Details
3.26.1 | - | Electrical Works
3.26.2 | - | Final Distribution Board
3.26.3 | - | Supply, install, test and commission Wall mounted/ Free Standing Final Distribution Boards including circuit breakers, energy monitoring, conduits, ducts and trays from incoming/Outgoing power supply and all terminations as shown on the Drawings & Specifications for the following:-
| Item Code | Description | Item Remarks | Unit of Measurement | Quantity/Base Price | Unit Price/Discount % (Excluding VAT) | Total | Unit Price/Discount % (Excluding VAT) | Total |  | Unit Price/Discount % (Excluding VAT) | Total
3.26.4 | B3.11.1 | (*) DB-T |  | No. | 1 | 7000 | 7000 | 7101.9 | 7101.9 |  | 2500 | 2500
| Note | Note Details
3.26.5 | - | CABLES AND CABLES SUPPORT SYSTEMS:-
3.26.6 | - | Supply, install, test and commission of Low Voltage armoured cables including glands, connections, conduits, cable ducts, Cable Trays, GI cable trunking, civil works, cable cleats, earthing cable, fixings and termination complete as shown on Drawings and Specifications
3.26.7 | - | Cables from SMDB to the following
| Item Code | Description | Item Remarks | Unit of Measurement | Quantity/Base Price | Unit Price/Discount % (Excluding VAT) | Total | Unit Price/Discount % (Excluding VAT) | Total |  | Unit Price/Discount % (Excluding VAT) | Total
3.26.8 | B3.11.1 | (*) (4C 16mm2 XLPE/SWA/PVC + 1C 10mm2 CU PVC) |  | m | 177 | 50 | 8850 | 81.67 | 14455.59 |  | 170 | 30090
3.26.9 | B3.11.2 | (*) UPVC Ducts |  | m | 1 | 250 | 250 | 13713.78 | 13713.78 |  | 500 | 500
| Note | Note Details
3.26.10 | - | DISCONNECTING SWITCHES:-
3.26.11 | - | Supply ,Install, testing and commissioning AC23,IP65 Disconnecting switches including all interconnecting cables, wires , trays and Equipments Points from SMD panels and terminations.
| Item Code | Description | Item Remarks | Unit of Measurement | Quantity/Base Price | Unit Price/Discount % (Excluding VAT) | Total | Unit Price/Discount % (Excluding VAT) | Total |  | Unit Price/Discount % (Excluding VAT) | Total
3.26.12 | B3.11.4 | (*) Three Phase Isolator (TPN) IP 65 |  | No. | 1 | 1200 | 1200 | 1834.66 | 1834.66 |  | 550 | 550
| Note | Note Details
3.26.13 | - | POWER INSTALLATION:
3.26.14 | - | Wiring Devices Points
3.26.15 | - | Supply ,Install, testing and commissioning complete including points of Wiring devices with cover plates and outlet boxes , wiring cable tray & required all terminations,conduits,boxes , back boxes, couplers, draw boxes, junction boxes, wiring etc complete as per Drawings and Specifications.
| Item Code | Description | Item Remarks | Unit of Measurement | Quantity/Base Price | Unit Price/Discount % (Excluding VAT) | Total | Unit Price/Discount % (Excluding VAT) | Total |  | Unit Price/Discount % (Excluding VAT) | Total
3.26.16 | B3.11.6 | (*) 13A switched double socket outlet |  | No. | 1 | 600 | 600 | 887.74 | 887.74 |  | 380 | 380
3.26.17 | B3.11.8 | (*) Flexible outlet Above false ceiling |  | No. | 8 | 720 | 5760 | 532.64 | 4261.12 |  | 420 | 3360
3.26.18 | B3.11.9 | (*) Flex outlet for water heater |  | No. | 2 | 720 | 1440 | 591.83 | 1183.66 |  | 380 | 760
| Note | Note Details
3.26.19 | - | LIGHTING FIXTURES
3.26.20 | - | Supply, install, testing and commissioning complete Light fittings including cabling, wiring, conduits and switches in connections to permanent wiring system
| Item Code | Description | Item Remarks | Unit of Measurement | Quantity/Base Price | Unit Price/Discount % (Excluding VAT) | Total | Unit Price/Discount % (Excluding VAT) | Total |  | Unit Price/Discount % (Excluding VAT) | Total
3.26.21 | B3.11.13 | (*) Electrical points for Type L2 |  | No. | 4 | 1420 | 5680 | 1124.47 | 4497.88 |  | 550 | 2200
3.26.22 | B3.11.14 | (*) Electrical points for Type L4 |  | No. | 14 | 1340 | 18760 | 946.92 | 13256.88 |  | 380 | 5320
3.26.23 | B3.11.15 | (*) Electrical points for Type L5 |  | No. | 12 | 980 | 11760 | 1124.47 | 13493.64 |  | 210 | 2520
3.26.24 | B3.11.16 | (*) Electrical points for Type L7 |  | No. | 4 | 1860 | 7440 | 1302.02 | 5208.08 |  | 1215 | 4860
3.26.25 | B3.11.17 | (*) Surface Mountain Self Contained Non Maintained, 3 Hours Duration 1x12W Emergency Light |  | No. | 7 | 1200 | 8400 | 1775.48 | 12428.36 |  | 750 | 5250
| Note | Note Details
3.26.26 | - | WIRING DEVICES & ACCESSORIES
3.26.27 | - | Supply, install and connect the following devices including device boxes, cover, plates, conduits and wiring between devices and distribution boards, switch panels, etc. as per drawings:
| Item Code | Description | Item Remarks | Unit of Measurement | Quantity/Base Price | Unit Price/Discount % (Excluding VAT) | Total | Unit Price/Discount % (Excluding VAT) | Total |  | Unit Price/Discount % (Excluding VAT) | Total
3.26.28 | B3.11.20 | (*) 20A double pole switch |  | No. | 4 | 600 | 2400 | 887.74 | 3550.96 |  | 380 | 1520
3.26.29 | B3.11.21 | (*) One way one gang lighting grid switch |  | No. | 2 | 500 | 1000 | 769.37 | 1538.74 |  | 320 | 640
3.26.30 | B3.11.22 | (*) One way Two gang lighting grid switch |  | No. | 4 | 550 | 2200 | 1006.1 | 4024.4 |  | 380 | 1520
| Note | Note Details
3.26.31 | - | Earthing & bonding System
| Item Code | Description | Item Remarks | Unit of Measurement | Quantity/Base Price | Unit Price/Discount % (Excluding VAT) | Total | Unit Price/Discount % (Excluding VAT) | Total |  | Unit Price/Discount % (Excluding VAT) | Total
3.26.32 | B3.11.23 | (*) Supply, install ,testing and commissioning with all accessories of the earthing and bonding system complete including Earth Bar main earth electrodes , earthing continuity conductors ,bonding conductors and earth pit etc, as specified. |  | Item | 1 | 15000 | 15000 | 17754.76 | 17754.76 |  | 5000 | 5000
| Note | Note Details
3.26.33 | - | Lightning Protection System
3.26.34 | - | Supply, install, test and commission complete lightning protection system air termination network, fitting and connection complete in accordance with Specifications and Drawings.
| Item Code | Description | Item Remarks | Unit of Measurement | Quantity/Base Price | Unit Price/Discount % (Excluding VAT) | Total | Unit Price/Discount % (Excluding VAT) | Total |  | Unit Price/Discount % (Excluding VAT) | Total
3.26.35 | B3.11.24 | (*) Earth pit |  | Item | 1 | 10500 | 10500 | 7101.9 | 7101.9 |  | 5500 | 5500
3.26.36 | B3.11.25 | (*) Free standing air terminal for protection of mechanical |  | Item | 1 | 2500 | 2500 | 5918.25 | 5918.25 |  | 500 | 500
3.26.37 | B3.11.26 | (*) Thermo weld in all joints |  | Item | 1 | 2500 | 2500 | 5918.25 | 5918.25 |  | 1000 | 1000
3.26.38 | B3.11.27 | (*) Copper tape down conductor |  | Item | 1 | 2500 | 2500 | 5918.25 | 5918.25 |  | 700 | 700
3.26.39 | B3.11.28 | (*) Down conductor to earth pit |  | Item | 1 | 2500 | 2500 | 5326.43 | 5326.43 |  | 1000 | 1000
3.26.40 | B3.11.29 | (*) 1C 70mm² PVC/SC direct buried cable |  | Item | 1 | 2500 | 2500 | 1775.48 | 1775.48 |  | 2500 | 2500
3.26.41 | B3.11.30 | (*) 25x 3mm bare copper tape lightning protection air terminal |  | Item | 1 | 2500 | 2500 | 10061.03 | 10061.03 |  | 6700 | 6700
| Note | Note Details
3.26.42 | - | FIRE ALARM & SECURITY SYSTEMS
3.26.43 | - | ANALOGUE ADDRESSABLE FIRE ALARM SYSTEM
3.26.44 | - | Fire Alarm Installation
3.26.45 | - | Allow for all necessary works in connection with fire alarm installation complete including supply, installation, testing and commissioning as per the drawings and/or the specifications
3.26.46 | - | Complete addressable fire alarm system including all devices / elements as shown on the drawings and/or in specification including supply, installation, connections, testing & commissioning and documentation. Include all builders work, detector base, fixing accessories, fire resistant cables, tagging, cable tray with cover, trunking, conduits, supports, back boxes, couplers and accessories as required.
| Item Code | Description | Item Remarks | Unit of Measurement | Quantity/Base Price | Unit Price/Discount % (Excluding VAT) | Total | Unit Price/Discount % (Excluding VAT) | Total |  | Unit Price/Discount % (Excluding VAT) | Total
3.26.47 | B3.11.31 | (*) Addressable Fire Alarm REPEATER PANEL |  | No. | 1 | 5280 | 5280 | 29591.27 | 29591.27 |  | 10000 | 10000
3.26.48 | B3.11.33 | (*) Addressable Smoke detector |  | No. | 1 | 463 | 463 | 1479.56 | 1479.56 |  | 350 | 350
3.26.49 | B3.11.34 | (*) Addressable heat detector |  | No. | 2 | 400 | 800 | 1420.38 | 2840.76 |  | 450 | 900
3.26.50 | B3.11.36 | (*) Addressable manual call point |  | No. | 1 | 463 | 463 | 1479.56 | 1479.56 |  | 500 | 500
3.26.51 | B3.11.38 | (*) Addressable Fire Alarm sounder with strobe weather proof |  | No. | 1 | 860 | 860 | 1420.38 | 1420.38 |  | 650 | 650
3.26.52 | B3.11.39 | (*) Monitor Module |  | No. | 2 | 595 | 1190 | 2959.13 | 5918.26 |  | 1500 | 3000
3.26.53 | B3.11.40 | (*) conduits, cabling, trays, ducts, trunking related to fire alarm system. |  | Item | 1 | 5000 | 5000 | 35509.52 | 35509.52 |  | 3000 | 3000
| Note | Note Details
3.26.54 | - | SUNDRIES:-
| Item Code | Description | Item Remarks | Unit of Measurement | Quantity/Base Price | Unit Price/Discount % (Excluding VAT) | Total | Unit Price/Discount % (Excluding VAT) | Total |  | Unit Price/Discount % (Excluding VAT) | Total
3.26.55 | B3.12.41 | (*) Allow for supports |  | Item | 1 | 1000 | 1000 | 8877.38 | 8877.38 |  | 1000 | 1000
3.26.56 | B3.12.42 | (*) Allow for identifications, tag plates, labels, signage and colour coding for all services. |  | Item | 1 | 1000 | 1000 | 8877.38 | 8877.38 |  | 500 | 500
3.26.57 | B3.12.43 | (*) Allow for testing and pre-commissioning |  | Item | 1 | 2000 | 2000 | 8877.38 | 8877.38 |  | 200 | 200
3.26.58 | B3.12.44 | (*) Allow for commissioning |  | Item | 1 | 1000 | 1000 | 11836.51 | 11836.51 |  | 200 | 200
3.26.59 | B3.12.45 | (*) Allow for tools and spares |  | Item | 1 | 1000 | 1000 | 8877.38 | 8877.38 |  | 200 | 200
3.26.60 | B3.12.46 | (*) Allow for document and certification |  | Item | 1 | 1500 | 1500 | 8877.38 | 8877.38 |  | 500 | 500
3.26.61 | B3.12.47 | (*) Allow for co-ordination with other services |  | Item | 1 | 500 | 500 | 8877.38 | 8877.38 |  | 500 | 500
3.26.62 | B3.12.48 | (*) Allow for cutting or forming holes, mortises, chases, or the like and making good finishing |  | Item | 1 | 500 | 500 | 8877.38 | 8877.38 |  | 1000 | 1000
3.26.63 | B3.12.49 | (*) Allow for building in or cutting and pinning brackets or the like and making good finishing |  | Item | 1 | 500 | 500 | 8877.38 | 8877.38 |  | 1000 | 1000
3.26.64 | B3.12.50 | (*) Allow for protective painting to all systems |  | Item | 1 | 1000 | 1000 | 8877.38 | 8877.38 |  | 500 | 500
3.26.65 | B3.12.51 | (*) Allow for decorative painting to all systems |  | Item | 1 | 500 | 500 | 8877.38 | 8877.38 |  | 500 | 500
3.26.66 | B3.12.52 | (*) Allow for drawings, manuals, submittal, samples inspections, instruction books |  | Item | 1 | 2000 | 2000 | 8877.38 | 8877.38 |  | 500 | 500
3.26.67 | B3.12.53 | (*) Allow for builders work |  | Item | 1 | 1500 | 1500 | 8877.38 | 8877.38 |  | 1500 | 1500
| Note | Note Details
3.26.68 | - | Additional items
| Item Code | Description | Item Remarks | Unit of Measurement | Quantity/Base Price | Unit Price/Discount % (Excluding VAT) | Total | Unit Price/Discount % (Excluding VAT) | Total |  | Unit Price/Discount % (Excluding VAT) | Total
3.26.69 | AI | (*) Contractor may price here any items which has been shown in the Contract drawings or any other Contract Documents but overlooked or not specifically mentioned inthe schedule of items and is necessary for the satisfactory completion of the Works. Should the Contractor fail to insert any item here, it will be deemed that lump sum Contract Price includes all such items and no claims for additional items will be entertained. |  | Item | 1 | 0 | 0 | 0 | 0 |  | 0 | 0
| Note | Note Details
3.26.70 | - | Please attach one PDF file to be named "Additional Items for (insert bill no/name & Section No/name)" for the details of these additional items in the additional attachment area at the end of the BOQ.
3.27 EV - BILL NO 04 - ELEPHANT VILLAGE -STAFF FACILITIES BUILDING | [5 empty] | 0 (out of 0) | 1015542 | 0 (out of 0) | 2429270.96 | 0 | 0 (out of 0) | 1251617 | 0
3.28 EV - B4-01 SITE WORKS - STAFF FACILITIES | [5 empty] | 5 (out of 5) | 17532 | 5 (out of 5) | 17971.8 |  | 5 (out of 5) | 9204
| Note | Note Details
3.28.1 | - | Site preparation
| Item Code | Description | Item Remarks | Unit of Measurement | Quantity/Base Price | Unit Price/Discount % (Excluding VAT) | Total | Unit Price/Discount % (Excluding VAT) | Total |  | Unit Price/Discount % (Excluding VAT) | Total
3.28.2 | B4.1.1 | (*) Site preparation as required |  | m2 | 132 | 15 | 1980 | 4.5 | 594 |  | 10 | 1320
| Note | Note Details
3.28.3 | - | Excavation
| Item Code | Description | Item Remarks | Unit of Measurement | Quantity/Base Price | Unit Price/Discount % (Excluding VAT) | Total | Unit Price/Discount % (Excluding VAT) | Total |  | Unit Price/Discount % (Excluding VAT) | Total
3.28.4 | B4.1.2 | (*) Pit excavation to receive foundation |  | m3 | 198 | 50 | 9900 | 41.37 | 8191.26 |  | 15 | 2970
| Note | Note Details
3.28.5 | - | Filling
| Item Code | Description | Item Remarks | Unit of Measurement | Quantity/Base Price | Unit Price/Discount % (Excluding VAT) | Total | Unit Price/Discount % (Excluding VAT) | Total |  | Unit Price/Discount % (Excluding VAT) | Total
3.28.6 | B4.1.3 | (*) Selected fill from excavated materials all in accordance with the Specifications |  | m3 | 168 | 30 | 5040 | 51.81 | 8704.08 |  | 25 | 4200
| Note | Note Details
3.28.7 | - | Anti Treatment
3.28.8 | - | Allow for termite control; prepare and apply anti-termite treatment; all in accordance with the Specifications and subject to the approval
| Item Code | Description | Item Remarks | Unit of Measurement | Quantity/Base Price | Unit Price/Discount % (Excluding VAT) | Total | Unit Price/Discount % (Excluding VAT) | Total |  | Unit Price/Discount % (Excluding VAT) | Total
3.28.9 | B4.1.2 | (*) Anti termite treatment |  | m2 | 102 | 6 | 612 | 4.73 | 482.46 |  | 7 | 714
| Note | Note Details
3.28.10 | - | Additional items
| Item Code | Description | Item Remarks | Unit of Measurement | Quantity/Base Price | Unit Price/Discount % (Excluding VAT) | Total | Unit Price/Discount % (Excluding VAT) | Total |  | Unit Price/Discount % (Excluding VAT) | Total
3.28.11 | AI | (*) Contractor may price here any items which has been shown in the Contract drawings or any other Contract Documents but overlooked or not specifically mentioned inthe schedule of items and is necessary for the satisfactory completion of the Works. Should the Contractor fail to insert any item here, it will be deemed that lump sum Contract Price includes all such items and no claims for additional items will be entertained. |  | Item | 1 | 0 | 0 | 0 | 0 |  | 0 | 0
| Note | Note Details
3.28.12 | - | Please attach one PDF file to be named "Additional Items for (insert bill no/name & Section No/name)" for the details of these additional items in the additional attachment area at the end of the BOQ.
3.29 EV - B4-02 CONCRETE WORK - STAFF FACILITIES | [5 empty] | 13 (out of 13) | 143400 | 13 (out of 13) | 143320.86 |  | 13 (out of 13) | 118080
| Note | Note Details
3.29.1 | - | SUBSTRUCTURE
3.29.2 | - | Poured Concrete
3.29.3 | - | Plain concrete (20 N/mm2) as per specifications and drawings.
| Item Code | Description | Item Remarks | Unit of Measurement | Quantity/Base Price | Unit Price/Discount % (Excluding VAT) | Total | Unit Price/Discount % (Excluding VAT) | Total |  | Unit Price/Discount % (Excluding VAT) | Total
3.29.4 | B4.2.1 | (*) PCC 05 cm for Grade Slab / Solid Block / Ground Beams |  | m3 | 4 | 500 | 2000 | 490.03 | 1960.12 |  | 385 | 1540
3.29.5 | B3.2.2 | (*) PCC 10 cm for Footings |  | m3 | 3 | 525 | 1575 | 490.03 | 1470.09 |  | 385 | 1155
| Note | Note Details
3.29.6 | - | Reinforcment Concrete (40 N/mm2) in Type I SRC cement including all shuttering,supportsand all related works as per specifications and drawings.
| Item Code | Description | Item Remarks | Unit of Measurement | Quantity/Base Price | Unit Price/Discount % (Excluding VAT) | Total | Unit Price/Discount % (Excluding VAT) | Total |  | Unit Price/Discount % (Excluding VAT) | Total
3.29.7 | B4.2.3 | (*) RCC Footings |  | m3 | 9 | 1750 | 15750 | 1529.94 | 13769.46 |  | 965 | 8685
3.29.8 | B4.2.4 | (*) Concrete TIE beams |  | m3 | 10 | 1700 | 17000 | 2146.74 | 21467.4 |  | 1475 | 14750
3.29.9 | B4.2.5 | (*) Neck cloumns |  | m3 | 2 | 1800 | 3600 | 2444.17 | 4888.34 |  | 3415 | 6830
3.29.10 | B4.2.6 | (*) Grade Slab |  | m3 | 19 | 1800 | 34200 | 824.95 | 15674.05 |  | 650 | 12350
3.29.11 | B4.2.7 | (*) Screed for Grade Slab |  | m2 | 74 | 50 | 3700 | 58.71 | 4344.54 |  | 45 | 3330
| Note | Note Details
3.29.12 | - | SUPER STRUCTURE
3.29.13 | - | Reinforcmen Concrete (40 N/mm2) in Type I OPC cement including all shuttering,supportsand all related works as per specifications and drawings.
| Item Code | Description | Item Remarks | Unit of Measurement | Quantity/Base Price | Unit Price/Discount % (Excluding VAT) | Total | Unit Price/Discount % (Excluding VAT) | Total |  | Unit Price/Discount % (Excluding VAT) | Total
3.29.14 | B4.2.8 | (*) Concrete columns |  | m3 | 4 | 2050 | 8200 | 2967.02 | 11868.08 |  | 2610 | 10440
3.29.15 | B4.2.9 | (*) Concrete Beam |  | m3 | 8 | 1950 | 15600 | 2764.32 | 22114.56 |  | 1630 | 13040
3.29.16 | B4.2.10 | (*) Solid slab 22cm |  | m3 | 17 | 2075 | 35275 | 2169.64 | 36883.88 |  | 1080 | 18360
3.29.17 | B4.2.11 | (*) Lintels and copping beams around windows |  | Item | 1 | 3000 | 3000 | 5893.99 | 5893.99 |  | 2600 | 2600
| Note | Note Details
3.29.18 | - | Sundries
| Item Code | Description | Item Remarks | Unit of Measurement | Quantity/Base Price | Unit Price/Discount % (Excluding VAT) | Total | Unit Price/Discount % (Excluding VAT) | Total |  | Unit Price/Discount % (Excluding VAT) | Total
3.29.19 | B4.2.12 | (*) Expansion joints; all in accordance with the Specifications |  | Item | 1 | 3500 | 3500 | 2986.35 | 2986.35 |  | 25000 | 25000
| Note | Note Details
3.29.20 | - | Additional items
| Item Code | Description | Item Remarks | Unit of Measurement | Quantity/Base Price | Unit Price/Discount % (Excluding VAT) | Total | Unit Price/Discount % (Excluding VAT) | Total |  | Unit Price/Discount % (Excluding VAT) | Total
3.29.21 | AI | (*) Contractor may price here any items which has been shown in the Contract drawings or any other Contract Documents but overlooked or not specifically mentioned inthe schedule of items and is necessary for the satisfactory completion of the Works. Should the Contractor fail to insert any item here, it will be deemed that lump sum Contract Price includes all such items and no claims for additional items will be entertained. |  | Item | 1 | 0 | 0 | 0 | 0 |  | 0 | 0
| Note | Note Details
3.29.22 | - | Please attach one PDF file to be named "Additional Items for (insert bill no/name & Section No/name)" for the details of these additional items in the additional attachment area at the end of the BOQ.
3.30 EV - B4-03 MASONRY - STAFF FACILITIES | [5 empty] | 5 (out of 5) | 64210 | 5 (out of 5) | 56051.12 |  | 5 (out of 5) | 33524
| Note | Note Details
3.30.1 | - | External block work
3.30.2 | - | Concrete masonry units bedded and jointed in cement including mortar including concrete filling, wall ties, bed joints, reinforcement metal lath (where required), head restraint,anchors, and column stiffeners; including all necessary accessories; as shown on Drawing all in accordance with the Specifications
| Item Code | Description | Item Remarks | Unit of Measurement | Quantity/Base Price | Unit Price/Discount % (Excluding VAT) | Total | Unit Price/Discount % (Excluding VAT) | Total |  | Unit Price/Discount % (Excluding VAT) | Total
3.30.3 | B4.3.1 | (*) Solid blockwork External 50CM |  | m2 | 90 | 380 | 34200 | 404.81 | 36432.9 |  | 240 | 21600
| Note | Note Details
3.30.4 | - | Internal block work
3.30.5 | - | Concrete masonry units bedded and jointed in cement including mortar including concrete filling, wall ties, bed joints, reinforcement metal lath (where required), head restraint,anchors, and column stiffeners; including all necessary accessories; as shown on Drawing all in accordance with the Specifications
| Item Code | Description | Item Remarks | Unit of Measurement | Quantity/Base Price | Unit Price/Discount % (Excluding VAT) | Total | Unit Price/Discount % (Excluding VAT) | Total |  | Unit Price/Discount % (Excluding VAT) | Total
3.30.6 | B4.3.2 | (*) Solid Block 10 cm |  | m2 | 57 | 170 | 9690 | 115.7 | 6594.9 |  | 66 | 3762
3.30.7 | B4.3.3 | (*) Solid Block 20 cm |  | m2 | 74 | 200 | 14800 | 134.05 | 9919.7 |  | 73 | 5402
| Note | Note Details
3.30.8 | - | Solid block work for sub structure
| Item Code | Description | Item Remarks | Unit of Measurement | Quantity/Base Price | Unit Price/Discount % (Excluding VAT) | Total | Unit Price/Discount % (Excluding VAT) | Total |  | Unit Price/Discount % (Excluding VAT) | Total
3.30.9 | B4.3.4 | (*) Solid Block 25cm |  | m2 | 23 | 240 | 5520 | 134.94 | 3103.62 |  | 120 | 2760
| Note | Note Details
3.30.10 | - | Additional items
| Item Code | Description | Item Remarks | Unit of Measurement | Quantity/Base Price | Unit Price/Discount % (Excluding VAT) | Total | Unit Price/Discount % (Excluding VAT) | Total |  | Unit Price/Discount % (Excluding VAT) | Total
3.30.11 | AI | (*) Contractor may price here any items which has been shown in the Contract drawings or any other Contract Documents but overlooked or not specifically mentioned inthe schedule of items and is necessary for the satisfactory completion of the Works. Should the Contractor fail to insert any item here, it will be deemed that lump sum Contract Price includes all such items and no claims for additional items will be entertained. |  | Item | 1 | 0 | 0 | 0 | 0 |  | 0 | 0
| Note | Note Details
3.30.12 | - | Please attach one PDF file to be named "Additional Items for (insert bill no/name & Section No/name)" for the details of these additional items in the additional attachment area at the end of the BOQ.
3.31 EV - B4-04 METAL WORK - STAFF FACILITIES | [5 empty] | 2 (out of 2) | 4200 | 2 (out of 2) | 212311.48 |  | 2 (out of 2) | 43200
| Note | Note Details
3.31.1 | - | Aluminium Sandwich Panel
3.31.2 | - | Supply and installation of Aluminium Sandwich Panel including all accessories,fixing etc. all complete as detailed on drawing and engineer approval
| Item Code | Description | Item Remarks | Unit of Measurement | Quantity/Base Price | Unit Price/Discount % (Excluding VAT) | Total | Unit Price/Discount % (Excluding VAT) | Total |  | Unit Price/Discount % (Excluding VAT) | Total
3.31.3 | B4.4.1 | (*) Aluminium Sandwich Panel |  | m2 | 24 | 175 | 4200 | 213.06 | 5113.44 |  | 1800 | 43200
| Note | Note Details
3.31.4 | - | Additional items
| Item Code | Description | Item Remarks | Unit of Measurement | Quantity/Base Price | Unit Price/Discount % (Excluding VAT) | Total | Unit Price/Discount % (Excluding VAT) | Total |  | Unit Price/Discount % (Excluding VAT) | Total
3.31.5 | AI | (*) Contractor may price here any items which has been shown in the Contract drawings or any other Contract Documents but overlooked or not specifically mentioned inthe schedule of items and is necessary for the satisfactory completion of the Works. Should the Contractor fail to insert any item here, it will be deemed that lump sum Contract Price includes all such items and no claims for additional items will be entertained. |  | Item | 1 | 0 | 0 | 207198.04 | 207198.04 |  | 0 | 0
| Note | Note Details
3.31.6 | - | Please attach one PDF file to be named "Additional Items for (insert bill no/name & Section No/name)" for the details of these additional items in the additional attachment area at the end of the BOQ.
3.32 EV - B4-05 THERMAL AND MOISTURE PROTECTION - STAFF FACILITIES | [5 empty] | 7 (out of 7) | 31443 | 7 (out of 7) | 50392.21 |  | 7 (out of 7) | 30539
| Note | Note Details
3.32.1 | - | Waterproofing courses
3.32.2 | - | Waterproofing system for the substructure, 2 coat of bitumen paint as per drawings and specifications.
| Item Code | Description | Item Remarks | Unit of Measurement | Quantity/Base Price | Unit Price/Discount % (Excluding VAT) | Total | Unit Price/Discount % (Excluding VAT) | Total |  | Unit Price/Discount % (Excluding VAT) | Total
3.32.3 | B4.5.1 | (*) To horizontal areas |  | m2 | 137 | 30 | 4110 | 57.05 | 7815.85 |  | 10 | 1370
3.32.4 | B4.5.2 | (*) To vertical areas |  | m2 | 162 | 34 | 5508 | 102.62 | 16624.44 |  | 10 | 1620
| Note | Note Details
3.32.5 | - | 1000 Gauge Polythene Sheet, all in accordance with the Specifications
| Item Code | Description | Item Remarks | Unit of Measurement | Quantity/Base Price | Unit Price/Discount % (Excluding VAT) | Total | Unit Price/Discount % (Excluding VAT) | Total |  | Unit Price/Discount % (Excluding VAT) | Total
3.32.6 | B3.5.3 | (*) To horizontal areas |  | m2 | 102 | 5 | 510 | 4.38 | 446.76 |  | 7 | 714
| Note | Note Details
3.32.7 | - | Waterproofing for Roof
3.32.8 | - | Waterproofing system for the Roof, as per drawings and specifications.
| Item Code | Description | Item Remarks | Unit of Measurement | Quantity/Base Price | Unit Price/Discount % (Excluding VAT) | Total | Unit Price/Discount % (Excluding VAT) | Total |  | Unit Price/Discount % (Excluding VAT) | Total
3.32.9 | B3.5.4 | (*) Roof waterproofing |  | m2 | 75 | 130 | 9750 | 248.57 | 18642.75 |  | 275 | 20625
3.32.10 | B3.5.5 | (*) Roof waterproofing skirting |  | m | 33 | 55 | 1815 | 88.77 | 2929.41 |  | 70 | 2310
| Note | Note Details
3.32.11 | - | Waterproofing for wet areas
3.32.12 | - | Waterproofing system for wet areas, 1.5mm thick seamless water proofing membrane
| Item Code | Description | Item Remarks | Unit of Measurement | Quantity/Base Price | Unit Price/Discount % (Excluding VAT) | Total | Unit Price/Discount % (Excluding VAT) | Total |  | Unit Price/Discount % (Excluding VAT) | Total
3.32.13 | B3.5.6 | (*) Wet area with protection 3cm screed |  | m2 | 75 | 130 | 9750 | 52.44 | 3933 |  | 52 | 3900
| Note | Note Details
3.32.14 | - | Additional items
| Item Code | Description | Item Remarks | Unit of Measurement | Quantity/Base Price | Unit Price/Discount % (Excluding VAT) | Total | Unit Price/Discount % (Excluding VAT) | Total |  | Unit Price/Discount % (Excluding VAT) | Total
3.32.15 | AI | (*) Contractor may price here any items which has been shown in the Contract drawings or any other Contract Documents but overlooked or not specifically mentioned inthe schedule of items and is necessary for the satisfactory completion of the Works. Should the Contractor fail to insert any item here, it will be deemed that lump sum Contract Price includes all such items and no claims for additional items will be entertained. |  | Item | 1 | 0 | 0 | 0 | 0 |  | 0 | 0
| Note | Note Details
3.32.16 | - | Please attach one PDF file to be named "Additional Items for (insert bill no/name & Section No/name)" for the details of these additional items in the additional attachment area at the end of the BOQ.
3.33 EV - B4-06 DOORS AND WINDOWS - STAFF FACILITIES | [5 empty] | 6 (out of 6) | 17230 | 6 (out of 6) | 84098.35 |  | 6 (out of 6) | 64700
| Note | Note Details
3.33.1 | - | Metal Doors
3.33.2 | - | Supply and install Metal Doors ,including all accessories needed for installation as per mention in drawings & specifications
| Item Code | Description | Item Remarks | Unit of Measurement | Quantity/Base Price | Unit Price/Discount % (Excluding VAT) | Total | Unit Price/Discount % (Excluding VAT) | Total |  | Unit Price/Discount % (Excluding VAT) | Total
3.33.3 | B4.6.1 | (*) D1-Metal swing Door 1000 x2200 mm |  | No. | 3 | 1210 | 3630 | 5326.43 | 15979.29 |  | 10000 | 30000
| Note | Note Details
3.33.4 | - | Aluminium Doors
3.33.5 | - | Supply and install Metal Doors ,including all accessories needed for installation as per mention in drawings & specifications
| Item Code | Description | Item Remarks | Unit of Measurement | Quantity/Base Price | Unit Price/Discount % (Excluding VAT) | Total | Unit Price/Discount % (Excluding VAT) | Total |  | Unit Price/Discount % (Excluding VAT) | Total
3.33.6 | B4.6.2 | (*) D2-Aluminium Doors Swing Door 800x2200 |  | No. | 5 | 1250 | 6250 | 5681.52 | 28407.6 |  | 2600 | 13000
| Note | Note Details
3.33.7 | - | Aluminum Windows
3.33.8 | - | Supply and install powder coated Aluminum Windows ,including all accessories needed for installation as per mention in drawings & specifications
| Item Code | Description | Item Remarks | Unit of Measurement | Quantity/Base Price | Unit Price/Discount % (Excluding VAT) | Total | Unit Price/Discount % (Excluding VAT) | Total |  | Unit Price/Discount % (Excluding VAT) | Total
3.33.9 | B4.6.3 | (*) W1-Powder coated Alu. Window 1767x1200 |  | No. | 2 | 1450 | 2900 | 4734.6 | 9469.2 |  | 3500 | 7000
3.33.10 | B4.6.4 | (*) W2-Powder coated Alu. Window 1767x600 |  | No. | 3 | 750 | 2250 | 3373.4 | 10120.2 |  | 1500 | 4500
| Note | Note Details
3.33.11 | - | Shower Door
3.33.12 | - | Supply and install Shower Door ,including all accessories needed for installation as per mention in drawings & specifications
| Item Code | Description | Item Remarks | Unit of Measurement | Quantity/Base Price | Unit Price/Discount % (Excluding VAT) | Total | Unit Price/Discount % (Excluding VAT) | Total |  | Unit Price/Discount % (Excluding VAT) | Total
3.33.13 | B4.6.5 | (*) Shower Door |  | No. | 2 | 1100 | 2200 | 10061.03 | 20122.06 |  | 5100 | 10200
| Note | Note Details
3.33.14 | - | Additional items
| Item Code | Description | Item Remarks | Unit of Measurement | Quantity/Base Price | Unit Price/Discount % (Excluding VAT) | Total | Unit Price/Discount % (Excluding VAT) | Total |  | Unit Price/Discount % (Excluding VAT) | Total
3.33.15 | AI | (*) Contractor may price here any items which has been shown in the Contract drawings or any other Contract Documents but overlooked or not specifically mentioned inthe schedule of items and is necessary for the satisfactory completion of the Works. Should the Contractor fail to insert any item here, it will be deemed that lump sum Contract Price includes all such items and no claims for additional items will be entertained. |  | Item | 1 | 0 | 0 | 0 | 0 |  | 0 | 0
| Note | Note Details
3.33.16 | - | Please attach one PDF file to be named "Additional Items for (insert bill no/name & Section No/name)" for the details of these additional items in the additional attachment area at the end of the BOQ.
3.34 EV - B4-07 FINISHES - STAFF FACILITIES | [5 empty] | 17 (out of 17) | 97236 | 17 (out of 17) | 159654.22 |  | 17 (out of 17) | 140540
| Note | Note Details
3.34.1 | - | External Finishes
3.34.2 | - | Prapare and apply paint on Plaster including all necessary wrok as per drawing and specifications
| Item Code | Description | Item Remarks | Unit of Measurement | Quantity/Base Price | Unit Price/Discount % (Excluding VAT) | Total | Unit Price/Discount % (Excluding VAT) | Total |  | Unit Price/Discount % (Excluding VAT) | Total
3.34.3 | B4.7.1 | (*) Epoxy paint with Plaster |  | m2 | 180 | 108 | 19440 | 65.1 | 11718 |  | 55 | 9900
| Note | Note Details
3.34.4 | - | Wall Finishes
3.34.5 | - | Prapare and apply paint on Plaster including all necessary wrok as per drawing and specifications DIVISION 09-099123
| Item Code | Description | Item Remarks | Unit of Measurement | Quantity/Base Price | Unit Price/Discount % (Excluding VAT) | Total | Unit Price/Discount % (Excluding VAT) | Total |  | Unit Price/Discount % (Excluding VAT) | Total
3.34.6 | B4.7.2 | (*) Emulsion Paint |  | m2 | 106 | 24 | 2544 | 29.59 | 3136.54 |  | 20 | 2120
| Note | Note Details
3.34.7 | - | Prapare and apply epoxy paint including all necessary wrok as per drawing and specifications 099656
| Item Code | Description | Item Remarks | Unit of Measurement | Quantity/Base Price | Unit Price/Discount % (Excluding VAT) | Total | Unit Price/Discount % (Excluding VAT) | Total |  | Unit Price/Discount % (Excluding VAT) | Total
3.34.8 | B4.7.3 | (*) epoxy paint |  | m2 | 30 | 48 | 1440 | 65.1 | 1953 |  | 40 | 1200
| Note | Note Details
3.34.9 | - | Supply and fix Ceramic tiles, including all necessary wrok as per drawing and specifications DIVISION 09-093013
| Item Code | Description | Item Remarks | Unit of Measurement | Quantity/Base Price | Unit Price/Discount % (Excluding VAT) | Total | Unit Price/Discount % (Excluding VAT) | Total |  | Unit Price/Discount % (Excluding VAT) | Total
3.34.10 | B4.7.4 | (*) Ceramic tiles for walls |  | m2 | 171 | 95 | 16245 | 216.02 | 36939.42 |  | 165 | 28215
| Note | Note Details
3.34.11 | - | Floor Finishes
3.34.12 | - | Supply and fix stapmed concrete including all as per drawing and specifications DIVISION 033533
| Item Code | Description | Item Remarks | Unit of Measurement | Quantity/Base Price | Unit Price/Discount % (Excluding VAT) | Total | Unit Price/Discount % (Excluding VAT) | Total |  | Unit Price/Discount % (Excluding VAT) | Total
3.34.13 | B4.7.5 | (*) stamped concrete FL-01 |  | m2 | 48 | 245 | 11760 | 266.32 | 12783.36 |  | 300 | 14400
| Note | Note Details
3.34.14 | - | Supply and fix Non slip ceramic on cement screed including all as per drawing and specifications DIVISION 09-093013
| Item Code | Description | Item Remarks | Unit of Measurement | Quantity/Base Price | Unit Price/Discount % (Excluding VAT) | Total | Unit Price/Discount % (Excluding VAT) | Total |  | Unit Price/Discount % (Excluding VAT) | Total
3.34.15 | B4.7.6 | (*) Ceramic flooring 41.6x41.6 cm |  | m2 | 52 | 105 | 5460 | 234.66 | 12202.32 |  | 185 | 9620
| Note | Note Details
3.34.16 | - | Supply and fix epoxy coating over fairface concrete including all as per drawing and specifications 096723
| Item Code | Description | Item Remarks | Unit of Measurement | Quantity/Base Price | Unit Price/Discount % (Excluding VAT) | Total | Unit Price/Discount % (Excluding VAT) | Total |  | Unit Price/Discount % (Excluding VAT) | Total
3.34.17 | B4.7.6.1 | (*) epoxy coating over fairface concrete |  | m | 6 | 48 | 288 | 65.1 | 390.6 |  | 165 | 990
| Note | Note Details
3.34.18 | - | Supply and fix Threshold including all as per drawing and specifications
| Item Code | Description | Item Remarks | Unit of Measurement | Quantity/Base Price | Unit Price/Discount % (Excluding VAT) | Total | Unit Price/Discount % (Excluding VAT) | Total |  | Unit Price/Discount % (Excluding VAT) | Total
3.34.19 | B4.7.7 | (*) Thresholds |  | m | 9 | 95 | 855 | 355.1 | 3195.9 |  | 200 | 1800
| Note | Note Details
3.34.20 | - | Steps trades and riser, including all as per drawing and specifications
| Item Code | Description | Item Remarks | Unit of Measurement | Quantity/Base Price | Unit Price/Discount % (Excluding VAT) | Total | Unit Price/Discount % (Excluding VAT) | Total |  | Unit Price/Discount % (Excluding VAT) | Total
3.34.21 | B4.7.8 | (*) Steps trades and riser |  | m | 2 | 320 | 640 | 710.19 | 1420.38 |  | 200 | 400
| Note | Note Details
3.34.22 | - | Ceiling Finishes
3.34.23 | - | Supply And Fix calcium silicate board moisture resistance including all necessary wrok as per drawing and specifications DIVISION 09-092116
| Item Code | Description | Item Remarks | Unit of Measurement | Quantity/Base Price | Unit Price/Discount % (Excluding VAT) | Total | Unit Price/Discount % (Excluding VAT) | Total |  | Unit Price/Discount % (Excluding VAT) | Total
3.34.24 | B4.7.9 | (*) calcium silicate board moisture resistance |  | m2 | 39 | 160 | 6240 | 153.87 | 6000.93 |  | 150 | 5850
| Note | Note Details
3.34.25 | - | Supply And Fix Aluminium Tiles including all necessary wrok as per drawing and specifications DIVISION 09-095133
| Item Code | Description | Item Remarks | Unit of Measurement | Quantity/Base Price | Unit Price/Discount % (Excluding VAT) | Total | Unit Price/Discount % (Excluding VAT) | Total |  | Unit Price/Discount % (Excluding VAT) | Total
3.34.26 | B4.7.10 | (*) Aluminium Tiles |  | m2 | 33 | 250 | 8250 | 272.24 | 8983.92 |  | 250 | 8250
| Note | Note Details
3.34.27 | - | Prapare and apply paint on Plaster including all necessary wrok as per drawing and specifications DIVISION 09-099123
| Item Code | Description | Item Remarks | Unit of Measurement | Quantity/Base Price | Unit Price/Discount % (Excluding VAT) | Total | Unit Price/Discount % (Excluding VAT) | Total |  | Unit Price/Discount % (Excluding VAT) | Total
3.34.28 | B4.7.11 | (*) Epoxy Paint and Plaster |  | m2 | 11 | 108 | 1188 | 65.1 | 716.1 |  | 40 | 440
| Note | Note Details
3.34.29 | - | Prapare and apply paint including all necessary wrok as per drawing and specifications .
| Item Code | Description | Item Remarks | Unit of Measurement | Quantity/Base Price | Unit Price/Discount % (Excluding VAT) | Total | Unit Price/Discount % (Excluding VAT) | Total |  | Unit Price/Discount % (Excluding VAT) | Total
3.34.30 | B4.7.12 | (*) Anti Fungus Above Ceiling |  | m2 | 65 | 18 | 1170 | 41.43 | 2692.95 |  | 15 | 975
| Note | Note Details
3.34.31 | - | Backgrounds
3.34.32 | - | Supply and apply ready mixed sand cement plaster with all related accessories mesh, angles, etc., as per drawings and specifications. Cement plaster finish to internal surfaces
| Item Code | Description | Item Remarks | Unit of Measurement | Quantity/Base Price | Unit Price/Discount % (Excluding VAT) | Total | Unit Price/Discount % (Excluding VAT) | Total |  | Unit Price/Discount % (Excluding VAT) | Total
3.34.33 | B4.7.13 | (*) Walls |  | m2 | 277 | 44 | 12188 | 109.25 | 30262.25 |  | 120 | 33240
3.34.34 | B4.7.14 | (*) Ceiling |  | m2 | 11 | 48 | 528 | 109.25 | 1201.75 |  | 140 | 1540
3.34.35 | B4.7.15 | (*) Elevations |  | m2 | 180 | 50 | 9000 | 144.76 | 26056.8 |  | 120 | 21600
| Note | Note Details
3.34.36 | - | Additional items
| Item Code | Description | Item Remarks | Unit of Measurement | Quantity/Base Price | Unit Price/Discount % (Excluding VAT) | Total | Unit Price/Discount % (Excluding VAT) | Total |  | Unit Price/Discount % (Excluding VAT) | Total
3.34.37 | AI | (*) Contractor may price here any items which has been shown in the Contract drawings or any other Contract Documents but overlooked or not specifically mentioned inthe schedule of items and is necessary for the satisfactory completion of the Works. Should the Contractor fail to insert any item here, it will be deemed that lump sum Contract Price includes all such items and no claims for additional items will be entertained. |  | Item | 1 | 0 | 0 | 0 | 0 |  | 0 | 0
| Note | Note Details
3.34.38 | - | Please attach one PDF file to be named "Additional Items for (insert bill no/name & Section No/name)" for the details of these additional items in the additional attachment area at the end of the BOQ.
3.35 EV - B4-08 ACCESSORIES - STAFF FACILITIES | [5 empty] | 6 (out of 6) | 82200 | 6 (out of 6) | 139078.92 |  | 6 (out of 6) | 91800
| Note | Note Details
3.35.1 | - | Vanity Counters
3.35.2 | - | Supply and install Vanity Counters ,including all accessories needed for installation as per mention in drawings & specifications
| Item Code | Description | Item Remarks | Unit of Measurement | Quantity/Base Price | Unit Price/Discount % (Excluding VAT) | Total | Unit Price/Discount % (Excluding VAT) | Total |  | Unit Price/Discount % (Excluding VAT) | Total
3.35.3 | B4.8.1 | (*) Wooden Cladding For walls including all backing layers |  | m | 3 | 2500 | 7500 | 4142.78 | 12428.34 |  | 0 | 0
| Note | Note Details
3.35.4 | - | Lockers
3.35.5 | - | Lockers as per drawings & specifications
| Item Code | Description | Item Remarks | Unit of Measurement | Quantity/Base Price | Unit Price/Discount % (Excluding VAT) | Total | Unit Price/Discount % (Excluding VAT) | Total |  | Unit Price/Discount % (Excluding VAT) | Total
3.35.6 | B4.8.2 | (*) Lockers |  | No. | 32 | 1800 | 57600 | 3550.95 | 113630.4 |  | 2500 | 80000
| Note | Note Details
3.35.7 | - | Mirrors
3.35.8 | - | Mirrors for Counters as per drawings & specifications
| Item Code | Description | Item Remarks | Unit of Measurement | Quantity/Base Price | Unit Price/Discount % (Excluding VAT) | Total | Unit Price/Discount % (Excluding VAT) | Total |  | Unit Price/Discount % (Excluding VAT) | Total
3.35.9 | B4.8.3 | (*) Mirrors for Counters |  | No. | 4 | 1400 | 5600 | 1775.48 | 7101.92 |  | 1200 | 4800
| Note | Note Details
3.35.10 | - | Signage
3.35.11 | - | Supply and install Signage ,including all accessories needed for installation as per mention in drawings & specifications
| Item Code | Description | Item Remarks | Unit of Measurement | Quantity/Base Price | Unit Price/Discount % (Excluding VAT) | Total | Unit Price/Discount % (Excluding VAT) | Total |  | Unit Price/Discount % (Excluding VAT) | Total
3.35.12 | B4.8.3 | (*) ROOM SIGN WITH INSERTS |  | Item | 1 | 6500 | 6500 | 2959.13 | 2959.13 |  | 2000 | 2000
3.35.13 | B4.8.4 | (*) FULLY COMPLIANT, MANDATORY INTERIOR FIRE AND SAFETY SIGNS/ refer to architectural set, |  | Item | 1 | 5000 | 5000 | 2959.13 | 2959.13 |  | 5000 | 5000
| Note | Note Details
3.35.14 | - | Additional items
| Item Code | Description | Item Remarks | Unit of Measurement | Quantity/Base Price | Unit Price/Discount % (Excluding VAT) | Total | Unit Price/Discount % (Excluding VAT) | Total |  | Unit Price/Discount % (Excluding VAT) | Total
3.35.15 | AI | (*) Contractor may price here any items which has been shown in the Contract drawings or any other Contract Documents but overlooked or not specifically mentioned inthe schedule of items and is necessary for the satisfactory completion of the Works. Should the Contractor fail to insert any item here, it will be deemed that lump sum Contract Price includes all such items and no claims for additional items will be entertained. |  | Item | 1 | 0 | 0 | 0 | 0 |  | 0 | 0
| Note | Note Details
3.35.16 | - | Please attach one PDF file to be named "Additional Items for (insert bill no/name & Section No/name)" for the details of these additional items in the additional attachment area at the end of the BOQ.
3.36 EV - B4-09 FURNISHINGS AND EQUIPMENT - STAFF FACILITIES | [5 empty] | 11 (out of 11) | 48550 | 11 (out of 11) | 157070.46 |  | 11 (out of 11) | 131610
| Note | Note Details
3.36.1 | - | Furniture
3.36.2 | - | Supply Furniture ,including all accessories needed as per mention in drawings & specifications
| Item Code | Description | Item Remarks | Unit of Measurement | Quantity/Base Price | Unit Price/Discount % (Excluding VAT) | Total | Unit Price/Discount % (Excluding VAT) | Total |  | Unit Price/Discount % (Excluding VAT) | Total
3.36.3 | B4.9.1 | (*) F/C-01 |  | No. | 1 | 750 | 750 | 591.83 | 591.83 |  | 2500 | 2500
3.36.4 | B4.9.2 | (*) F/C-02 |  | No. | 8 | 900 | 7200 | 473.46 | 3787.68 |  | 1500 | 12000
3.36.5 | B4.9.3 | (*) F/T-01 |  | No. | 1 | 1800 | 1800 | 3550.95 | 3550.95 |  | 3000 | 3000
3.36.6 | B4.9.4 | (*) F/T-02 |  | No. | 2 | 950 | 1900 | 1775.48 | 3550.96 |  | 2500 | 5000
3.36.7 | B4.9.5 | (*) F/T-03 |  | No. | 2 | 2200 | 4400 | 2367.3 | 4734.6 |  | 2000 | 4000
3.36.8 | B4.9.6 | (*) F/BC-01 |  | No. | 2 | 1400 | 2800 | 1775.48 | 3550.96 |  | 3000 | 6000
3.36.9 | B4.9.7 | (*) F/S-01 |  | No. | 2 | 850 | 1700 | 3550.95 | 7101.9 |  | 8000 | 16000
3.36.10 | B4.9.7.1 | (*) Sanitary ware |  | Item | 1 | 10500 | 10500 | 47346.02 | 47346.02 |  | 55110 | 55110
| Note | Note Details
3.36.11 | - | Custom madeFurniture
3.36.12 | - | Supply Custom made Furniture ,including all accessories needed as per mention in drawings & specifications
3.36.13 | - | final selection of all items as per clients review and approval.
| Item Code | Description | Item Remarks | Unit of Measurement | Quantity/Base Price | Unit Price/Discount % (Excluding VAT) | Total | Unit Price/Discount % (Excluding VAT) | Total |  | Unit Price/Discount % (Excluding VAT) | Total
3.36.14 | B4.9.8 | (*) F/LK-01 |  | No. | 2 | 4000 | 8000 | 11836.51 | 23673.02 |  | 0 | 0
3.36.15 | B4.9.9 | (*) E/ST-01 |  | No. | 2 | 4750 | 9500 | 29591.27 | 59182.54 |  | 14000 | 28000
| Note | Note Details
3.36.16 | - | Additional items
| Item Code | Description | Item Remarks | Unit of Measurement | Quantity/Base Price | Unit Price/Discount % (Excluding VAT) | Total | Unit Price/Discount % (Excluding VAT) | Total |  | Unit Price/Discount % (Excluding VAT) | Total
3.36.17 | AI | (*) Contractor may price here any items which has been shown in the Contract drawings or any other Contract Documents but overlooked or not specifically mentioned inthe schedule of items and is necessary for the satisfactory completion of the Works. Should the Contractor fail to insert any item here, it will be deemed that lump sum Contract Price includes all such items and no claims for additional items will be entertained. |  | Item | 1 | 0 | 0 | 0 | 0 |  | 0 | 0
| Note | Note Details
3.36.18 | - | Please attach one PDF file to be named "Additional Items for (insert bill no/name & Section No/name)" for the details of these additional items in the additional attachment area at the end of the BOQ.
3.37 EV - B4-10 MECHANICAL INSTALLATION - STAFF FACILITIES | [5 empty] | 43 (out of 43) | 183378 | 43 (out of 43) | 675607.68 |  | 43 (out of 43) | 227730
| Note | Note Details
3.37.1 | - | Heating, ventilating and air-conditioning
3.37.2 | - | Supply, installation, testing, balancing & commissioning of complete Air Conditioning, Heating & Ventilation ,System as specified complete with in all respects as per drawings, specification, applicable standards, manufacturer recommendations, and as per drawings, mentioned in specification complete in all respects ready to operate including all builders work, coordination with other trades etc but not limited to the following;
| Item Code | Description | Item Remarks | Unit of Measurement | Quantity/Base Price | Unit Price/Discount % (Excluding VAT) | Total | Unit Price/Discount % (Excluding VAT) | Total |  | Unit Price/Discount % (Excluding VAT) | Total
3.37.3 | B4.10.1 | (*) Fan Coil Units (FCU) complete with necessary Pipework, ductworks, valves, strainers, flexible connections, thermometers; controls and associated accessories, vibration isolators, sound liner, attenuators comply with manufacturer's details, final electrical connection, control panel and acoustic linings to reduced noise level; condensate drain piping up to the nearest floor drain, etc.; all in accordance with the specification and drawings |  | No. | 2 | 7425 | 14850 | 195302.35 | 390604.7 |  | 14400 | 28800
3.37.4 | B4.10.2 | (*) VRF Outdoor Unit complete with necessary Pipework, valves, strainers, flexible connections, thermometers; controls and associated accessories, vibration isolators, comply with manufacturer's details, final electrical connection, control panel and acoustic linings to reduced noise level; condensate drain piping up to the nearest floor drain, etc.; all in accordance with the specification and drawings |  | No. | 1 | 28750 | 28750 | 17754.76 | 17754.76 |  | 33600 | 33600
3.37.5 | B4.10.3 | (*) Supply and return air diffuser |  | No. | 10 | 825 | 8250 | 1775.48 | 17754.8 |  | 360 | 3600
3.37.6 | B4.10.4 | (*) Volume control damper |  | No. | 4 | 990 | 3960 | 1775.48 | 7101.92 |  | 720 | 2880
3.37.7 | B4.10.5 | (*) Galvanized steel sheet metal, rectangular ductwork complete with insulation and all bends, tees, junctions, transformations, splitters, turning vanes, access panels, bell mouths, pressure dampers, fire dampers, fire retardant sealants for all ductwork passing through fire rated structures and connection to equipment, etc.; all in accordance with the specification and drawings |  | m | 35 | 425 | 14875 | 142.04 | 4971.4 |  | 1170 | 40950
3.37.8 | B4.10.6 | (*) Inline Extract Fan |  | m | 2 | 825 | 1650 | 4734.6 | 9469.2 |  | 4200 | 8400
3.37.9 | B4.10.7 | (*) Exhaust Disc Valve |  | m | 2 | 660 | 1320 | 5918.25 | 11836.5 |  | 960 | 1920
3.37.10 | B4.10.8 | (*) Supply and return air grilles |  | No. | 2 | 825 | 1650 | 4142.78 | 8285.56 |  | 420 | 840
3.37.11 | B4.10.9 | (*) Exhaust Air Louver |  | No. | 2 | 660 | 1320 | 2367.3 | 4734.6 |  | 900 | 1800
| Note | Note Details
3.37.12 | - | Drainage system
3.37.13 | - | Supply, install and commission Drainage, uPVC soil ,waste, vent and rain water pipes- above ground and below ground pipes and fittings including supports, brackets, hangers in accordance with the specification including coordination and connection to Sanitary wares as per required to complete Drainage System.
| Item Code | Description | Item Remarks | Unit of Measurement | Quantity/Base Price | Unit Price/Discount % (Excluding VAT) | Total | Unit Price/Discount % (Excluding VAT) | Total |  | Unit Price/Discount % (Excluding VAT) | Total
3.37.14 | B4.10.10 | (*) Floor trap |  | No. | 8 | 415 | 3320 | 295.91 | 2367.28 |  | 650 | 5200
3.37.15 | B4.10.11 | (*) Gully trap with Cover |  | No. | 2 | 965 | 1930 | 1775.48 | 3550.96 |  | 1700 | 3400
3.37.16 | B4.10.12 | (*) uPVC pipe work installation including excavation, accessories, fittings and fixings all in accordance to the specification and drawings; 50 mm dia |  | m | 8 | 1085 | 8680 | 118.37 | 946.96 |  | 55 | 440
3.37.17 | B4.10.13 | (*) Ditto; 110mm dia |  | m | 30 | 125 | 3750 | 142.04 | 4261.2 |  | 90 | 2700
3.37.18 | B4.10.14 | (*) Ditto; 80mm dia |  | m | 25 | 93 | 2325 | 136.12 | 3403 |  | 75 | 1875
3.37.19 | B4.10.15 | (*) Floor Clean out |  | No. | 2 | 312 | 624 | 591.83 | 1183.66 |  | 600 | 1200
3.37.20 | B4.10.16 | (*) Supply and installation of sewerage manhole double sealed cover as per design complying to local regulation; Manhole Cover |  | No. | 2 | 22500 | 45000 | 6448.53 | 12897.06 |  | 3500 | 7000
3.37.21 | B4.10.17 | (*) Drainage pipe 150mm for manhole connection |  | m | 9 | 170 | 1530 | 135.71 | 1221.39 |  | 280 | 2520
| Note | Note Details
3.37.22 | - | Water Supply
| Item Code | Description | Item Remarks | Unit of Measurement | Quantity/Base Price | Unit Price/Discount % (Excluding VAT) | Total | Unit Price/Discount % (Excluding VAT) | Total |  | Unit Price/Discount % (Excluding VAT) | Total
3.37.23 | B4.10.18 | (*) Supply and install water heaters including all necessary valve, thermometers, contactors, transformer, diffuser, heating elements and accessories, etc.; all in accordance with the specification and drawings; |  | No. | 2 | 2560 | 5120 | 1420.38 | 2840.76 |  | 1500 | 3000
3.37.24 | B4.10.19 | (*) Polypropylene pipe and fittings including insulation, accessories and connections; all in accordance with the specification and drawings; 25 mm dia |  | m | 6 | 66 | 396 | 88.77 | 532.62 |  | 50 | 300
3.37.25 | B4.10.20 | (*) Ditto; 20mm dia |  | m | 11 | 64 | 704 | 82.86 | 911.46 |  | 45 | 495
3.37.26 | B4.10.21 | (*) Ditto; 32mm dia |  | m | 12 | 76 | 912 | 124.28 | 1491.36 |  | 60 | 720
3.37.27 | B4.10.22 | (*) Hot Polypropylene pipe and fittings including insulation, accessories and connections; all in accordance with the specification and drawings; 25mm dia |  | m | 8 | 66 | 528 | 88.77 | 710.16 |  | 60 | 480
3.37.28 | B4.10.23 | (*) Ditto; 20mm dia |  | m | 10 | 64 | 640 | 71.02 | 710.2 |  | 55 | 550
3.37.29 | B4.10.24 | (*) Water Hammer Arrester |  | No. | 4 | 586 | 2344 | 3550.95 | 14203.8 |  | 350 | 1400
3.37.30 | B4.10.25 | (*) Main Gate Valve |  | No. | 1 | 1480 | 1480 | 9469.2 | 9469.2 |  | 6500 | 6500
3.37.31 | B4.10.26 | (*) Isolating Valve |  | No. | 2 | 760 | 1520 | 5918.25 | 11836.5 |  | 450 | 900
| Note | Note Details
3.37.32 | - | Fire protection
3.37.33 | - | Supply and installation, testing, commissioning fire fighting system with all accessories as per ADDC latest code
| Item Code | Description | Item Remarks | Unit of Measurement | Quantity/Base Price | Unit Price/Discount % (Excluding VAT) | Total | Unit Price/Discount % (Excluding VAT) | Total |  | Unit Price/Discount % (Excluding VAT) | Total
3.37.34 | B4.10.27 | (*) Fire hose cabinet |  | No. | 1 | 10315 | 10315 | 8877.38 | 8877.38 |  | 18000 | 18000
3.37.35 | B4.10.28 | (*) Galvanized Steel wet riser pipe including fittings, valves and accessories; all in accordance with the specification and drawings; 65mm dia. |  | No. | 4 | 345 | 1380 | 236.73 | 946.92 |  | 190 | 760
3.37.36 | B4.10.29 | (*) Main Gate Valve |  | No. | 1 | 1755 | 1755 | 2367.3 | 2367.3 |  | 15000 | 15000
| Note | Note Details
3.37.37 | - | SUNDRIES:-
| Item Code | Description | Item Remarks | Unit of Measurement | Quantity/Base Price | Unit Price/Discount % (Excluding VAT) | Total | Unit Price/Discount % (Excluding VAT) | Total |  | Unit Price/Discount % (Excluding VAT) | Total
3.37.38 | B4.10.30 | (*) Allow for supports |  | Item | 1 | 2000 | 2000 | 8877.38 | 8877.38 |  | 5000 | 5000
3.37.39 | B4.10.31 | (*) Allow for identifications, tag plates, labels, signage and colour coding for all services. |  | Item | 1 | 500 | 500 | 8877.38 | 8877.38 |  | 2000 | 2000
3.37.40 | B4.10.32 | (*) Allow for testing and pre-commissioning |  | Item | 1 | 2000 | 2000 | 8877.38 | 8877.38 |  | 500 | 500
3.37.41 | B4.10.33 | (*) Allow for commissioning |  | Item | 1 | 1000 | 1000 | 8877.38 | 8877.38 |  | 500 | 500
3.37.42 | B4.10.34 | (*) Allow for tools and spares |  | Item | 1 | 500 | 500 | 8877.38 | 8877.38 |  | 500 | 500
3.37.43 | B4.10.35 | (*) Allow for document and certification |  | Item | 1 | 1000 | 1000 | 8877.38 | 8877.38 |  | 2000 | 2000
3.37.44 | B4.10.36 | (*) Allow for co-ordination with other services |  | Item | 1 | 500 | 500 | 8877.38 | 8877.38 |  | 1000 | 1000
3.37.45 | B4.10.37 | (*) Allow for cutting or forming holes, mortises, chases, or the like and making good finishing |  | Item | 1 | 500 | 500 | 8877.38 | 8877.38 |  | 2000 | 2000
3.37.46 | B4.10.38 | (*) Allow for building in or cutting and pinning brackets or the like and making good finishing |  | Item | 1 | 500 | 500 | 8877.38 | 8877.38 |  | 2000 | 2000
3.37.47 | B4.10.39 | (*) Allow for protective painting to all systems |  | Item | 1 | 500 | 500 | 8877.38 | 8877.38 |  | 1000 | 1000
3.37.48 | B4.10.40 | (*) Allow for decorative painting to all systems |  | Item | 1 | 500 | 500 | 8877.38 | 8877.38 |  | 1000 | 1000
3.37.49 | B4.10.41 | (*) Allow for drawings, manuals, submittal, samples inspections, instruction books |  | Item | 1 | 2000 | 2000 | 8877.38 | 8877.38 |  | 5000 | 5000
3.37.50 | B4.10.42 | (*) Allow for builders work |  | Item | 1 | 1000 | 1000 | 11836.51 | 11836.51 |  | 10000 | 10000
| Note | Note Details
3.37.51 | - | Additional items
| Item Code | Description | Item Remarks | Unit of Measurement | Quantity/Base Price | Unit Price/Discount % (Excluding VAT) | Total | Unit Price/Discount % (Excluding VAT) | Total |  | Unit Price/Discount % (Excluding VAT) | Total
3.37.52 | AI | (*) Contractor may price here any items which has been shown in the Contract drawings or any other Contract Documents but overlooked or not specifically mentioned inthe schedule of items and is necessary for the satisfactory completion of the Works. Should the Contractor fail to insert any item here, it will be deemed that lump sum Contract Price includes all such items and no claims for additional items will be entertained. |  | Item | 1 | 0 | 0 | 0 | 0 |  | 0 | 0
| Note | Note Details
3.37.53 | - | Please attach one PDF file to be named "Additional Items for (insert bill no/name & Section No/name)" for the details of these additional items in the additional attachment area at the end of the BOQ.
3.38 EV - B4-11 ELECTRICAL INSTALLATION - STAFF FACILITIES | [5 empty] | 73 (out of 73) | 326163 | 73 (out of 73) | 733713.86 |  | 73 (out of 73) | 360690
| Note | Note Details
3.38.1 | - | Electrical Works
3.38.2 | - | Final Distribution Board
3.38.3 | - | Supply, install, test and commission Wall mounted/ Free Standing Final Distribution Boards including circuit breakers, energy monitoring, conduits, ducts and trays from incoming/Outgoing power supply and all terminations as shown on the Drawings & Specifications for the following:-
| Item Code | Description | Item Remarks | Unit of Measurement | Quantity/Base Price | Unit Price/Discount % (Excluding VAT) | Total | Unit Price/Discount % (Excluding VAT) | Total |  | Unit Price/Discount % (Excluding VAT) | Total
3.38.4 | B4.11.1 | (*) DB-SF |  | No. | 1 | 7000 | 7000 | 7693.73 | 7693.73 |  | 2500 | 2500
| Note | Note Details
3.38.5 | - | CABLES AND CABLES SUPPORT SYSTEMS:-
3.38.6 | - | Supply, install, test and commission of Low Voltage armoured cables including glands, connections, conduits, cable ducts, Cable Trays, GI cable trunking, civil works, cable cleats, earthing cable, fixings and termination complete as shown on Drawings and Specifications
3.38.7 | - | Cables from SMDB to the following
| Item Code | Description | Item Remarks | Unit of Measurement | Quantity/Base Price | Unit Price/Discount % (Excluding VAT) | Total | Unit Price/Discount % (Excluding VAT) | Total |  | Unit Price/Discount % (Excluding VAT) | Total
3.38.8 | B4.11.2 | (*) (4C 10mm2 XLPE/SWA/PVC + 1C 10mm2 CU PVC) |  | m | 161 | 45 | 7245 | 69.84 | 11244.24 |  | 155 | 24955
3.38.9 | B4.11.3 | (*) UPVC Ducts |  | m | 1 | 250 | 250 | 13713.78 | 13713.78 |  | 1500 | 1500
| Note | Note Details
3.38.10 | - | Cables Trays and Trunking
3.38.11 | - | Internal armoured cables, cable trays, cable ducts, GI cable trunking, civil works etc. including all fixings and termination complete as per shown in schematic diagram, load schedules and drawings.
| Item Code | Description | Item Remarks | Unit of Measurement | Quantity/Base Price | Unit Price/Discount % (Excluding VAT) | Total | Unit Price/Discount % (Excluding VAT) | Total |  | Unit Price/Discount % (Excluding VAT) | Total
3.38.12 | B4.11.4 | (*) GI Trunking 50mm x 50mm |  | Item | 1 | 5500 | 5500 | 8877.38 | 8877.38 |  | 0 | 0
3.38.13 | B4.11.5 | (*) GI Trunking 100mm x 100mm |  | Item | 1 | 5500 | 5500 | 10061.03 | 10061.03 |  | 0 | 0
3.38.14 | B4.11.6 | (*) GI Trunking 150mm x 150mm |  | Item | 1 | 5500 | 5500 | 10356.94 | 10356.94 |  | 0 | 0
3.38.15 | B4.11.7 | (*) 100mm HDGI cable tray |  | Item | 1 | 5500 | 5500 | 9469.2 | 9469.2 |  | 5000 | 5000
3.38.16 | B4.11.8 | (*) 150 mm HDGI cable tray |  | Item | 1 | 5500 | 5500 | 10061.03 | 10061.03 |  | 5000 | 5000
3.38.17 | B4.11.9 | (*) 200 mm HDGI cable tray |  | Item | 1 | 5500 | 5500 | 11836.51 | 11836.51 |  | 100 | 100
3.38.18 | B4.11.10 | (*) 300 mm HDGI cable tray |  | Item | 1 | 5500 | 5500 | 14203.81 | 14203.81 |  | 100 | 100
| Note | Note Details
3.38.19 | - | DISCONNECTING SWITCHES:-
3.38.20 | - | Supply ,Install, testing and commissioning AC23,IP65 Disconnecting switches including all interconnecting cables, wires , trays and Equipments Points from SMD panels and terminations.
| Item Code | Description | Item Remarks | Unit of Measurement | Quantity/Base Price | Unit Price/Discount % (Excluding VAT) | Total | Unit Price/Discount % (Excluding VAT) | Total |  | Unit Price/Discount % (Excluding VAT) | Total
3.38.21 | B4.11.12 | (*) Three Phase Isolator (TPN) IP 65 |  | No. | 1 | 1200 | 1200 | 1834.66 | 1834.66 |  | 500 | 500
| Note | Note Details
3.38.22 | - | POWER INSTALLATION:
3.38.23 | - | Wiring Devices Points
3.38.24 | - | Supply ,Install, testing and commissioning complete including points of Wiring devices with cover plates and outlet boxes , wiring cable tray & required all terminations,conduits,boxes , back boxes, couplers, draw boxes, junction boxes, wiring etc complete as per Drawings and Specifications.
| Item Code | Description | Item Remarks | Unit of Measurement | Quantity/Base Price | Unit Price/Discount % (Excluding VAT) | Total | Unit Price/Discount % (Excluding VAT) | Total |  | Unit Price/Discount % (Excluding VAT) | Total
3.38.25 | B4.11.14 | (*) 13A switched double socket outlet |  | No. | 6 | 600 | 3600 | 887.74 | 5326.44 |  | 380 | 2280
3.38.26 | B4.11.16 | (*) Flexible outlet Above false ceiling |  | No. | 6 | 720 | 4320 | 532.64 | 3195.84 |  | 420 | 2520
3.38.27 | B4.11.17 | (*) Flex outlet for water heater |  | No. | 2 | 720 | 1440 | 591.83 | 1183.66 |  | 380 | 760
| Note | Note Details
3.38.28 | - | LIGHTING FIXTURES
3.38.29 | - | Supply, install, testing and commissioning complete Light fittings including cabling, wiring, conduits and switches in connections to permanent wiring system
| Item Code | Description | Item Remarks | Unit of Measurement | Quantity/Base Price | Unit Price/Discount % (Excluding VAT) | Total | Unit Price/Discount % (Excluding VAT) | Total |  | Unit Price/Discount % (Excluding VAT) | Total
3.38.30 | B4.11.21 | (*) Electrical points for Type L4 |  | No. | 26 | 1340 | 34840 | 946.92 | 24619.92 |  | 380 | 9880
3.38.31 | B4.11.22 | (*) Electrical points for Type L5 |  | No. | 6 | 980 | 5880 | 1124.47 | 6746.82 |  | 210 | 1260
3.38.32 | B4.11.23 | (*) Electrical points for Type L6 |  | No. | 1 | 1550 | 1550 | 1420.38 | 1420.38 |  | 535 | 535
3.38.33 | B4.11.24 | (*) Electrical points for Type L7 |  | No. | 6 | 1860 | 11160 | 1302.02 | 7812.12 |  | 1215 | 7290
3.38.34 | B4.11.25 | (*) Surface Mountain Self Contained Non Maintained, 3 Hours Duration 1x12W Emergency Light |  | No. | 6 | 1200 | 7200 | 1775.48 | 10652.88 |  | 750 | 4500
3.38.35 | B4.11.26 | (*) Self Contained and Maintained, 3 Hours Duration 1x8W Exit Light |  | No. | 2 | 1200 | 2400 | 1479.56 | 2959.12 |  | 915 | 1830
| Note | Note Details
3.38.36 | - | WIRING DEVICES & ACCESSORIES
3.38.37 | - | Supply, install and connect the following devices including device boxes, cover, plates, conduits and wiring between devices and distribution boards, switch panels, etc. as per drawings:
| Item Code | Description | Item Remarks | Unit of Measurement | Quantity/Base Price | Unit Price/Discount % (Excluding VAT) | Total | Unit Price/Discount % (Excluding VAT) | Total |  | Unit Price/Discount % (Excluding VAT) | Total
3.38.38 | B4.11.28 | (*) 20A double pole switch |  | No. | 6 | 600 | 3600 | 887.74 | 5326.44 |  | 380 | 2280
3.38.39 | B4.11.29 | (*) One way one gang lighting grid switch |  | No. | 4 | 500 | 2000 | 769.37 | 3077.48 |  | 320 | 1280
3.38.40 | B4.11.30 | (*) One way Two gang lighting grid switch |  | No. | 4 | 550 | 2200 | 828.56 | 3314.24 |  | 380 | 1520
| Note | Note Details
3.38.41 | - | COMMUNICATION SYSTEMS
3.38.42 | - | TELECOMMUNICATION SYSTEM:-
3.38.43 | - | Supply, install, testing and commissioning complete Telecom System Equipments Points & Accessories including connection and terminations as per Client Requirements, drawings ,Specifications and as per latest Etisalat regulations.
| Item Code | Description | Item Remarks | Unit of Measurement | Quantity/Base Price | Unit Price/Discount % (Excluding VAT) | Total | Unit Price/Discount % (Excluding VAT) | Total |  | Unit Price/Discount % (Excluding VAT) | Total
3.38.44 | B4.11.31 | (*) IDF |  | No. | 1 | 12000 | 12000 | 11836.51 | 11836.51 |  | 35000 | 35000
3.38.45 | B4.11.32 | (*) Dual RJ 45outlet |  | No. | 5 | 800 | 4000 | 946.92 | 4734.6 |  | 720 | 3600
3.38.46 | B4.11.33 | (*) 24 POE port switch |  | No. | 1 | 5300 | 5300 | 17754.76 | 17754.76 |  | 6000 | 6000
3.38.47 | B4.11.34 | (*) Patch panel |  | No. | 1 | 800 | 800 | 17754.76 | 17754.76 |  | 2500 | 2500
3.38.48 | B4.11.35 | (*) Conduites, wiring, cables, termination, trunking, ,junction boxes,earthing and trays etc related to telecommunication system |  | Item | 1 | 5000 | 5000 | 29591.27 | 29591.27 |  | 15000 | 15000
| Note | Note Details
3.38.49 | - | Cables Trays and Trunking
3.38.50 | - | cable trays, cable ducts, GI cable trunking, civil works etc. including all fixings and termination complete as per shown in schematic diagram, load schedules drawings and requirments
| Item Code | Description | Item Remarks | Unit of Measurement | Quantity/Base Price | Unit Price/Discount % (Excluding VAT) | Total | Unit Price/Discount % (Excluding VAT) | Total |  | Unit Price/Discount % (Excluding VAT) | Total
3.38.51 | B4.11.36 | (*) GI Trunking 50mm x 50mm |  | Item | 1 | 5500 | 5500 | 8877.38 | 8877.38 |  | 0 | 0
3.38.52 | B4.11.37 | (*) GI Trunking 100mm x 100mm |  | Item | 1 | 5500 | 5500 | 10061.03 | 10061.03 |  | 0 | 0
3.38.53 | B4.11.38 | (*) GI Trunking 150mm x 150mm |  | Item | 1 | 5500 | 5500 | 10356.94 | 10356.94 |  | 0 | 0
3.38.54 | B4.11.39 | (*) 100mm HDGI cable tray |  | Item | 1 | 5500 | 5500 | 9469.2 | 9469.2 |  | 0 | 0
3.38.55 | B4.11.40 | (*) 150mm HDGI cable tray |  | Item | 1 | 5500 | 5500 | 10061.03 | 10061.03 |  | 0 | 0
| Note | Note Details
3.38.56 | - | CCTV System Installation
3.38.57 | - | Allow for all necessary works in connection with CCTV installation complete including supply, installation, testing and commissioning as per the drawings and/or the specifications
3.38.58 | - | Complete CCTV system including NVR,work station,CAT6 cabling ,power caling... ETC and all devices / elements as shown on the drawings and/or in specification including supply, installation, connections, testing & commissioning and documentation. Include all builders work, fixing accessories, wires/ cables, tagging, cable tray with cover, trunking, conduits, supports, back boxes,couplers and accessories as required
| Item Code | Description | Item Remarks | Unit of Measurement | Quantity/Base Price | Unit Price/Discount % (Excluding VAT) | Total | Unit Price/Discount % (Excluding VAT) | Total |  | Unit Price/Discount % (Excluding VAT) | Total
3.38.59 | B4.11.43 | (*) Fixed camera IP (DAY & Night )POE weather proof ,Recongize |  | No. | 3 | 10000 | 30000 | 7724.5 | 23173.5 |  | 15000 | 45000
3.38.60 | B4.11.45 | (*) 24 POE port switch |  | No. | 2 | 5300 | 10600 | 32763.45 | 65526.9 |  | 6000 | 12000
3.38.61 | B4.11.48 | (*) Patch panel |  | No. | 1 | 1000 | 1000 | 17754.76 | 17754.76 |  | 2500 | 2500
3.38.62 | B4.11.49 | (*) Conduites, wiring, patch panels, cables, termination, trunking, ,junction boxes,earthing and trays... etc related work required for CCTV system |  | Item | 1 | 5000 | 5000 | 29591.27 | 29591.27 |  | 50000 | 50000
| Note | Note Details
3.38.63 | - | ACCESS CONTROL SYSTEM
3.38.64 | - | install, test and commission a Door access control system as specified here under and shown on the drawings and secification
| Item Code | Description | Item Remarks | Unit of Measurement | Quantity/Base Price | Unit Price/Discount % (Excluding VAT) | Total | Unit Price/Discount % (Excluding VAT) | Total |  | Unit Price/Discount % (Excluding VAT) | Total
3.38.65 | B4.11.49.1 | (*) Card Reader |  | No. | 3 | 800 | 2400 | 710.19 | 2130.57 |  | 2500 | 7500
3.38.66 | B4.11.49.2 | (*) Exit button |  | No. | 3 | 800 | 2400 | 1775.48 | 5326.44 |  | 500 | 1500
3.38.67 | B4.11.49.3 | (*) Door contact |  | No. | 3 | 800 | 2400 | 887.74 | 2663.22 |  | 500 | 1500
3.38.68 | B4.11.49.4 | (*) Magnetic lock |  | No. | 3 | 800 | 2400 | 887.74 | 2663.22 |  | 1500 | 4500
3.38.69 | B4.11.49.5 | (*) 24 port switch |  | No. | 1 | 4500 | 4500 | 11836.51 | 11836.51 |  | 6000 | 6000
3.38.70 | B4.11.49.6 | (*) patch panel |  | No. | 1 | 1000 | 1000 | 17754.76 | 17754.76 |  | 2500 | 2500
3.38.71 | B4.11.49.7 | (*) wiring, , termination etc related work to Access control system |  | Item | 1 | 6500 | 6500 | 10061.03 | 10061.03 |  | 20000 | 20000
| Note | Note Details
3.38.72 | - | Earthing & bonding System
| Item Code | Description | Item Remarks | Unit of Measurement | Quantity/Base Price | Unit Price/Discount % (Excluding VAT) | Total | Unit Price/Discount % (Excluding VAT) | Total |  | Unit Price/Discount % (Excluding VAT) | Total
3.38.73 | B4.11.50 | (*) Supply, install ,testing and commissioning with all accessories of the earthing and bonding system complete including Earth Bar main earth electrodes , earthing continuity conductors ,bonding conductors and earth pit etc, as specified. |  | Item | 1 | 15000 | 15000 | 17754.76 | 17754.76 |  | 5000 | 5000
| Note | Note Details
3.38.74 | - | Lightning Protection System
3.38.75 | - | Supply, install, test and commission complete lightning protection system air termination network, fitting and connection complete in accordance with Specifications and Drawings.
| Item Code | Description | Item Remarks | Unit of Measurement | Quantity/Base Price | Unit Price/Discount % (Excluding VAT) | Total | Unit Price/Discount % (Excluding VAT) | Total |  | Unit Price/Discount % (Excluding VAT) | Total
3.38.76 | B4.11.50 | (*) Earth pit |  | Item | 1 | 10500 | 10500 | 7101.9 | 7101.9 |  | 5500 | 5500
3.38.77 | B4.11.51 | (*) Free standing air terminal for protection of mechanical |  | Item | 1 | 2500 | 2500 | 5918.25 | 5918.25 |  | 1500 | 1500
3.38.78 | B4.11.52 | (*) Thermo weld in all joints |  | Item | 1 | 2500 | 2500 | 5918.25 | 5918.25 |  | 1000 | 1000
3.38.79 | B4.11.53 | (*) Copper tape down conductor |  | Item | 1 | 2500 | 2500 | 5918.25 | 5918.25 |  | 1000 | 1000
3.38.80 | B4.11.54 | (*) Down conductor to earth pit |  | Item | 1 | 2500 | 2500 | 5326.43 | 5326.43 |  | 1000 | 1000
3.38.81 | B4.11.55 | (*) 1C 70mm² PVC/SC direct buried cable |  | Item | 1 | 2500 | 2500 | 1775.48 | 1775.48 |  | 2500 | 2500
3.38.82 | B4.11.56 | (*) 25x 3mm bare copper tape lightning protection air terminal |  | Item | 1 | 2500 | 2500 | 10061.03 | 10061.03 |  | 7500 | 7500
| Note | Note Details
3.38.83 | - | FIRE ALARM & SECURITY SYSTEMS
3.38.84 | - | ANALOGUE ADDRESSABLE FIRE ALARM SYSTEM
3.38.85 | - | Fire Alarm Installation
3.38.86 | - | Allow for all necessary works in connection with fire alarm installation complete including supply, installation, testing and commissioning as per the drawings and/or the specifications
3.38.87 | - | Complete addressable fire alarm system including all devices / elements as shown on the drawings and/or in specification including supply, installation, connections, testing & commissioning and documentation. Include all builders work, detector base, fixing accessories, fire resistant cables, tagging, cable tray with cover, trunking, conduits, supports, back boxes, couplers and accessories as required.
| Item Code | Description | Item Remarks | Unit of Measurement | Quantity/Base Price | Unit Price/Discount % (Excluding VAT) | Total | Unit Price/Discount % (Excluding VAT) | Total |  | Unit Price/Discount % (Excluding VAT) | Total
3.38.88 | B4.11.57 | (*) Addressable Fire Alarm REPEATER PANEL |  | No. | 1 | 5280 | 5280 | 29591.27 | 29591.27 |  | 10000 | 10000
3.38.89 | B4.11.59 | (*) Addressable Smoke detector |  | No. | 3 | 462 | 1386 | 1479.56 | 4438.68 |  | 350 | 1050
3.38.90 | B4.11.60 | (*) Addressable heat detector |  | No. | 2 | 400 | 800 | 1420.38 | 2840.76 |  | 450 | 900
3.38.91 | B4.11.62 | (*) Addressable manual call point |  | No. | 1 | 462 | 462 | 1479.56 | 1479.56 |  | 500 | 500
3.38.92 | B4.11.64 | (*) Addressable Fire Alarm sounder with strobe weather proof |  | No. | 1 | 860 | 860 | 1420.38 | 1420.38 |  | 650 | 650
3.38.93 | B4.11.65 | (*) Monitor Module |  | No. | 2 | 595 | 1190 | 2959.13 | 5918.26 |  | 1500 | 3000
3.38.94 | B4.11.66 | (*) conduits, cabling, trays, ducts, trunking related to fire alarm system. |  | Item | 1 | 5000 | 5000 | 35509.52 | 35509.52 |  | 5000 | 5000
| Note | Note Details
3.38.95 | - | SUNDRIES:-
| Item Code | Description | Item Remarks | Unit of Measurement | Quantity/Base Price | Unit Price/Discount % (Excluding VAT) | Total | Unit Price/Discount % (Excluding VAT) | Total |  | Unit Price/Discount % (Excluding VAT) | Total
3.38.96 | B4.11.67 | (*) Allow for supports |  | Item | 1 | 1000 | 1000 | 8877.38 | 8877.38 |  | 1000 | 1000
3.38.97 | B4.11.68 | (*) Allow for identifications, tag plates, labels, signage and colour coding for all services. |  | Item | 1 | 1000 | 1000 | 8877.38 | 8877.38 |  | 800 | 800
3.38.98 | B4.11.69 | (*) Allow for testing and pre-commissioning |  | Item | 1 | 2000 | 2000 | 8877.38 | 8877.38 |  | 300 | 300
3.38.99 | B4.11.70 | (*) Allow for commissioning |  | Item | 1 | 1000 | 1000 | 5918.25 | 5918.25 |  | 300 | 300
3.38.100 | B4.11.71 | (*) Allow for tools and spares |  | Item | 1 | 500 | 500 | 5918.25 | 5918.25 |  | 300 | 300
3.38.101 | B4.11.72 | (*) Allow for document and certification |  | Item | 1 | 1000 | 1000 | 5918.25 | 5918.25 |  | 700 | 700
3.38.102 | B4.11.73 | (*) Allow for co-ordination with other services |  | Item | 1 | 500 | 500 | 5918.25 | 5918.25 |  | 1000 | 1000
3.38.103 | B4.11.74 | (*) Allow for cutting or forming holes, mortises, chases, or the like and making good finishing |  | Item | 1 | 500 | 500 | 5918.25 | 5918.25 |  | 2000 | 2000
3.38.104 | B4.11.75 | (*) Allow for building in or cutting and pinning brackets or the like and making good finishing |  | Item | 1 | 500 | 500 | 5918.25 | 5918.25 |  | 1800 | 1800
3.38.105 | B4.11.76 | (*) Allow for protective painting to all systems |  | Item | 1 | 1000 | 1000 | 5918.25 | 5918.25 |  | 1000 | 1000
3.38.106 | B4.11.77 | (*) Allow for decorative painting to all systems |  | Item | 1 | 500 | 500 | 5918.25 | 5918.25 |  | 1500 | 1500
3.38.107 | B4.11.78 | (*) Allow for drawings, manuals, submittal, samples inspections, instruction books |  | Item | 1 | 2500 | 2500 | 5918.25 | 5918.25 |  | 1200 | 1200
3.38.108 | B4.11.79 | (*) Allow for builders work |  | Item | 1 | 1500 | 1500 | 8877.38 | 8877.38 |  | 12000 | 12000
| Note | Note Details
3.38.109 | - | Additional items
| Item Code | Description | Item Remarks | Unit of Measurement | Quantity/Base Price | Unit Price/Discount % (Excluding VAT) | Total | Unit Price/Discount % (Excluding VAT) | Total |  | Unit Price/Discount % (Excluding VAT) | Total
3.38.110 | AI | (*) Contractor may price here any items which has been shown in the Contract drawings or any other Contract Documents but overlooked or not specifically mentioned inthe schedule of items and is necessary for the satisfactory completion of the Works. Should the Contractor fail to insert any item here, it will be deemed that lump sum Contract Price includes all such items and no claims for additional items will be entertained. |  | Item | 1 | 0 | 0 | 0 | 0 |  | 0 | 0
| Note | Note Details
3.38.111 | - | Please attach one PDF file to be named "Additional Items for (insert bill no/name & Section No/name)" for the details of these additional items in the additional attachment area at the end of the BOQ.
3.39 EV - BILL NO 05- ELEPHANT VILLAGE -OBSERVATION TOWER | [5 empty] | 0 (out of 0) | 1946829 | 0 (out of 0) | 3028116.31 | 0 | 0 (out of 0) | 3327338 | 0
3.40 EV - B5-01 SITE WORK - OBSERVATION TOWER | [5 empty] | 5 (out of 5) | 23008 | 5 (out of 5) | 23643 |  | 5 (out of 5) | 13276
| Note | Note Details
3.40.1 | - | Site preparation
| Item Code | Description | Item Remarks | Unit of Measurement | Quantity/Base Price | Unit Price/Discount % (Excluding VAT) | Total | Unit Price/Discount % (Excluding VAT) | Total |  | Unit Price/Discount % (Excluding VAT) | Total
3.40.2 | B5.1.1 | (*) Site preparation as required |  | m2 | 136 | 15 | 2040 | 4.5 | 612 |  | 10 | 1360
| Note | Note Details
3.40.3 | - | Excavation
| Item Code | Description | Item Remarks | Unit of Measurement | Quantity/Base Price | Unit Price/Discount % (Excluding VAT) | Total | Unit Price/Discount % (Excluding VAT) | Total |  | Unit Price/Discount % (Excluding VAT) | Total
3.40.4 | B5.1.2 | (*) Pit excavation to receive foundation |  | m3 | 272 | 50 | 13600 | 41.37 | 11252.64 |  | 20 | 5440
| Note | Note Details
3.40.5 | - | Filling
| Item Code | Description | Item Remarks | Unit of Measurement | Quantity/Base Price | Unit Price/Discount % (Excluding VAT) | Total | Unit Price/Discount % (Excluding VAT) | Total |  | Unit Price/Discount % (Excluding VAT) | Total
3.40.6 | B5.1.3 | (*) Selected fill from excavated materials all in accordance with the Specifications |  | m3 | 212 | 30 | 6360 | 51.81 | 10983.72 |  | 25 | 5300
| Note | Note Details
3.40.7 | - | Anti Treatment
3.40.8 | - | Allow for termite control; prepare and apply anti-termite treatment; all in accordance with the Specifications and subject to the approval
| Item Code | Description | Item Remarks | Unit of Measurement | Quantity/Base Price | Unit Price/Discount % (Excluding VAT) | Total | Unit Price/Discount % (Excluding VAT) | Total |  | Unit Price/Discount % (Excluding VAT) | Total
3.40.9 | B5.1.2 | (*) Anti termite treatment |  | m2 | 168 | 6 | 1008 | 4.73 | 794.64 |  | 7 | 1176
| Note | Note Details
3.40.10 | - | Additional items
| Item Code | Description | Item Remarks | Unit of Measurement | Quantity/Base Price | Unit Price/Discount % (Excluding VAT) | Total | Unit Price/Discount % (Excluding VAT) | Total |  | Unit Price/Discount % (Excluding VAT) | Total
3.40.11 | AI | (*) Contractor may price here any items which has been shown in the Contract drawings or any other Contract Documents but overlooked or not specifically mentioned inthe schedule of items and is necessary for the satisfactory completion of the Works. Should the Contractor fail to insert any item here, it will be deemed that lump sum Contract Price includes all such items and no claims for additional items will be entertained. |  | Item | 1 | 0 | 0 | 0 | 0 |  | 0 | 0
| Note | Note Details
3.40.12 | - | Please attach one PDF file to be named "Additional Items for (insert bill no/name & Section No/name)" for the details of these additional items in the additional attachment area at the end of the BOQ.
3.41 EV - B5-02 CONCRETE WORK - OBSERVATION TOWER | [5 empty] | 16 (out of 16) | 820225 | 16 (out of 16) | 424723.85 |  | 16 (out of 16) | 314555
| Note | Note Details
3.41.1 | - | SUBSTRUCTURE
3.41.2 | - | Poured Concrete
3.41.3 | - | Plain concrete (20 N/mm2) as per specifications and drawings.
| Item Code | Description | Item Remarks | Unit of Measurement | Quantity/Base Price | Unit Price/Discount % (Excluding VAT) | Total | Unit Price/Discount % (Excluding VAT) | Total |  | Unit Price/Discount % (Excluding VAT) | Total
3.41.4 | B5.2.1 | (*) PCC 05 cm for Grade Slab / Solid Block / Ground Beams |  | m3 | 5 | 500 | 2500 | 490.03 | 2450.15 |  | 385 | 1925
3.41.5 | B5.2.2 | (*) PCC 10 cm for Footings |  | m3 | 7 | 525 | 3675 | 490.03 | 3430.21 |  | 385 | 2695
| Note | Note Details
3.41.6 | - | Reinforcment Concrete (40 N/mm2) in Type I SRC cement including all shuttering,supportsand all related works as per specifications and drawings.
| Item Code | Description | Item Remarks | Unit of Measurement | Quantity/Base Price | Unit Price/Discount % (Excluding VAT) | Total | Unit Price/Discount % (Excluding VAT) | Total |  | Unit Price/Discount % (Excluding VAT) | Total
3.41.7 | B5.2.3 | (*) RCC Footings |  | m3 | 38 | 1750 | 66500 | 1529.94 | 58137.72 |  | 1690 | 64220
3.41.8 | B5.2.4 | (*) Concrete TIE beams |  | m3 | 5 | 1700 | 8500 | 2146.74 | 10733.7 |  | 1280 | 6400
3.41.9 | B5.2.5 | (*) Neck cloumns |  | m3 | 4 | 1800 | 7200 | 2444.17 | 9776.68 |  | 2920 | 11680
3.41.10 | B5.2.6 | (*) Grade Slab |  | m3 | 14 | 1800 | 25200 | 824.95 | 11549.3 |  | 650 | 9100
3.41.11 | B5.2.7 | (*) Screed for Grade Slab |  | m2 | 95 | 50 | 4750 | 58.71 | 5577.45 |  | 45 | 4275
| Note | Note Details
3.41.12 | - | SUPER STRUCTURE
3.41.13 | - | Reinforcmen Concrete (40 N/mm2) in Type I OPC cement including all shuttering,supportsand all related works as per specifications and drawings.
| Item Code | Description | Item Remarks | Unit of Measurement | Quantity/Base Price | Unit Price/Discount % (Excluding VAT) | Total | Unit Price/Discount % (Excluding VAT) | Total |  | Unit Price/Discount % (Excluding VAT) | Total
3.41.14 | B5.2.8 | (*) Concrete columns UPTO +8.00 |  | m3 | 22 | 21350 | 469700 | 2444.17 | 53771.74 |  | 2270 | 49940
3.41.15 | B5.2.9 | (*) Concrete columns UPTO +12.00 |  | m3 | 20 | 2550 | 51000 | 2444.17 | 48883.4 |  | 2270 | 45400
3.41.16 | B5.2.10 | (*) Concrete Beam |  | m3 | 26 | 1950 | 50700 | 2764.32 | 71872.32 |  | 1470 | 38220
3.41.17 | B5.2.11 | (*) Solid slab |  | m3 | 36 | 2075 | 74700 | 2169.64 | 78107.04 |  | 1350 | 48600
3.41.18 | B5.2.12 | (*) Concrete STAIRCASE |  | m3 | 8 | 2150 | 17200 | 2764.32 | 22114.56 |  | 1300 | 10400
3.41.19 | B5.2.13 | (*) Parapet |  | m3 | 14 | 2150 | 30100 | 2764.32 | 38700.48 |  | 1300 | 18200
3.41.20 | B5.2.14 | (*) Lintels and copping beams around windows |  | Item | 1 | 5000 | 5000 | 4243.67 | 4243.67 |  | 1500 | 1500
| Note | Note Details
3.41.21 | - | Sundries
| Item Code | Description | Item Remarks | Unit of Measurement | Quantity/Base Price | Unit Price/Discount % (Excluding VAT) | Total | Unit Price/Discount % (Excluding VAT) | Total |  | Unit Price/Discount % (Excluding VAT) | Total
3.41.22 | B6.2.12 | (*) Expansion joints; all in accordance with the Specifications |  | Item | 1 | 3500 | 3500 | 5375.43 | 5375.43 |  | 2000 | 2000
| Note | Note Details
3.41.23 | - | Additional items
| Item Code | Description | Item Remarks | Unit of Measurement | Quantity/Base Price | Unit Price/Discount % (Excluding VAT) | Total | Unit Price/Discount % (Excluding VAT) | Total |  | Unit Price/Discount % (Excluding VAT) | Total
3.41.24 | AI | (*) Contractor may price here any items which has been shown in the Contract drawings or any other Contract Documents but overlooked or not specifically mentioned inthe schedule of items and is necessary for the satisfactory completion of the Works. Should the Contractor fail to insert any item here, it will be deemed that lump sum Contract Price includes all such items and no claims for additional items will be entertained. |  | Item | 1 | 0 | 0 | 0 | 0 |  | 0 | 0
| Note | Note Details
3.41.25 | - | Please attach one PDF file to be named "Additional Items for (insert bill no/name & Section No/name)" for the details of these additional items in the additional attachment area at the end of the BOQ.
3.42 EV - B5-03 MASONRY - OBSERVATION TOWER | [5 empty] | 3 (out of 3) | 42820 | 3 (out of 3) | 30697.1 |  | 3 (out of 3) | 18535
| Note | Note Details
3.42.1 | - | Internal block work
3.42.2 | - | Concrete masonry units bedded and jointed in cement including mortar including concrete filling, wall ties, bed joints, reinforcement metal lath (where required), head restraint,anchors, and column stiffeners; including all necessary accessories; as shown on Drawing all in accordance with the Specifications
| Item Code | Description | Item Remarks | Unit of Measurement | Quantity/Base Price | Unit Price/Discount % (Excluding VAT) | Total | Unit Price/Discount % (Excluding VAT) | Total |  | Unit Price/Discount % (Excluding VAT) | Total
3.42.3 | B5.3.1 | (*) hollow block 20 cm |  | m2 | 209 | 180 | 37620 | 130.2 | 27211.8 |  | 75 | 15675
| Note | Note Details
3.42.4 | - | Solid block work for sub structure
| Item Code | Description | Item Remarks | Unit of Measurement | Quantity/Base Price | Unit Price/Discount % (Excluding VAT) | Total | Unit Price/Discount % (Excluding VAT) | Total |  | Unit Price/Discount % (Excluding VAT) | Total
3.42.5 | B5.3.2 | (*) Solid Block |  | m2 | 26 | 200 | 5200 | 134.05 | 3485.3 |  | 110 | 2860
| Note | Note Details
3.42.6 | - | Additional items
| Item Code | Description | Item Remarks | Unit of Measurement | Quantity/Base Price | Unit Price/Discount % (Excluding VAT) | Total | Unit Price/Discount % (Excluding VAT) | Total |  | Unit Price/Discount % (Excluding VAT) | Total
3.42.7 | AI | (*) Contractor may price here any items which has been shown in the Contract drawings or any other Contract Documents but overlooked or not specifically mentioned inthe schedule of items and is necessary for the satisfactory completion of the Works. Should the Contractor fail to insert any item here, it will be deemed that lump sum Contract Price includes all such items and no claims for additional items will be entertained. |  | Item | 1 | 0 | 0 | 0 | 0 |  | 0 | 0
| Note | Note Details
3.42.8 | - | Please attach one PDF file to be named "Additional Items for (insert bill no/name & Section No/name)" for the details of these additional items in the additional attachment area at the end of the BOQ.
3.43 EV - B5-04 METAL WORK - OBSERVATION TOWER | [5 empty] | 2 (out of 2) | 13000 | 2 (out of 2) | 188082.15 |  | 2 (out of 2) | 6000
| Note | Note Details
3.43.1 | - | Railing
3.43.2 | - | Supply and installation of Wall Mounted Rail including all accessories,fixing etc. all complete as detailed on drawing and engineer approval
| Item Code | Description | Item Remarks | Unit of Measurement | Quantity/Base Price | Unit Price/Discount % (Excluding VAT) | Total | Unit Price/Discount % (Excluding VAT) | Total |  | Unit Price/Discount % (Excluding VAT) | Total
3.43.3 | B5.4.1 | (*) Wall Mounted Rail |  | m | 20 | 650 | 13000 | 248.57 | 4971.4 |  | 300 | 6000
| Note | Note Details
3.43.4 | - | Additional items
| Item Code | Description | Item Remarks | Unit of Measurement | Quantity/Base Price | Unit Price/Discount % (Excluding VAT) | Total | Unit Price/Discount % (Excluding VAT) | Total |  | Unit Price/Discount % (Excluding VAT) | Total
3.43.5 | AI | (*) Contractor may price here any items which has been shown in the Contract drawings or any other Contract Documents but overlooked or not specifically mentioned inthe schedule of items and is necessary for the satisfactory completion of the Works. Should the Contractor fail to insert any item here, it will be deemed that lump sum Contract Price includes all such items and no claims for additional items will be entertained. |  | Item | 1 | 0 | 0 | 183110.75 | 183110.75 |  | 0 | 0
| Note | Note Details
3.43.6 | - | Please attach one PDF file to be named "Additional Items for (insert bill no/name & Section No/name)" for the details of these additional items in the additional attachment area at the end of the BOQ.
3.44 EV - B5-05 THERMAL AND MOISTURE PROTECTION - OBSERVATION TOWER | [5 empty] | 7 (out of 7) | 24953 | 7 (out of 7) | 52242.39 |  | 7 (out of 7) | 29556
| Note | Note Details
3.44.1 | - | Waterproofing courses
3.44.2 | - | Waterproofing system for the substructure, 2 coat of bitumen paint as per drawings and specifications.
| Item Code | Description | Item Remarks | Unit of Measurement | Quantity/Base Price | Unit Price/Discount % (Excluding VAT) | Total | Unit Price/Discount % (Excluding VAT) | Total |  | Unit Price/Discount % (Excluding VAT) | Total
3.44.3 | B5.5.1 | (*) To horizontal areas |  | m2 | 168 | 30 | 5040 | 57.05 | 9584.4 |  | 10 | 1680
3.44.4 | B5.5.2 | (*) To vertical areas |  | m2 | 127 | 34 | 4318 | 102.62 | 13032.74 |  | 10 | 1270
| Note | Note Details
3.44.5 | - | 1000 Gauge Polythene Sheet, all in accordance with the Specifications
| Item Code | Description | Item Remarks | Unit of Measurement | Quantity/Base Price | Unit Price/Discount % (Excluding VAT) | Total | Unit Price/Discount % (Excluding VAT) | Total |  | Unit Price/Discount % (Excluding VAT) | Total
3.44.6 | B5.5.3 | (*) To horizontal areas |  | m2 | 168 | 5 | 840 | 4.38 | 735.84 |  | 7 | 1176
| Note | Note Details
3.44.7 | - | Isolation Joint
3.44.8 | - | Supply and Apply isolation joints as per drawings ,specifications
| Item Code | Description | Item Remarks | Unit of Measurement | Quantity/Base Price | Unit Price/Discount % (Excluding VAT) | Total | Unit Price/Discount % (Excluding VAT) | Total |  | Unit Price/Discount % (Excluding VAT) | Total
3.44.9 | B5.5.4 | (*) Isolation Joint for Grade Slab 15 cm |  | m | 38 | 60 | 2280 | 146.77 | 5577.26 |  | 15 | 570
| Note | Note Details
3.44.10 | - | Waterproofing for Roof
3.44.11 | - | Waterproofing system for the Roof, as per drawings and specifications.
| Item Code | Description | Item Remarks | Unit of Measurement | Quantity/Base Price | Unit Price/Discount % (Excluding VAT) | Total | Unit Price/Discount % (Excluding VAT) | Total |  | Unit Price/Discount % (Excluding VAT) | Total
3.44.12 | B5.5.5 | (*) Roof waterproofing |  | m2 | 82 | 130 | 10660 | 248.57 | 20382.74 |  | 275 | 22550
3.44.13 | B5.5.6 | (*) Roof waterproofing skirting |  | m | 33 | 55 | 1815 | 88.77 | 2929.41 |  | 70 | 2310
| Note | Note Details
3.44.14 | - | Additional items
| Item Code | Description | Item Remarks | Unit of Measurement | Quantity/Base Price | Unit Price/Discount % (Excluding VAT) | Total | Unit Price/Discount % (Excluding VAT) | Total |  | Unit Price/Discount % (Excluding VAT) | Total
3.44.15 | AI | (*) Contractor may price here any items which has been shown in the Contract drawings or any other Contract Documents but overlooked or not specifically mentioned inthe schedule of items and is necessary for the satisfactory completion of the Works. Should the Contractor fail to insert any item here, it will be deemed that lump sum Contract Price includes all such items and no claims for additional items will be entertained. |  | Item | 1 | 0 | 0 | 0 | 0 |  | 0 | 0
| Note | Note Details
3.44.16 | - | Please attach one PDF file to be named "Additional Items for (insert bill no/name & Section No/name)" for the details of these additional items in the additional attachment area at the end of the BOQ.
3.45 EV - B5-06 FINISHES - OBSERVATION TOWER | [5 empty] | 12 (out of 12) | 414438 | 12 (out of 12) | 651127.65 |  | 12 (out of 12) | 1174330
| Note | Note Details
3.45.1 | - | External Finishes
3.45.2 | - | Prapare and apply paint on Plaster including all necessary wrok as per drawing and specifications
| Item Code | Description | Item Remarks | Unit of Measurement | Quantity/Base Price | Unit Price/Discount % (Excluding VAT) | Total | Unit Price/Discount % (Excluding VAT) | Total |  | Unit Price/Discount % (Excluding VAT) | Total
3.45.3 | B5.6.1 | (*) External Heritage Paint include Plaster |  | m2 | 311 | 108 | 33588 | 195.3 | 60738.3 |  | 55 | 17105
| Note | Note Details
3.45.4 | - | Wall Finishes
3.45.5 | - | Prapare and apply paint on Plaster including all necessary wrok as per drawing and specifications
| Item Code | Description | Item Remarks | Unit of Measurement | Quantity/Base Price | Unit Price/Discount % (Excluding VAT) | Total | Unit Price/Discount % (Excluding VAT) | Total |  | Unit Price/Discount % (Excluding VAT) | Total
3.45.6 | B5.6.2 | (*) Heritage Paint |  | m2 | 343 | 56 | 19208 | 195.3 | 66987.9 |  | 55 | 18865
| Note | Note Details
3.45.7 | - | Prapare and apply paint on Plaster including all necessary wrok as per drawing and specifications DIVISION 09-099123
| Item Code | Description | Item Remarks | Unit of Measurement | Quantity/Base Price | Unit Price/Discount % (Excluding VAT) | Total | Unit Price/Discount % (Excluding VAT) | Total |  | Unit Price/Discount % (Excluding VAT) | Total
3.45.8 | B5.6.2 | (*) Internal Epoxy Paint |  | m2 | 490 | 48 | 23520 | 53.26 | 26097.4 |  | 25 | 12250
| Note | Note Details
3.45.9 | - | Prapare and apply paint including all necessary wrok as per drawing and specifications
| Item Code | Description | Item Remarks | Unit of Measurement | Quantity/Base Price | Unit Price/Discount % (Excluding VAT) | Total | Unit Price/Discount % (Excluding VAT) | Total |  | Unit Price/Discount % (Excluding VAT) | Total
3.45.10 | B5.6.3 | (*) Bitumen paint for lift shaft |  | m2 | 88 | 40 | 3520 | 17.75 | 1562 |  | 15 | 1320
| Note | Note Details
3.45.11 | - | Floor Finishes
3.45.12 | - | Supply and fix Stamped concrete on cement screed including all as per drawing and specifications DIVISION 03-033533
| Item Code | Description | Item Remarks | Unit of Measurement | Quantity/Base Price | Unit Price/Discount % (Excluding VAT) | Total | Unit Price/Discount % (Excluding VAT) | Total |  | Unit Price/Discount % (Excluding VAT) | Total
3.45.13 | B5.6.4 | (*) Stamped concrete Floors |  | m2 | 60 | 245 | 14700 | 266.32 | 15979.2 |  | 300 | 18000
| Note | Note Details
3.45.14 | - | Supply and apply Epoxy flooring on cement screed including all as per drawing and specifications DIVISION 09-096723
| Item Code | Description | Item Remarks | Unit of Measurement | Quantity/Base Price | Unit Price/Discount % (Excluding VAT) | Total | Unit Price/Discount % (Excluding VAT) | Total |  | Unit Price/Discount % (Excluding VAT) | Total
3.45.15 | B5.6.5 | (*) Epoxy flooring with screed |  | m2 | 74 | 190 | 14060 | 109.01 | 8066.74 |  | 165 | 12210
| Note | Note Details
3.45.16 | - | Ceiling Finishes
3.45.17 | - | Supply And Fix Thatched roof including all necessary wrok as per drawing and specifications
| Item Code | Description | Item Remarks | Unit of Measurement | Quantity/Base Price | Unit Price/Discount % (Excluding VAT) | Total | Unit Price/Discount % (Excluding VAT) | Total |  | Unit Price/Discount % (Excluding VAT) | Total
3.45.18 | B5.6.6 | (*) Thatched roof |  | m2 | 350 | 700 | 245000 | 929.17 | 325209.5 |  | 2700 | 945000
| Note | Note Details
3.45.19 | - | Prapare and apply paint on Plaster including all necessary wrok as per drawing and specifications DIVISION 09-099123
| Item Code | Description | Item Remarks | Unit of Measurement | Quantity/Base Price | Unit Price/Discount % (Excluding VAT) | Total | Unit Price/Discount % (Excluding VAT) | Total |  | Unit Price/Discount % (Excluding VAT) | Total
3.45.20 | B5.6.7 | (*) Epoxy Paint and Plaster |  | m2 | 60 | 96 | 5760 | 65.1 | 3906 |  | 65 | 3900
| Note | Note Details
3.45.21 | - | Backgrounds
3.45.22 | - | Supply and apply ready mixed sand cement plaster with all related accessories mesh, angles, etc., as per drawings and specifications. Cement plaster finish to internal surfaces
| Item Code | Description | Item Remarks | Unit of Measurement | Quantity/Base Price | Unit Price/Discount % (Excluding VAT) | Total | Unit Price/Discount % (Excluding VAT) | Total |  | Unit Price/Discount % (Excluding VAT) | Total
3.45.23 | B5.6.8 | (*) Walls |  | m2 | 833 | 44 | 36652 | 109.25 | 91005.25 |  | 120 | 99960
3.45.24 | B5.6.9 | (*) Ceiling |  | m2 | 60 | 48 | 2880 | 109.25 | 6555 |  | 140 | 8400
3.45.25 | B5.6.10 | (*) Elevations |  | m2 | 311 | 50 | 15550 | 144.76 | 45020.36 |  | 120 | 37320
| Note | Note Details
3.45.26 | - | Additional items
| Item Code | Description | Item Remarks | Unit of Measurement | Quantity/Base Price | Unit Price/Discount % (Excluding VAT) | Total | Unit Price/Discount % (Excluding VAT) | Total |  | Unit Price/Discount % (Excluding VAT) | Total
3.45.27 | AI | (*) Contractor may price here any items which has been shown in the Contract drawings or any other Contract Documents but overlooked or not specifically mentioned inthe schedule of items and is necessary for the satisfactory completion of the Works. Should the Contractor fail to insert any item here, it will be deemed that lump sum Contract Price includes all such items and no claims for additional items will be entertained. |  | Item | 1 | 0 | 0 | 0 | 0 |  | 0 | 0
| Note | Note Details
3.45.28 | - | Please attach one PDF file to be named "Additional Items for (insert bill no/name & Section No/name)" for the details of these additional items in the additional attachment area at the end of the BOQ.
3.46 EV - B5-07 ACCESSORIES - OBSERVATION TOWER | [5 empty] | 4 (out of 4) | 187800 | 4 (out of 4) | 972960.92 |  | 4 (out of 4) | 1235600
| Note | Note Details
3.46.1 | - | Wooden Rail
3.46.2 | - | Supply and install Wooden Rail ,including all accessories needed for installation as per mention in drawings & specifications
| Item Code | Description | Item Remarks | Unit of Measurement | Quantity/Base Price | Unit Price/Discount % (Excluding VAT) | Total | Unit Price/Discount % (Excluding VAT) | Total |  | Unit Price/Discount % (Excluding VAT) | Total
3.46.3 | B5.6.6 | (*) Wooden Rail h = 1m |  | m | 28 | 600 | 16800 | 1775.48 | 49713.44 |  | 1200 | 33600
| Note | Note Details
3.46.4 | - | External Tree design Mock Rock
3.46.5 | - | Supply and Fix External Tree design Mock Rock ,including all accessories needed , as per mention in drawings & specifications
| Item Code | Description | Item Remarks | Unit of Measurement | Quantity/Base Price | Unit Price/Discount % (Excluding VAT) | Total | Unit Price/Discount % (Excluding VAT) | Total |  | Unit Price/Discount % (Excluding VAT) | Total
3.46.6 | B5.8.1 | (*) External Tree design Mock Rock as per new comments |  | Item | 1 | 165000 | 165000 | 917329.23 | 917329.23 |  | 1200000 | 1200000
| Note | Note Details
3.46.7 | - | Signage
3.46.8 | - | Supply and install Signage ,including all accessories needed for installation as per mention in drawings & specifications
| Item Code | Description | Item Remarks | Unit of Measurement | Quantity/Base Price | Unit Price/Discount % (Excluding VAT) | Total | Unit Price/Discount % (Excluding VAT) | Total |  | Unit Price/Discount % (Excluding VAT) | Total
3.46.9 | B5.9.1 | (*) Signage |  | Item | 1 | 6000 | 6000 | 5918.25 | 5918.25 |  | 2000 | 2000
| Note | Note Details
3.46.10 | - | Additional items
| Item Code | Description | Item Remarks | Unit of Measurement | Quantity/Base Price | Unit Price/Discount % (Excluding VAT) | Total | Unit Price/Discount % (Excluding VAT) | Total |  | Unit Price/Discount % (Excluding VAT) | Total
3.46.11 | AI | (*) Contractor may price here any items which has been shown in the Contract drawings or any other Contract Documents but overlooked or not specifically mentioned inthe schedule of items and is necessary for the satisfactory completion of the Works. Should the Contractor fail to insert any item here, it will be deemed that lump sum Contract Price includes all such items and no claims for additional items will be entertained. |  | Item | 1 | 0 | 0 | 0 | 0 |  | 0 | 0
| Note | Note Details
3.46.12 | - | Please attach one PDF file to be named "Additional Items for (insert bill no/name & Section No/name)" for the details of these additional items in the additional attachment area at the end of the BOQ.
3.47 EV - B5-08 FURNISHINGS AND EQUIPMENT - OBSERVATION TOWER | [5 empty] | 2 (out of 2) | 45000 | 2 (out of 2) | 17754.76 |  | 2 (out of 2) | 65000
| Note | Note Details
3.47.1 | - | Furniture
3.47.2 | - | Supply Furniture ,including all accessories needed as per mention in drawings & specifications
| Item Code | Description | Item Remarks | Unit of Measurement | Quantity/Base Price | Unit Price/Discount % (Excluding VAT) | Total | Unit Price/Discount % (Excluding VAT) | Total |  | Unit Price/Discount % (Excluding VAT) | Total
3.47.3 | B5.9.2 | (*) Furniture (counter , chairs & tables) |  | Item | 1 | 45000 | 45000 | 17754.76 | 17754.76 |  | 65000 | 65000
| Note | Note Details
3.47.4 | - | Additional items
| Item Code | Description | Item Remarks | Unit of Measurement | Quantity/Base Price | Unit Price/Discount % (Excluding VAT) | Total | Unit Price/Discount % (Excluding VAT) | Total |  | Unit Price/Discount % (Excluding VAT) | Total
3.47.5 | AI | (*) Contractor may price here any items which has been shown in the Contract drawings or any other Contract Documents but overlooked or not specifically mentioned inthe schedule of items and is necessary for the satisfactory completion of the Works. Should the Contractor fail to insert any item here, it will be deemed that lump sum Contract Price includes all such items and no claims for additional items will be entertained. |  | Item | 1 | 0 | 0 | 0 | 0 |  | 0 | 0
| Note | Note Details
3.47.6 | - | Please attach one PDF file to be named "Additional Items for (insert bill no/name & Section No/name)" for the details of these additional items in the additional attachment area at the end of the BOQ.
3.48 EV - B5-9 CONVEYING SYSTEMS - OBSERVATION TOWER | [5 empty] | 2 (out of 2) | 180000 | 2 (out of 2) | 355095.19 |  | 2 (out of 2) | 300000
| Note | Note Details
3.48.1 | - | Elevators
3.48.2 | - | Supply & Fix Elevators ,including all accessories needed as per mention in drawings & specifications
| Item Code | Description | Item Remarks | Unit of Measurement | Quantity/Base Price | Unit Price/Discount % (Excluding VAT) | Total | Unit Price/Discount % (Excluding VAT) | Total |  | Unit Price/Discount % (Excluding VAT) | Total
3.48.3 | B5.9.2 | (*) Elevators ( Conveying System) |  | Item | 1 | 180000 | 180000 | 355095.19 | 355095.19 |  | 300000 | 300000
| Note | Note Details
3.48.4 | - | Additional items
| Item Code | Description | Item Remarks | Unit of Measurement | Quantity/Base Price | Unit Price/Discount % (Excluding VAT) | Total | Unit Price/Discount % (Excluding VAT) | Total |  | Unit Price/Discount % (Excluding VAT) | Total
3.48.5 | AI | (*) Contractor may price here any items which has been shown in the Contract drawings or any other Contract Documents but overlooked or not specifically mentioned inthe schedule of items and is necessary for the satisfactory completion of the Works. Should the Contractor fail to insert any item here, it will be deemed that lump sum Contract Price includes all such items and no claims for additional items will be entertained. |  | Item | 1 | 0 | 0 | 0 | 0 |  | 0 | 0
| Note | Note Details
3.48.6 | - | Please attach one PDF file to be named "Additional Items for (insert bill no/name & Section No/name)" for the details of these additional items in the additional attachment area at the end of the BOQ.
3.49 EV - B5-10 MECHANICAL INSTALLATION - OBSERVATION TOWER | [5 empty] | 16 (out of 16) | 12400 | 16 (out of 16) | 31603.45 |  | 16 (out of 16) | 5840
| Note | Note Details
3.49.1 | - | Fire protection
3.49.2 | - | Supply and installation, testing, commissioning fire fighting system with all accessories as per ADDC latest code
| Item Code | Description | Item Remarks | Unit of Measurement | Quantity/Base Price | Unit Price/Discount % (Excluding VAT) | Total | Unit Price/Discount % (Excluding VAT) | Total |  | Unit Price/Discount % (Excluding VAT) | Total
3.49.3 | B5.10.1 | (*) Fire extinguishers and equipment complete as specified including supports, brackets, instruction signs and the like; all in accordance with the specification and drawings; 6 kg dry powder fire extinguisher |  | No. | 2 | 525 | 1050 | 473.46 | 946.92 |  | 420 | 840
3.49.4 | B5.10.2 | (*) Ditto; 5 kg CO2 fire extinguisher |  | No. | 2 | 425 | 850 | 532.64 | 1065.28 |  | 400 | 800
| Note | Note Details
3.49.5 | - | SUNDRIES:-
| Item Code | Description | Item Remarks | Unit of Measurement | Quantity/Base Price | Unit Price/Discount % (Excluding VAT) | Total | Unit Price/Discount % (Excluding VAT) | Total |  | Unit Price/Discount % (Excluding VAT) | Total
3.49.6 | B5.10.3 | (*) Allow for supports |  | Item | 1 | 1500 | 1500 | 2367.3 | 2367.3 |  | 500 | 500
3.49.7 | B5.10.4 | (*) Allow for identifications, tag plates, labels, signage and colour coding for all services. |  | Item | 1 | 500 | 500 | 2367.3 | 2367.3 |  | 500 | 500
3.49.8 | B5.10.5 | (*) Allow for testing and pre-commissioning |  | Item | 1 | 1000 | 1000 | 2367.3 | 2367.3 |  | 100 | 100
3.49.9 | B5.10.6 | (*) Allow for commissioning |  | Item | 1 | 500 | 500 | 2367.3 | 2367.3 |  | 100 | 100
3.49.10 | B5.10.7 | (*) Allow for tools and spares |  | Item | 1 | 500 | 500 | 2367.3 | 2367.3 |  | 100 | 100
3.49.11 | B5.10.8 | (*) Allow for document and certification |  | Item | 1 | 1000 | 1000 | 2367.3 | 2367.3 |  | 100 | 100
3.49.12 | B5.10.9 | (*) Allow for co-ordination with other services |  | Item | 1 | 500 | 500 | 2367.3 | 2367.3 |  | 100 | 100
3.49.13 | B5.10.10 | (*) Allow for cutting or forming holes, mortises, chases, or the like and making good finishing |  | Item | 1 | 500 | 500 | 2367.3 | 2367.3 |  | 500 | 500
3.49.14 | B5.10.11 | (*) Allow for building in or cutting and pinning brackets or the like and making good finishing |  | Item | 1 | 500 | 500 | 2367.3 | 2367.3 |  | 500 | 500
3.49.15 | B5.10.12 | (*) Allow for protective painting to all systems |  | Item | 1 | 1000 | 1000 | 2367.3 | 2367.3 |  | 100 | 100
3.49.16 | B5.10.13 | (*) Allow for decorative painting to all systems |  | Item | 1 | 500 | 500 | 2367.3 | 2367.3 |  | 100 | 100
3.49.17 | B5.10.14 | (*) Allow for drawings, manuals, submittal, samples inspections, instruction books |  | Item | 1 | 1500 | 1500 | 1183.65 | 1183.65 |  | 500 | 500
3.49.18 | B5.10.15 | (*) Allow for builders work |  | Item | 1 | 1000 | 1000 | 2367.3 | 2367.3 |  | 1000 | 1000
| Note | Note Details
3.49.19 | - | Additional items
| Item Code | Description | Item Remarks | Unit of Measurement | Quantity/Base Price | Unit Price/Discount % (Excluding VAT) | Total | Unit Price/Discount % (Excluding VAT) | Total |  | Unit Price/Discount % (Excluding VAT) | Total
3.49.20 | AI | (*) Contractor may price here any items which has been shown in the Contract drawings or any other Contract Documents but overlooked or not specifically mentioned inthe schedule of items and is necessary for the satisfactory completion of the Works. Should the Contractor fail to insert any item here, it will be deemed that lump sum Contract Price includes all such items and no claims for additional items will be entertained. |  | Item | 1 | 0 | 0 | 0 | 0 |  | 0 | 0
| Note | Note Details
3.49.21 | - | Please attach one PDF file to be named "Additional Items for (insert bill no/name & Section No/name)" for the details of these additional items in the additional attachment area at the end of the BOQ.
3.50 EV - B5-11 ELECTRICAL INSTALLATION - OBSERVATION TOWER | [5 empty] | 38 (out of 38) | 183185 | 38 (out of 38) | 280185.85 |  | 38 (out of 38) | 164646
| Note | Note Details
3.50.1 | - | Electrical Works
3.50.2 | - | Final Distribution Board
3.50.3 | - | Supply, install, test and commission Wall mounted/ Free Standing Final Distribution Boards including circuit breakers, energy monitoring, conduits, ducts and trays from incoming/Outgoing power supply and all terminations as shown on the Drawings & Specifications for the following:-
| Item Code | Description | Item Remarks | Unit of Measurement | Quantity/Base Price | Unit Price/Discount % (Excluding VAT) | Total | Unit Price/Discount % (Excluding VAT) | Total |  | Unit Price/Discount % (Excluding VAT) | Total
3.50.4 | B5.11.1 | (*) DB-OB |  | No. | 1 | 7000 | 7000 | 8877.38 | 8877.38 |  | 3700 | 3700
| Note | Note Details
3.50.5 | - | CABLES AND CABLES SUPPORT SYSTEMS:-
3.50.6 | - | Supply, install, test and commission of Low Voltage armoured cables including glands, connections, conduits, cable ducts, Cable Trays, GI cable trunking, civil works, cable cleats, earthing cable, fixings and termination complete as shown on Drawings and Specifications
3.50.7 | - | Cables from SMDB to the following
| Item Code | Description | Item Remarks | Unit of Measurement | Quantity/Base Price | Unit Price/Discount % (Excluding VAT) | Total | Unit Price/Discount % (Excluding VAT) | Total |  | Unit Price/Discount % (Excluding VAT) | Total
3.50.8 | B5.11.2 | (*) (4C 10mm2 XLPE/SWA/PVC + 1C 10mm2 CU PVC) |  | m | 65 | 45 | 2925 | 69.84 | 4539.6 |  | 155 | 10075
3.50.9 | B5.11.3 | (*) UPVC Ducts |  | m | 1 | 250 | 250 | 4571.26 | 4571.26 |  | 1000 | 1000
| Note | Note Details
3.50.10 | - | DISCONNECTING SWITCHES:-
3.50.11 | - | Supply ,Install, testing and commissioning AC23,IP65 Disconnecting switches including all interconnecting cables, wires , trays and Equipments Points from SMD panels and terminations.
| Item Code | Description | Item Remarks | Unit of Measurement | Quantity/Base Price | Unit Price/Discount % (Excluding VAT) | Total | Unit Price/Discount % (Excluding VAT) | Total |  | Unit Price/Discount % (Excluding VAT) | Total
3.50.12 | B5.11.5 | (*) Three Phase Isolator (TPN) IP 65 |  | No. | 1 | 1200 | 1200 | 1834.66 | 1834.66 |  | 650 | 650
| Note | Note Details
3.50.13 | - | POWER INSTALLATION:
| Item Code | Description | Item Remarks | Unit of Measurement | Quantity/Base Price | Unit Price/Discount % (Excluding VAT) | Total | Unit Price/Discount % (Excluding VAT) | Total |  | Unit Price/Discount % (Excluding VAT) | Total
3.50.14 | B5.11.5.1 | (*) 13A switched double socket outlet |  | No. | 3 | 600 | 1800 | 887.74 | 2663.22 |  | 380 | 1140
| Note | Note Details
3.50.15 | - | Wiring Devices Points
3.50.16 | - | Supply ,Install, testing and commissioning complete including points of Wiring devices with cover plates and outlet boxes , wiring cable tray & required all terminations,conduits,boxes , back boxes, couplers, draw boxes, junction boxes, wiring etc complete as per Drawings and Specifications.
| Item Code | Description | Item Remarks | Unit of Measurement | Quantity/Base Price | Unit Price/Discount % (Excluding VAT) | Total | Unit Price/Discount % (Excluding VAT) | Total |  | Unit Price/Discount % (Excluding VAT) | Total
3.50.17 | B5.11.6 | (*) Electrical points for Type L3 |  | No. | 13 | 1150 | 14950 | 591.83 | 7693.79 |  | 695 | 9035
3.50.18 | B5.11.7 | (*) Electrical points for Type L7 |  | No. | 1 | 1860 | 1860 | 1302.02 | 1302.02 |  | 1215 | 1215
3.50.19 | B5.11.8 | (*) Surface Mountain Self Contained Non Maintained, 3 Hours Duration 1x12W Emergency Light |  | No. | 5 | 1200 | 6000 | 1775.48 | 8877.4 |  | 750 | 3750
3.50.20 | B5.11.9 | (*) Self Contained and Maintained, 3 Hours Duration 1x8W Exit Light |  | No. | 1 | 1200 | 1200 | 1479.56 | 1479.56 |  | 915 | 915
3.50.21 | B5.11.10 | (*) Self Contained and Maintained, 3 Hours Duration 1x8W Exit Light with indication Arrow |  | No. | 2 | 1200 | 2400 | 1657.11 | 3314.22 |  | 1053 | 2106
| Note | Note Details
3.50.22 | - | WIRING DEVICES & ACCESSORIES
3.50.23 | - | Supply, install and connect the following devices including device boxes, cover, plates, conduits and wiring between devices and distribution boards, switch panels, etc. as per drawings:
| Item Code | Description | Item Remarks | Unit of Measurement | Quantity/Base Price | Unit Price/Discount % (Excluding VAT) | Total | Unit Price/Discount % (Excluding VAT) | Total |  | Unit Price/Discount % (Excluding VAT) | Total
3.50.24 | B5.11.18 | (*) One way one gang lighting grid switch |  | No. | 3 | 500 | 1500 | 769.37 | 2308.11 |  | 320 | 960
| Note | Note Details
3.50.25 | - | CCTV System Installation
3.50.26 | - | Allow for all necessary works in connection with CCTV installation complete including supply, installation, testing and commissioning as per the drawings and/or the specifications
3.50.27 | - | Complete CCTV system including NVR,work station,CAT6 cabling ,power caling... ETC and all devices / elements as shown on the drawings and/or in specification including supply, installation, connections, testing & commissioning and documentation. Include all builders work, fixing accessories, wires/ cables, tagging, cable tray with cover, trunking, conduits, supports, back boxes,couplers and accessories as required
| Item Code | Description | Item Remarks | Unit of Measurement | Quantity/Base Price | Unit Price/Discount % (Excluding VAT) | Total | Unit Price/Discount % (Excluding VAT) | Total |  | Unit Price/Discount % (Excluding VAT) | Total
3.50.28 | B5.11.24 | (*) Dome type camera IP (Day & Night) POE ,Recognize |  | No. | 7 | 10000 | 70000 | 4888.48 | 34219.36 |  | 6000 | 42000
3.50.29 | B5.11.26 | (*) Fixed camera IP (DAY & Night )POE weather proof ,Recongize |  | No. | 1 | 10000 | 10000 | 7724.5 | 7724.5 |  | 9500 | 9500
3.50.30 | B5.11.28 | (*) 24 POE port switch |  | No. | 1 | 5300 | 5300 | 32763.45 | 32763.45 |  | 6000 | 6000
3.50.31 | B5.11.31 | (*) Patch panel |  | No. | 1 | 800 | 800 | 17754.76 | 17754.76 |  | 2500 | 2500
3.50.32 | B5.11.32 | (*) Conduites, wiring, patch panels, cables, termination, trunking, ,junction boxes,earthing and trays... etc related work required for CCTV system |  | Item | 1 | 5000 | 5000 | 21305.71 | 21305.71 |  | 45000 | 45000
| Note | Note Details
3.50.33 | - | Earthing & bonding System
| Item Code | Description | Item Remarks | Unit of Measurement | Quantity/Base Price | Unit Price/Discount % (Excluding VAT) | Total | Unit Price/Discount % (Excluding VAT) | Total |  | Unit Price/Discount % (Excluding VAT) | Total
3.50.34 | B5.11.33 | (*) Supply, install ,testing and commissioning with all accessories of the earthing and bonding system complete including Earth Bar main earth electrodes , earthing continuity conductors ,bonding conductors and earth pit etc, as specified. |  | Item | 1 | 15000 | 15000 | 17754.76 | 17754.76 |  | 3500 | 3500
| Note | Note Details
3.50.35 | - | Lightning Protection System
3.50.36 | - | Supply, install, test and commission complete lightning protection system air termination network, fitting and connection complete in accordance with Specifications and Drawings.
| Item Code | Description | Item Remarks | Unit of Measurement | Quantity/Base Price | Unit Price/Discount % (Excluding VAT) | Total | Unit Price/Discount % (Excluding VAT) | Total |  | Unit Price/Discount % (Excluding VAT) | Total
3.50.37 | B5.11.34 | (*) Earth pit |  | Item | 1 | 10500 | 10500 | 7101.9 | 7101.9 |  | 3000 | 3000
3.50.38 | B5.11.35 | (*) Free standing air terminal for protection of mechanical |  | Item | 1 | 2500 | 2500 | 5918.25 | 5918.25 |  | 1000 | 1000
3.50.39 | B5.11.36 | (*) Thermo weld in all joints |  | Item | 1 | 2500 | 2500 | 5918.25 | 5918.25 |  | 1000 | 1000
3.50.40 | B5.11.37 | (*) Copper tape down conductor |  | Item | 1 | 2500 | 2500 | 5918.25 | 5918.25 |  | 1000 | 1000
3.50.41 | B5.11.38 | (*) Down conductor to earth pit |  | Item | 1 | 2500 | 2500 | 5326.43 | 5326.43 |  | 1000 | 1000
3.50.42 | B5.11.39 | (*) 1C 70mm² PVC/SC direct buried cable |  | Item | 1 | 2500 | 2500 | 1775.48 | 1775.48 |  | 1000 | 1000
3.50.43 | B5.11.40 | (*) 25x 3mm bare copper tape lightning protection air terminal |  | Item | 1 | 2500 | 2500 | 10061.03 | 10061.03 |  | 4500 | 4500
| Note | Note Details
3.50.44 | - | SUNDRIES:-
| Item Code | Description | Item Remarks | Unit of Measurement | Quantity/Base Price | Unit Price/Discount % (Excluding VAT) | Total | Unit Price/Discount % (Excluding VAT) | Total |  | Unit Price/Discount % (Excluding VAT) | Total
3.50.45 | B5.11.41 | (*) Allow for supports |  | Item | 1 | 2000 | 2000 | 4734.6 | 4734.6 |  | 1000 | 1000
3.50.46 | B5.11.42 | (*) Allow for identifications, tag plates, labels, signage and colour coding for all services. |  | Item | 1 | 1000 | 1000 | 4734.6 | 4734.6 |  | 500 | 500
3.50.47 | B5.11.43 | (*) Allow for testing and pre-commissioning |  | Item | 1 | 1000 | 1000 | 4734.6 | 4734.6 |  | 200 | 200
3.50.48 | B5.11.44 | (*) Allow for commissioning |  | Item | 1 | 500 | 500 | 4734.6 | 4734.6 |  | 200 | 200
3.50.49 | B5.11.45 | (*) Allow for tools and spares |  | Item | 1 | 500 | 500 | 4734.6 | 4734.6 |  | 200 | 200
3.50.50 | B5.11.46 | (*) Allow for document and certification |  | Item | 1 | 1000 | 1000 | 2367.3 | 2367.3 |  | 500 | 500
3.50.51 | B5.11.47 | (*) Allow for co-ordination with other services |  | Item | 1 | 500 | 500 | 4734.6 | 4734.6 |  | 500 | 500
3.50.52 | B5.11.48 | (*) Allow for cutting or forming holes, mortises, chases, or the like and making good finishing |  | Item | 1 | 500 | 500 | 4734.6 | 4734.6 |  | 1000 | 1000
3.50.53 | B5.11.49 | (*) Allow for building in or cutting and pinning brackets or the like and making good finishing |  | Item | 1 | 500 | 500 | 4734.6 | 4734.6 |  | 1000 | 1000
3.50.54 | B5.11.50 | (*) Allow for protective painting to all systems |  | Item | 1 | 500 | 500 | 4734.6 | 4734.6 |  | 500 | 500
3.50.55 | B5.11.51 | (*) Allow for decorative painting to all systems |  | Item | 1 | 500 | 500 | 4734.6 | 4734.6 |  | 500 | 500
3.50.56 | B5.11.52 | (*) Allow for drawings, manuals, submittal, samples inspections, instruction books |  | Item | 1 | 1000 | 1000 | 4734.6 | 4734.6 |  | 500 | 500
3.50.57 | B5.11.53 | (*) Allow for builders work |  | Item | 1 | 1000 | 1000 | 4734.6 | 4734.6 |  | 2500 | 2500
| Note | Note Details
3.50.58 | - | Additional items
| Item Code | Description | Item Remarks | Unit of Measurement | Quantity/Base Price | Unit Price/Discount % (Excluding VAT) | Total | Unit Price/Discount % (Excluding VAT) | Total |  | Unit Price/Discount % (Excluding VAT) | Total
3.50.59 | AI | (*) Contractor may price here any items which has been shown in the Contract drawings or any other Contract Documents but overlooked or not specifically mentioned inthe schedule of items and is necessary for the satisfactory completion of the Works. Should the Contractor fail to insert any item here, it will be deemed that lump sum Contract Price includes all such items and no claims for additional items will be entertained. |  | Item | 1 | 0 | 0 | 0 | 0 |  | 0 | 0
| Note | Note Details
3.50.60 | - | Please attach one PDF file to be named "Additional Items for (insert bill no/name & Section No/name)" for the details of these additional items in the additional attachment area at the end of the BOQ.
3.51 EV - BILL NO 06 - ELEPHANT VILLAGE - SERVICE BLOCK | [5 empty] | 0 (out of 0) | 563207 | 0 (out of 0) | 869190.64 | 0 | 0 (out of 0) | 550973 | 0
3.52 EV - B6-01 SITE WORK - SERVICE BLOCK | [5 empty] | 5 (out of 5) | 13873 | 5 (out of 5) | 14399.08 |  | 5 (out of 5) | 7306
| Note | Note Details
3.52.1 | - | Site preparation
| Item Code | Description | Item Remarks | Unit of Measurement | Quantity/Base Price | Unit Price/Discount % (Excluding VAT) | Total | Unit Price/Discount % (Excluding VAT) | Total |  | Unit Price/Discount % (Excluding VAT) | Total
3.52.2 | B6.1.1 | (*) Site preparation as required |  | m2 | 103 | 15 | 1545 | 4.5 | 463.5 |  | 10 | 1030
| Note | Note Details
3.52.3 | - | Excavation
| Item Code | Description | Item Remarks | Unit of Measurement | Quantity/Base Price | Unit Price/Discount % (Excluding VAT) | Total | Unit Price/Discount % (Excluding VAT) | Total |  | Unit Price/Discount % (Excluding VAT) | Total
3.52.4 | B6.1.2 | (*) Pit excavation to receive foundation |  | m3 | 155 | 50 | 7750 | 41.37 | 6412.35 |  | 15 | 2325
| Note | Note Details
3.52.5 | - | Filling
| Item Code | Description | Item Remarks | Unit of Measurement | Quantity/Base Price | Unit Price/Discount % (Excluding VAT) | Total | Unit Price/Discount % (Excluding VAT) | Total |  | Unit Price/Discount % (Excluding VAT) | Total
3.52.6 | B6.1.3 | (*) Selected fill from excavated materials all in accordance with the Specifications |  | m3 | 139 | 30 | 4170 | 51.81 | 7201.59 |  | 25 | 3475
| Note | Note Details
3.52.7 | - | Anti Treatment
3.52.8 | - | Allow for termite control; prepare and apply anti-termite treatment; all in accordance with the Specifications and subject to the Contractor's approval
| Item Code | Description | Item Remarks | Unit of Measurement | Quantity/Base Price | Unit Price/Discount % (Excluding VAT) | Total | Unit Price/Discount % (Excluding VAT) | Total |  | Unit Price/Discount % (Excluding VAT) | Total
3.52.9 | B6.1.4 | (*) To horizontal and vertical surfaces |  | m2 | 68 | 6 | 408 | 4.73 | 321.64 |  | 7 | 476
| Note | Note Details
3.52.10 | - | Additional items
| Item Code | Description | Item Remarks | Unit of Measurement | Quantity/Base Price | Unit Price/Discount % (Excluding VAT) | Total | Unit Price/Discount % (Excluding VAT) | Total |  | Unit Price/Discount % (Excluding VAT) | Total
3.52.11 | AI | (*) Contractor may price here any items which has been shown in the Contract drawings or any other Contract Documents but overlooked or not specifically mentioned inthe schedule of items and is necessary for the satisfactory completion of the Works. Should the Contractor fail to insert any item here, it will be deemed that lump sum Contract Price includes all such items and no claims for additional items will be entertained. |  | Item | 1 | 0 | 0 | 0 | 0 |  | 0 | 0
| Note | Note Details
3.52.12 | - | Please attach one PDF file to be named "Additional Items for (insert bill no/name & Section No/name)" for the details of these additional items in the additional attachment area at the end of the BOQ.
3.53 EV - B6-02 CONCRETE WORK - SERVICE BLOCK | [5 empty] | 14 (out of 14) | 59500 | 14 (out of 14) | 64728.24 |  | 14 (out of 14) | 41095
| Note | Note Details
3.53.1 | - | SUBSTRUCTURE
3.53.2 | - | Poured Concrete
3.53.3 | - | Plain concrete (20 N/mm2) as per specifications and drawings.
| Item Code | Description | Item Remarks | Unit of Measurement | Quantity/Base Price | Unit Price/Discount % (Excluding VAT) | Total | Unit Price/Discount % (Excluding VAT) | Total |  | Unit Price/Discount % (Excluding VAT) | Total
3.53.4 | B6.2.1 | (*) PCC 05 cm for Grade Slab / Solid Block / Ground Beams |  | m3 | 3 | 500 | 1500 | 490.03 | 1470.09 |  | 385 | 1155
3.53.5 | B6.2.2 | (*) PCC 10 cm for Footings |  | m3 | 2 | 525 | 1050 | 490.03 | 980.06 |  | 385 | 770
| Note | Note Details
3.53.6 | - | Reinforcment Concrete (40 N/mm2) in Type I SRC cement including all shuttering,supportsand all related works as per specifications and drawings.
| Item Code | Description | Item Remarks | Unit of Measurement | Quantity/Base Price | Unit Price/Discount % (Excluding VAT) | Total | Unit Price/Discount % (Excluding VAT) | Total |  | Unit Price/Discount % (Excluding VAT) | Total
3.53.7 | B6.2.3 | (*) RCC Footings |  | m3 | 5 | 1750 | 8750 | 1529.94 | 7649.7 |  | 900 | 4500
3.53.8 | B6.2.4 | (*) Concrete TIE beams |  | m3 | 5 | 1700 | 8500 | 2146.74 | 10733.7 |  | 1260 | 6300
3.53.9 | B6.2.5 | (*) Neck cloumns |  | m3 | 1 | 1800 | 1800 | 2444.17 | 2444.17 |  | 2500 | 2500
3.53.10 | B6.2.6 | (*) Grade Slab |  | m3 | 4 | 1800 | 7200 | 824.95 | 3299.8 |  | 650 | 2600
3.53.11 | B6.2.7 | (*) Screed for Grade Slab |  | m2 | 26 | 50 | 1300 | 58.71 | 1526.46 |  | 45 | 1170
| Note | Note Details
3.53.12 | - | SUPER STRUCTURE
3.53.13 | - | Reinforcmen Concrete (40 N/mm2) in Type I OPC cement including all shuttering,supportsand all related works as per specifications and drawings.
| Item Code | Description | Item Remarks | Unit of Measurement | Quantity/Base Price | Unit Price/Discount % (Excluding VAT) | Total | Unit Price/Discount % (Excluding VAT) | Total |  | Unit Price/Discount % (Excluding VAT) | Total
3.53.14 | B6.2.8 | (*) Concrete columns |  | m3 | 2 | 2050 | 4100 | 2967.02 | 5934.04 |  | 2200 | 4400
3.53.15 | B6.2.9 | (*) Concrete Beam |  | m3 | 3 | 1950 | 5850 | 2764.32 | 8292.96 |  | 1600 | 4800
3.53.16 | B6.2.10 | (*) Solid slab 20cm |  | m3 | 6 | 2150 | 12900 | 2169.64 | 13017.84 |  | 1300 | 7800
3.53.17 | B6.2.11 | (*) parapet |  | m3 | 2 | 2150 | 4300 | 2764.32 | 5528.64 |  | 1300 | 2600
3.53.18 | B6.2.12 | (*) Lintels and copping beams around windows |  | Item | 1 | 1500 | 1500 | 2357.6 | 2357.6 |  | 1500 | 1500
| Note | Note Details
3.53.19 | - | Sundries
| Item Code | Description | Item Remarks | Unit of Measurement | Quantity/Base Price | Unit Price/Discount % (Excluding VAT) | Total | Unit Price/Discount % (Excluding VAT) | Total |  | Unit Price/Discount % (Excluding VAT) | Total
3.53.20 | B6.2.13 | (*) Expansion joints; all in accordance with the Specifications |  | Item | 1 | 750 | 750 | 1493.18 | 1493.18 |  | 1000 | 1000
| Note | Note Details
3.53.21 | - | Additional items
| Item Code | Description | Item Remarks | Unit of Measurement | Quantity/Base Price | Unit Price/Discount % (Excluding VAT) | Total | Unit Price/Discount % (Excluding VAT) | Total |  | Unit Price/Discount % (Excluding VAT) | Total
3.53.22 | AI | (*) Contractor may price here any items which has been shown in the Contract drawings or any other Contract Documents but overlooked or not specifically mentioned inthe schedule of items and is necessary for the satisfactory completion of the Works. Should the Contractor fail to insert any item here, it will be deemed that lump sum Contract Price includes all such items and no claims for additional items will be entertained. |  | Item | 1 | 0 | 0 | 0 | 0 |  | 0 | 0
| Note | Note Details
3.53.23 | - | Please attach one PDF file to be named "Additional Items for (insert bill no/name & Section No/name)" for the details of these additional items in the additional attachment area at the end of the BOQ.
3.54 EV - B6-03 MASONRY - SERVICE BLOCK | [5 empty] | 4 (out of 4) | 24340 | 4 (out of 4) | 16567.04 |  | 4 (out of 4) | 12529
| Note | Note Details
3.54.1 | - | External block work
3.54.2 | - | Concrete masonry units bedded and jointed in cement including mortar including concrete filling, wall ties, bed joints, reinforcement metal lath (where required), head restraint,anchors, and column stiffeners; including all necessary accessories; as shown on Drawing all in accordance with the Specifications
| Item Code | Description | Item Remarks | Unit of Measurement | Quantity/Base Price | Unit Price/Discount % (Excluding VAT) | Total | Unit Price/Discount % (Excluding VAT) | Total |  | Unit Price/Discount % (Excluding VAT) | Total
3.54.3 | B6.3.1 | (*) Solid blockwork External 20CM |  | m2 | 71 | 200 | 14200 | 134.05 | 9517.55 |  | 110 | 7810
| Note | Note Details
3.54.4 | - | Internal block work
3.54.5 | - | Concrete masonry units bedded and jointed in cement including mortar including concrete filling, wall ties, bed joints, reinforcement metal lath (where required), head restraint,anchors, and column stiffeners; including all necessary accessories; as shown on Drawing all in accordance with the Specifications
| Item Code | Description | Item Remarks | Unit of Measurement | Quantity/Base Price | Unit Price/Discount % (Excluding VAT) | Total | Unit Price/Discount % (Excluding VAT) | Total |  | Unit Price/Discount % (Excluding VAT) | Total
3.54.6 | B6.3.2 | (*) hollow block 20 cm |  | m2 | 33 | 180 | 5940 | 130.2 | 4296.6 |  | 73 | 2409
| Note | Note Details
3.54.7 | - | Solid block work for sub structure
| Item Code | Description | Item Remarks | Unit of Measurement | Quantity/Base Price | Unit Price/Discount % (Excluding VAT) | Total | Unit Price/Discount % (Excluding VAT) | Total |  | Unit Price/Discount % (Excluding VAT) | Total
3.54.8 | B6.3.3 | (*) Solid Block |  | m2 | 21 | 200 | 4200 | 131.09 | 2752.89 |  | 110 | 2310
| Note | Note Details
3.54.9 | - | Additional items
| Item Code | Description | Item Remarks | Unit of Measurement | Quantity/Base Price | Unit Price/Discount % (Excluding VAT) | Total | Unit Price/Discount % (Excluding VAT) | Total |  | Unit Price/Discount % (Excluding VAT) | Total
3.54.10 | AI | (*) Contractor may price here any items which has been shown in the Contract drawings or any other Contract Documents but overlooked or not specifically mentioned inthe schedule of items and is necessary for the satisfactory completion of the Works. Should the Contractor fail to insert any item here, it will be deemed that lump sum Contract Price includes all such items and no claims for additional items will be entertained. |  | Item | 1 | 0 | 0 | 0 | 0 |  | 0 | 0
| Note | Note Details
3.54.11 | - | Please attach one PDF file to be named "Additional Items for (insert bill no/name & Section No/name)" for the details of these additional items in the additional attachment area at the end of the BOQ.
3.55 EV - B6-04 METAL WORK - SERVICE BLOCK | [5 empty] | 2 (out of 2) | 4500 | 2 (out of 2) | 5918.25 |  | 2 (out of 2) | 15000
| Note | Note Details
3.55.1 | - | Ladders
3.55.2 | - | Supply and fix Ladders including all accessories,fixing etc. all complete as detailed on drawing and engineer approval
| Item Code | Description | Item Remarks | Unit of Measurement | Quantity/Base Price | Unit Price/Discount % (Excluding VAT) | Total | Unit Price/Discount % (Excluding VAT) | Total |  | Unit Price/Discount % (Excluding VAT) | Total
3.55.3 | B6.4.1 | (*) Ladders |  | No. | 1 | 4500 | 4500 | 5918.25 | 5918.25 |  | 15000 | 15000
| Note | Note Details
3.55.4 | - | Additional items
| Item Code | Description | Item Remarks | Unit of Measurement | Quantity/Base Price | Unit Price/Discount % (Excluding VAT) | Total | Unit Price/Discount % (Excluding VAT) | Total |  | Unit Price/Discount % (Excluding VAT) | Total
3.55.5 | AI | (*) Contractor may price here any items which has been shown in the Contract drawings or any other Contract Documents but overlooked or not specifically mentioned inthe schedule of items and is necessary for the satisfactory completion of the Works. Should the Contractor fail to insert any item here, it will be deemed that lump sum Contract Price includes all such items and no claims for additional items will be entertained. |  | Item | 1 | 0 | 0 | 0 | 0 |  | 0 | 0
| Note | Note Details
3.55.6 | - | Please attach one PDF file to be named "Additional Items for (insert bill no/name & Section No/name)" for the details of these additional items in the additional attachment area at the end of the BOQ.
3.56 EV - B6-05 THERMAL AND MOISTURE PROTECTION - SERVICE BLOCK | [5 empty] | 7 (out of 7) | 23409 | 7 (out of 7) | 28062.63 |  | 7 (out of 7) | 11816
| Note | Note Details
3.56.1 | - | Waterproofing courses
3.56.2 | - | Waterproofing system for the substructure, 2 coat of bitumen paint as per drawings and specifications.
| Item Code | Description | Item Remarks | Unit of Measurement | Quantity/Base Price | Unit Price/Discount % (Excluding VAT) | Total | Unit Price/Discount % (Excluding VAT) | Total |  | Unit Price/Discount % (Excluding VAT) | Total
3.56.3 | B6.5.1 | (*) To horizontal areas |  | m2 | 68 | 30 | 2040 | 57.05 | 3879.4 |  | 10 | 680
3.56.4 | B6.5.2 | (*) To vertical areas |  | m2 | 101 | 34 | 3434 | 102.62 | 10364.62 |  | 10 | 1010
| Note | Note Details
3.56.5 | - | 1000 Gauge Polythene Sheet, all in accordance with the Specifications
| Item Code | Description | Item Remarks | Unit of Measurement | Quantity/Base Price | Unit Price/Discount % (Excluding VAT) | Total | Unit Price/Discount % (Excluding VAT) | Total |  | Unit Price/Discount % (Excluding VAT) | Total
3.56.6 | B6.5.3 | (*) To horizontal areas |  | m2 | 68 | 5 | 340 | 4.38 | 297.84 |  | 7 | 476
| Note | Note Details
3.56.7 | - | Isolation Joint
3.56.8 | - | Supply and Apply isolation joints as per drawings ,specifications
| Item Code | Description | Item Remarks | Unit of Measurement | Quantity/Base Price | Unit Price/Discount % (Excluding VAT) | Total | Unit Price/Discount % (Excluding VAT) | Total |  | Unit Price/Discount % (Excluding VAT) | Total
3.56.9 | B6.5.4 | (*) Isolation Joint for Grade Slab 15 cm |  | m2 | 32 | 400 | 12800 | 146.77 | 4696.64 |  | 15 | 480
| Note | Note Details
3.56.10 | - | Waterproofing for Roof
3.56.11 | - | Waterproofing system for the Roof, as per drawings and specifications.
| Item Code | Description | Item Remarks | Unit of Measurement | Quantity/Base Price | Unit Price/Discount % (Excluding VAT) | Total | Unit Price/Discount % (Excluding VAT) | Total |  | Unit Price/Discount % (Excluding VAT) | Total
3.56.12 | B6.5.5 | (*) Roof waterproofing |  | m2 | 28 | 130 | 3640 | 248.57 | 6959.96 |  | 275 | 7700
3.56.13 | B6.5.6 | (*) Roof waterproofing skirting |  | m | 21 | 55 | 1155 | 88.77 | 1864.17 |  | 70 | 1470
| Note | Note Details
3.56.14 | - | Additional items
| Item Code | Description | Item Remarks | Unit of Measurement | Quantity/Base Price | Unit Price/Discount % (Excluding VAT) | Total | Unit Price/Discount % (Excluding VAT) | Total |  | Unit Price/Discount % (Excluding VAT) | Total
3.56.15 | AI | (*) Contractor may price here any items which has been shown in the Contract drawings or any other Contract Documents but overlooked or not specifically mentioned inthe schedule of items and is necessary for the satisfactory completion of the Works. Should the Contractor fail to insert any item here, it will be deemed that lump sum Contract Price includes all such items and no claims for additional items will be entertained. |  | Item | 1 | 0 | 0 | 0 | 0 |  | 0 | 0
| Note | Note Details
3.56.16 | - | Please attach one PDF file to be named "Additional Items for (insert bill no/name & Section No/name)" for the details of these additional items in the additional attachment area at the end of the BOQ.
3.57 EV - B3-06 DOORS AND WINDOWS - SERVICE BLOCK | [5 empty] | 4 (out of 4) | 10650 | 4 (out of 4) | 41901.22 |  | 4 (out of 4) | 27200
| Note | Note Details
3.57.1 | - | Metal Doors
3.57.2 | - | Supply and install Metal Doors ,including all accessories needed for installation as per mention in drawings & specifications
| Item Code | Description | Item Remarks | Unit of Measurement | Quantity/Base Price | Unit Price/Discount % (Excluding VAT) | Total | Unit Price/Discount % (Excluding VAT) | Total |  | Unit Price/Discount % (Excluding VAT) | Total
3.57.3 | B6.6.1 | (*) D1-Hotdip galvanized door 2000 x2200 mm |  | No. | 1 | 3600 | 3600 | 21305.71 | 21305.71 |  | 11000 | 11000
| Note | Note Details
3.57.4 | - | Aluminum Doors
3.57.5 | - | Supply and install Aluminum Doors ,including all accessories needed for installation as per mention in drawings & specifications
| Item Code | Description | Item Remarks | Unit of Measurement | Quantity/Base Price | Unit Price/Discount % (Excluding VAT) | Total | Unit Price/Discount % (Excluding VAT) | Total |  | Unit Price/Discount % (Excluding VAT) | Total
3.57.6 | B6.6.2 | (*) D2-Powder coated alum. 1000 x2200 mm |  | No. | 3 | 1550 | 4650 | 4734.6 | 14203.8 |  | 2600 | 7800
| Note | Note Details
3.57.7 | - | Aluminum Windows
3.57.8 | - | Supply and install powder coated Aluminum Windows ,including all accessories needed for installation as per mention in drawings & specifications
| Item Code | Description | Item Remarks | Unit of Measurement | Quantity/Base Price | Unit Price/Discount % (Excluding VAT) | Total | Unit Price/Discount % (Excluding VAT) | Total |  | Unit Price/Discount % (Excluding VAT) | Total
3.57.9 | B6.6.3 | (*) W1-Alum. Window 1000x1200 |  | No. | 3 | 800 | 2400 | 2130.57 | 6391.71 |  | 2800 | 8400
| Note | Note Details
3.57.10 | - | Additional items
| Item Code | Description | Item Remarks | Unit of Measurement | Quantity/Base Price | Unit Price/Discount % (Excluding VAT) | Total | Unit Price/Discount % (Excluding VAT) | Total |  | Unit Price/Discount % (Excluding VAT) | Total
3.57.11 | AI | (*) Contractor may price here any items which has been shown in the Contract drawings or any other Contract Documents but overlooked or not specifically mentioned inthe schedule of items and is necessary for the satisfactory completion of the Works. Should the Contractor fail to insert any item here, it will be deemed that lump sum Contract Price includes all such items and no claims for additional items will be entertained. |  | Item | 1 | 0 | 0 | 0 | 0 |  | 0 | 0
| Note | Note Details
3.57.12 | - | Please attach one PDF file to be named "Additional Items for (insert bill no/name & Section No/name)" for the details of these additional items in the additional attachment area at the end of the BOQ.
3.58 EV - B6-07 FINISHES - SERVICE BLOCK | [5 empty] | 8 (out of 8) | 32381 | 8 (out of 8) | 50590.28 |  | 8 (out of 8) | 44870
| Note | Note Details
3.58.1 | - | External Finishes
3.58.2 | - | Prapare and apply paint on Plaster including all necessary wrok as per drawing and specifications
| Item Code | Description | Item Remarks | Unit of Measurement | Quantity/Base Price | Unit Price/Discount % (Excluding VAT) | Total | Unit Price/Discount % (Excluding VAT) | Total |  | Unit Price/Discount % (Excluding VAT) | Total
3.58.3 | B6.7.7 | (*) External epoxy paint over plaster and inside Parapet |  | m2 | 107 | 65 | 6955 | 65.1 | 6965.7 |  | 40 | 4280
| Note | Note Details
3.58.4 | - | Wall Finishes
3.58.5 | - | Prapare and apply paint on Plaster including all necessary wrok as per drawing and specifications DIVISION 09-099656
| Item Code | Description | Item Remarks | Unit of Measurement | Quantity/Base Price | Unit Price/Discount % (Excluding VAT) | Total | Unit Price/Discount % (Excluding VAT) | Total |  | Unit Price/Discount % (Excluding VAT) | Total
3.58.6 | B6.7.5 | (*) Internal Epoxy Paint |  | m2 | 129 | 48 | 6192 | 53.26 | 6870.54 |  | 25 | 3225
| Note | Note Details
3.58.7 | - | Floor Finishes
3.58.8 | - | Supply and fix Epoxy paint on cement screed including all necessary wrok as per drawing and specifications DIVISION 09-096723
| Item Code | Description | Item Remarks | Unit of Measurement | Quantity/Base Price | Unit Price/Discount % (Excluding VAT) | Total | Unit Price/Discount % (Excluding VAT) | Total |  | Unit Price/Discount % (Excluding VAT) | Total
3.58.9 | B6.7.4 | (*) Epoxy paint |  | m2 | 27 | 208 | 5616 | 109.01 | 2943.27 |  | 165 | 4455
| Note | Note Details
3.58.10 | - | Ceiling Finishes
3.58.11 | - | Prapare and apply paint on Plaster including all necessary wrok as per drawing and specifications DIVISION 09-099123
| Item Code | Description | Item Remarks | Unit of Measurement | Quantity/Base Price | Unit Price/Discount % (Excluding VAT) | Total | Unit Price/Discount % (Excluding VAT) | Total |  | Unit Price/Discount % (Excluding VAT) | Total
3.58.12 | B6.7.6 | (*) Epoxy paint |  | m2 | 27 | 48 | 1296 | 47.35 | 1278.45 |  | 30 | 810
| Note | Note Details
3.58.13 | - | Backgrounds
3.58.14 | - | Supply and apply ready mixed sand cement plaster with all related accessories mesh, angles, etc., as per drawings and specifications. Cement plaster finish to internal surfaces
| Item Code | Description | Item Remarks | Unit of Measurement | Quantity/Base Price | Unit Price/Discount % (Excluding VAT) | Total | Unit Price/Discount % (Excluding VAT) | Total |  | Unit Price/Discount % (Excluding VAT) | Total
3.58.15 | B6.7.1 | (*) Walls |  | m2 | 129 | 44 | 5676 | 109.25 | 14093.25 |  | 120 | 15480
3.58.16 | B6.7.2 | (*) ceiling |  | m2 | 27 | 48 | 1296 | 109.25 | 2949.75 |  | 140 | 3780
3.58.17 | B6.7.3 | (*) Elevations |  | m2 | 107 | 50 | 5350 | 144.76 | 15489.32 |  | 120 | 12840
| Note | Note Details
3.58.18 | - | Additional items
| Item Code | Description | Item Remarks | Unit of Measurement | Quantity/Base Price | Unit Price/Discount % (Excluding VAT) | Total | Unit Price/Discount % (Excluding VAT) | Total |  | Unit Price/Discount % (Excluding VAT) | Total
3.58.19 | AI | (*) Contractor may price here any items which has been shown in the Contract drawings or any other Contract Documents but overlooked or not specifically mentioned inthe schedule of items and is necessary for the satisfactory completion of the Works. Should the Contractor fail to insert any item here, it will be deemed that lump sum Contract Price includes all such items and no claims for additional items will be entertained. |  | Item | 1 | 0 | 0 | 0 | 0 |  | 0 | 0
| Note | Note Details
3.58.20 | - | Please attach one PDF file to be named "Additional Items for (insert bill no/name & Section No/name)" for the details of these additional items in the additional attachment area at the end of the BOQ.
3.59 EV - B6-9 ACCESSORIES - SERVICE BLOCK | [5 empty] | 2 (out of 2) | 4800 | 2 (out of 2) | 2367.3 |  | 2 (out of 2) | 3000
| Note | Note Details
3.59.1 | - | Signage
3.59.2 | - | Supply and install Signage ,including all accessories needed for installation as per mention in drawings & specifications
| Item Code | Description | Item Remarks | Unit of Measurement | Quantity/Base Price | Unit Price/Discount % (Excluding VAT) | Total | Unit Price/Discount % (Excluding VAT) | Total |  | Unit Price/Discount % (Excluding VAT) | Total
3.59.3 | B6.9.1 | (*) Signage |  | Item | 1 | 4800 | 4800 | 2367.3 | 2367.3 |  | 3000 | 3000
| Note | Note Details
3.59.4 | - | Additional items
| Item Code | Description | Item Remarks | Unit of Measurement | Quantity/Base Price | Unit Price/Discount % (Excluding VAT) | Total | Unit Price/Discount % (Excluding VAT) | Total |  | Unit Price/Discount % (Excluding VAT) | Total
3.59.5 | AI | (*) Contractor may price here any items which has been shown in the Contract drawings or any other Contract Documents but overlooked or not specifically mentioned inthe schedule of items and is necessary for the satisfactory completion of the Works. Should the Contractor fail to insert any item here, it will be deemed that lump sum Contract Price includes all such items and no claims for additional items will be entertained. |  | Item | 1 | 0 | 0 | 0 | 0 |  | 0 | 0
| Note | Note Details
3.59.6 | - | Please attach one PDF file to be named "Additional Items for (insert bill no/name & Section No/name)" for the details of these additional items in the additional attachment area at the end of the BOQ.
3.60 EV - B6-10 MECHANICAL INSTALLATION - SERVICE BLOCK | [5 empty] | 19 (out of 19) | 25650 | 19 (out of 19) | 62496.74 |  | 19 (out of 19) | 30310
| Note | Note Details
3.60.1 | - | Heating, ventilating and air-conditioning
3.60.2 | - | Supply, installation, testing, balancing & commissioning of complete Air Conditioning, Heating & Ventilation ,System as specified complete with in all respects as per drawings, specification, applicable standards, manufacturer recommendations, and as per drawings, mentioned in specification complete in all respects ready to operate including all builders work, coordination with other trades etc but not limited to the following;
| Item Code | Description | Item Remarks | Unit of Measurement | Quantity/Base Price | Unit Price/Discount % (Excluding VAT) | Total | Unit Price/Discount % (Excluding VAT) | Total |  | Unit Price/Discount % (Excluding VAT) | Total
3.60.3 | B6.10.1 | (*) DX type Split units with compatible outdoor units ; complete with necessary refrigerant pipework, ductworks, flexible connections, thermometers; controls and associated accessories, vibration isolators, sound liner, attenuators comply with manufacturer's details, final electrical connection, control panel and acoustic linings to reduced noise level; condensate drain piping up to the nearest floor drain, etc.; all in accordance with the specification and drawings |  | No. | 2 | 4675 | 9350 | 14203.81 | 28407.62 |  | 11400 | 22800
| Note | Note Details
3.60.4 | - | Storm Water
| Item Code | Description | Item Remarks | Unit of Measurement | Quantity/Base Price | Unit Price/Discount % (Excluding VAT) | Total | Unit Price/Discount % (Excluding VAT) | Total |  | Unit Price/Discount % (Excluding VAT) | Total
3.60.5 | B6.10.2 | (*) Rainwater outlet; all in accordance with the drawing and specification |  | No. | 1 | 1500 | 1500 | 591.83 | 591.83 |  | 950 | 950
3.60.6 | B6.10.3 | (*) uPVC pipe work installation including excavation, accessories, fittings and fixings all in accordance to the specification and drawings; 110mm dia |  | No. | 8 | 750 | 6000 | 236.73 | 1893.84 |  | 90 | 720
| Note | Note Details
3.60.7 | - | Fire protection
3.60.8 | - | Supply and installation, testing, commissioning fire fighting system with all accessories as per ADCD latest code
| Item Code | Description | Item Remarks | Unit of Measurement | Quantity/Base Price | Unit Price/Discount % (Excluding VAT) | Total | Unit Price/Discount % (Excluding VAT) | Total |  | Unit Price/Discount % (Excluding VAT) | Total
3.60.9 | B6.10.4 | (*) 6 kg dry powder fire extinguisher |  | No. | 2 | 525 | 1050 | 473.46 | 946.92 |  | 420 | 840
3.60.10 | B6.10.5 | (*) 5 kg co2 fire extinguisher |  | No. | 2 | 425 | 850 | 532.64 | 1065.28 |  | 400 | 800
| Note | Note Details
3.60.11 | - | SUNDRIES:-
| Item Code | Description | Item Remarks | Unit of Measurement | Quantity/Base Price | Unit Price/Discount % (Excluding VAT) | Total | Unit Price/Discount % (Excluding VAT) | Total |  | Unit Price/Discount % (Excluding VAT) | Total
3.60.12 | B6.10.6 | (*) Allow for supports |  | Item | 1 | 1000 | 1000 | 2367.3 | 2367.3 |  | 500 | 500
3.60.13 | B6.10.7 | (*) Allow for identifications, tag plates, labels, signage and colour coding for all services. |  | Item | 1 | 200 | 200 | 2367.3 | 2367.3 |  | 500 | 500
3.60.14 | B6.10.8 | (*) Allow for testing and pre-commissioning |  | Item | 1 | 500 | 500 | 2367.3 | 2367.3 |  | 100 | 100
3.60.15 | B6.10.9 | (*) Allow for commissioning |  | Item | 1 | 500 | 500 | 2367.3 | 2367.3 |  | 100 | 100
3.60.16 | B6.10.10 | (*) Allow for tools and spares |  | Item | 1 | 200 | 200 | 2367.3 | 2367.3 |  | 100 | 100
3.60.17 | B6.10.11 | (*) Allow for document and certification |  | Item | 1 | 500 | 500 | 2367.3 | 2367.3 |  | 100 | 100
3.60.18 | B6.10.12 | (*) Allow for co-ordination with other services |  | Item | 1 | 500 | 500 | 2367.3 | 2367.3 |  | 100 | 100
3.60.19 | B6.10.13 | (*) Allow for cutting or forming holes, mortises, chases, or the like and making good finishing |  | Item | 1 | 500 | 500 | 2367.3 | 2367.3 |  | 500 | 500
3.60.20 | B6.10.14 | (*) Allow for building in or cutting and pinning brackets or the like and making good finishing |  | Item | 1 | 500 | 500 | 2367.3 | 2367.3 |  | 500 | 500
3.60.21 | B6.10.15 | (*) Allow for protective painting to all systems |  | Item | 1 | 500 | 500 | 2367.3 | 2367.3 |  | 100 | 100
3.60.22 | B6.10.16 | (*) Allow for decorative painting to all systems |  | Item | 1 | 500 | 500 | 2367.3 | 2367.3 |  | 100 | 100
3.60.23 | B6.10.17 | (*) Allow for drawings, manuals, submittal, samples inspections, instruction books |  | Item | 1 | 750 | 750 | 1183.65 | 1183.65 |  | 500 | 500
3.60.24 | B6.10.18 | (*) Allow for builders work |  | Item | 1 | 750 | 750 | 2367.3 | 2367.3 |  | 1000 | 1000
| Note | Note Details
3.60.25 | - | Additional items
| Item Code | Description | Item Remarks | Unit of Measurement | Quantity/Base Price | Unit Price/Discount % (Excluding VAT) | Total | Unit Price/Discount % (Excluding VAT) | Total |  | Unit Price/Discount % (Excluding VAT) | Total
3.60.26 | AI | (*) Contractor may price here any items which has been shown in the Contract drawings or any other Contract Documents but overlooked or not specifically mentioned inthe schedule of items and is necessary for the satisfactory completion of the Works. Should the Contractor fail to insert any item here, it will be deemed that lump sum Contract Price includes all such items and no claims for additional items will be entertained. |  | Item | 1 | 0 | 0 | 0 | 0 |  | 0 | 0
| Note | Note Details
3.60.27 | - | Please attach one PDF file to be named "Additional Items for (insert bill no/name & Section No/name)" for the details of these additional items in the additional attachment area at the end of the BOQ.
3.61 EV - B6-11 ELECTRICAL INSTALLATION - SERVICE BLOCK | [5 empty] | 39 (out of 39) | 364104 | 39 (out of 39) | 582159.86 |  | 39 (out of 39) | 357847
| Note | Note Details
3.61.1 | - | Electrical Works
3.61.2 | - | Final Distribution Board
3.61.3 | - | Supply, install, test and commission Wall mounted/ Free Standing Final Distribution Boards including circuit breakers, energy monitoring, conduits, ducts and trays from incoming/Outgoing power supply and all terminations as shown on the Drawings & Specifications for the following:-
| Item Code | Description | Item Remarks | Unit of Measurement | Quantity/Base Price | Unit Price/Discount % (Excluding VAT) | Total | Unit Price/Discount % (Excluding VAT) | Total |  | Unit Price/Discount % (Excluding VAT) | Total
3.61.4 | B6.11.1 | (*) SMDB-EV |  | No. | 1 | 23000 | 23000 | 17754.76 | 17754.76 |  | 18000 | 18000
3.61.5 | B6.11.2 | (*) DB-SER |  | No. | 1 | 6000 | 6000 | 8877.38 | 8877.38 |  | 2500 | 2500
3.61.6 | B6.11.3 | (*) DB-P4 |  | No. | 1 | 6000 | 6000 | 8877.38 | 8877.38 |  | 2000 | 2000
| Note | Note Details
3.61.7 | - | CABLES AND CABLES SUPPORT SYSTEMS:-
3.61.8 | - | Supply, install, test and commission of Low Voltage armoured cables including glands, connections, conduits, cable ducts, Cable Trays, GI cable trunking, civil works, cable cleats, earthing cable, fixings and termination complete as shown on Drawings and Specifications
3.61.9 | - | Cables from SMDB to the following
| Item Code | Description | Item Remarks | Unit of Measurement | Quantity/Base Price | Unit Price/Discount % (Excluding VAT) | Total | Unit Price/Discount % (Excluding VAT) | Total |  | Unit Price/Discount % (Excluding VAT) | Total
3.61.10 | B6.11.4 | (*) (4C 10mm2 XLPE/SWA/PVC + 1C 10mm2 CU PVC) |  | m | 262 | 45 | 11790 | 69.84 | 18298.08 |  | 155 | 40610
3.61.11 | B6.11.4.1 | (*) (4C 185mm2 XLPE/SWA/PVC + 1C 95mm2 CU PVC) |  | m | 256 | 390 | 99840 | 325.5 | 83328 |  | 527 | 134912
| Note | Note Details
3.61.12 | - | DISCONNECTING SWITCHES:-
3.61.13 | - | Supply ,Install, testing and commissioning AC23,IP65 Disconnecting switches including all interconnecting cables, wires , trays and Equipments Points from SMD panels and terminations.
| Item Code | Description | Item Remarks | Unit of Measurement | Quantity/Base Price | Unit Price/Discount % (Excluding VAT) | Total | Unit Price/Discount % (Excluding VAT) | Total |  | Unit Price/Discount % (Excluding VAT) | Total
3.61.14 | B6.11.5 | (*) Single phase Isolator (SPN) IP65 |  | No. | 1 | 900 | 900 | 1006.1 | 1006.1 |  | 400 | 400
3.61.15 | B6.11.6 | (*) Three Phase Isolator (TPN) IP 65 |  | No. | 1 | 1200 | 1200 | 1834.66 | 1834.66 |  | 650 | 650
| Note | Note Details
3.61.16 | - | POWER INSTALLATION:
3.61.17 | - | Wiring Devices Points
3.61.18 | - | Supply ,Install, testing and commissioning complete including points of Wiring devices with cover plates and outlet boxes , wiring cable tray & required all terminations,conduits,boxes , back boxes, couplers, draw boxes, junction boxes, wiring etc complete as per Drawings and Specifications.
| Item Code | Description | Item Remarks | Unit of Measurement | Quantity/Base Price | Unit Price/Discount % (Excluding VAT) | Total | Unit Price/Discount % (Excluding VAT) | Total |  | Unit Price/Discount % (Excluding VAT) | Total
3.61.19 | B6.11.7 | (*) 13A switched single socket outlet |  | No. | 2 | 540 | 1080 | 887.74 | 1775.48 |  | 320 | 640
3.61.20 | B6.11.8 | (*) 13A switched double socket outlet |  | No. | 2 | 600 | 1200 | 1006.1 | 2012.2 |  | 380 | 760
| Note | Note Details
3.61.21 | - | LIGHTING FIXTURES
3.61.22 | - | Supply, install, testing and commissioning complete Light fittings including cabling, wiring, conduits and switches in connections to permanent wiring system
| Item Code | Description | Item Remarks | Unit of Measurement | Quantity/Base Price | Unit Price/Discount % (Excluding VAT) | Total | Unit Price/Discount % (Excluding VAT) | Total |  | Unit Price/Discount % (Excluding VAT) | Total
3.61.23 | B6.11.15 | (*) Electrical points for Type L6 |  | No. | 4 | 1550 | 6200 | 1420.38 | 5681.52 |  | 535 | 2140
3.61.24 | B6.11.16 | (*) Electrical points for Type L7 |  | No. | 1 | 1860 | 1860 | 1302.02 | 1302.02 |  | 1215 | 1215
3.61.25 | B6.11.17 | (*) Surface Mountain Self Contained Non Maintained, 3 Hours Duration 1x12W Emergency Light |  | No. | 2 | 1200 | 2400 | 1775.48 | 3550.96 |  | 750 | 1500
| Note | Note Details
3.61.26 | - | WIRING DEVICES & ACCESSORIES
3.61.27 | - | Supply, install and connect the following devices including device boxes, cover, plates, conduits and wiring between devices and distribution boards, switch panels, etc. as per drawings:
| Item Code | Description | Item Remarks | Unit of Measurement | Quantity/Base Price | Unit Price/Discount % (Excluding VAT) | Total | Unit Price/Discount % (Excluding VAT) | Total |  | Unit Price/Discount % (Excluding VAT) | Total
3.61.28 | B6.11.20 | (*) 20A double pole switch |  | No. | 2 | 600 | 1200 | 887.74 | 1775.48 |  | 380 | 760
3.61.29 | B6.11.21 | (*) One way one gang lighting grid switch |  | No. | 3 | 500 | 1500 | 769.37 | 2308.11 |  | 320 | 960
| Note | Note Details
3.61.30 | - | Earthing & bonding System
| Item Code | Description | Item Remarks | Unit of Measurement | Quantity/Base Price | Unit Price/Discount % (Excluding VAT) | Total | Unit Price/Discount % (Excluding VAT) | Total |  | Unit Price/Discount % (Excluding VAT) | Total
3.61.31 | B6.11.23 | (*) Supply, install ,testing and commissioning with all accessories of the earthing and bonding system complete including Earth Bar main earth electrodes , earthing continuity conductors ,bonding conductors and earth pit etc, as specified. |  | Item | 1 | 10000 | 10000 | 17754.76 | 17754.76 |  | 6000 | 6000
| Note | Note Details
3.61.32 | - | FIRE ALARM & SECURITY SYSTEMS
3.61.33 | - | ANALOGUE ADDRESSABLE FIRE ALARM SYSTEM
3.61.34 | - | Fire Alarm Installation
3.61.35 | - | Allow for all necessary works in connection with fire alarm installation complete including supply, installation, testing and commissioning as per the drawings and/or the specifications
3.61.36 | - | Complete addressable fire alarm system including all devices / elements as shown on the drawings and/or in specification including supply, installation, connections, testing & commissioning and documentation. Include all builders work, detector base, fixing accessories, fire resistant cables, tagging, cable tray with cover, trunking, conduits, supports, back boxes, couplers and accessories as required.
| Item Code | Description | Item Remarks | Unit of Measurement | Quantity/Base Price | Unit Price/Discount % (Excluding VAT) | Total | Unit Price/Discount % (Excluding VAT) | Total |  | Unit Price/Discount % (Excluding VAT) | Total
3.61.37 | B6.11.24 | (*) Addressable Smoke detector |  | No. | 2 | 462 | 924 | 1479.56 | 2959.12 |  | 350 | 700
3.61.38 | B6.11.26 | (*) conduits, cabling, trays, ducts, trunking related to fire alarm system. |  | No. | 1 | 2640 | 2640 | 29591.27 | 29591.27 |  | 3000 | 3000
| Note | Note Details
3.61.39 | - | CCTV System Installation
| Item Code | Description | Item Remarks | Unit of Measurement | Quantity/Base Price | Unit Price/Discount % (Excluding VAT) | Total | Unit Price/Discount % (Excluding VAT) | Total |  | Unit Price/Discount % (Excluding VAT) | Total
3.61.40 | B6.11.27 | (*) Fixed camera IP (DAY & Night )POE weather proof ,Recongize |  | No. | 1 | 10000 | 10000 | 7724.5 | 7724.5 |  | 9500 | 9500
3.61.41 | B6.11.28 | (*) port switch |  | No. | 1 | 3400 | 3400 | 17754.76 | 17754.76 |  | 0 | 0
3.61.42 | B6.11.29 | (*) 24 POE port switch |  | No. | 1 | 3300 | 3300 | 33142.22 | 33142.22 |  | 6000 | 6000
| Note | Note Details
3.61.43 | - | COMMUNICATION SYSTEMS
3.61.44 | - | Supply, install, testing and commissioning complete Telecom System Equipments Points & Accessories including connection and terminations as per Client Requirements, drawings ,Specifications and as per latest Etisalat regulations.
| Item Code | Description | Item Remarks | Unit of Measurement | Quantity/Base Price | Unit Price/Discount % (Excluding VAT) | Total | Unit Price/Discount % (Excluding VAT) | Total |  | Unit Price/Discount % (Excluding VAT) | Total
3.61.45 | B6.11.30 | (*) IDF |  | No. | 1 | 15445 | 15445 | 11836.51 | 11836.51 |  | 25000 | 25000
3.61.46 | B6.11.31 | (*) 24 POE port switch |  | No. | 1 | 3435 | 3435 | 17754.76 | 17754.76 |  | 6000 | 6000
3.61.47 | B6.11.32 | (*) Patch panel |  | No. | 1 | 1390 | 1390 | 17754.76 | 17754.76 |  | 1000 | 1000
3.61.48 | B6.11.33 | (*) Conduites, wiring, cables, termination, trunking, ,junction boxes,earthing and trays etc related to telecommunication system |  | Item | 1 | 2400 | 2400 | 11836.51 | 11836.51 |  | 10000 | 10000
| Note | Note Details
3.61.49 | - | Uninterruptible Power Supply
3.61.50 | - | Supply, install, test and commission of UPS including battery bank, rectifier, inverters static by pass switch, control panel, ducts, cable terminations, cable tray, conduits, civil works, etc. in accordance with the site conditions, Requirements, Drawings and Specification.
| Item Code | Description | Item Remarks | Unit of Measurement | Quantity/Base Price | Unit Price/Discount % (Excluding VAT) | Total | Unit Price/Discount % (Excluding VAT) | Total |  | Unit Price/Discount % (Excluding VAT) | Total
3.61.51 | B6.11.34 | (*) 5 KVA UPS (for racks) |  | No. | 3 | 45000 | 135000 | 26040.31 | 78120.93 |  | 25000 | 75000
| Note | Note Details
3.61.52 | - | SUNDRIES:-
| Item Code | Description | Item Remarks | Unit of Measurement | Quantity/Base Price | Unit Price/Discount % (Excluding VAT) | Total | Unit Price/Discount % (Excluding VAT) | Total |  | Unit Price/Discount % (Excluding VAT) | Total
3.61.53 | B6.11.35 | (*) Allow for supports |  | Item | 1 | 1500 | 1500 | 11836.51 | 11836.51 |  | 1000 | 1000
3.61.54 | B6.11.36 | (*) Allow for identifications, tag plates, labels, signage and colour coding for all services. |  | Item | 1 | 500 | 500 | 11836.51 | 11836.51 |  | 500 | 500
3.61.55 | B6.11.37 | (*) Allow for testing and pre-commissioning |  | Item | 1 | 2000 | 2000 | 17754.76 | 17754.76 |  | 200 | 200
3.61.56 | B6.11.38 | (*) Allow for commissioning |  | Item | 1 | 1000 | 1000 | 11836.51 | 11836.51 |  | 200 | 200
3.61.57 | B6.11.39 | (*) Allow for tools and spares |  | Item | 1 | 500 | 500 | 11836.51 | 11836.51 |  | 200 | 200
3.61.58 | B6.11.40 | (*) Allow for document and certification |  | Item | 1 | 1000 | 1000 | 11836.51 | 11836.51 |  | 500 | 500
3.61.59 | B6.11.41 | (*) Allow for co-ordination with other services |  | Item | 1 | 500 | 500 | 11836.51 | 11836.51 |  | 500 | 500
3.61.60 | B6.11.42 | (*) Allow for cutting or forming holes, mortises, chases, or the like and making good finishing |  | Item | 1 | 500 | 500 | 17754.76 | 17754.76 |  | 1000 | 1000
3.61.61 | B6.11.43 | (*) Allow for building in or cutting and pinning brackets or the like and making good finishing |  | Item | 1 | 500 | 500 | 17754.76 | 17754.76 |  | 1000 | 1000
3.61.62 | B6.11.44 | (*) Allow for protective painting to all systems |  | Item | 1 | 500 | 500 | 11836.51 | 11836.51 |  | 500 | 500
3.61.63 | B6.11.45 | (*) Allow for decorative painting to all systems |  | Item | 1 | 500 | 500 | 11836.51 | 11836.51 |  | 500 | 500
3.61.64 | B6.11.46 | (*) Allow for drawings, manuals, submittal, samples inspections, instruction books |  | Item | 1 | 2000 | 2000 | 11836.51 | 11836.51 |  | 500 | 500
3.61.65 | B6.11.47 | (*) Allow for builders work |  | Item | 1 | 1000 | 1000 | 17754.76 | 17754.76 |  | 2000 | 2000
| Note | Note Details
3.61.66 | - | Additional items
| Item Code | Description | Item Remarks | Unit of Measurement | Quantity/Base Price | Unit Price/Discount % (Excluding VAT) | Total | Unit Price/Discount % (Excluding VAT) | Total |  | Unit Price/Discount % (Excluding VAT) | Total
3.61.67 | AI | (*) Contractor may price here any items which has been shown in the Contract drawings or any other Contract Documents but overlooked or not specifically mentioned inthe schedule of items and is necessary for the satisfactory completion of the Works. Should the Contractor fail to insert any item here, it will be deemed that lump sum Contract Price includes all such items and no claims for additional items will be entertained. |  | Item | 1 | 0 | 0 | 0 | 0 |  | 0 | 0
| Note | Note Details
3.61.68 | - | Please attach one PDF file to be named "Additional Items for (insert bill no/name & Section No/name)" for the details of these additional items in the additional attachment area at the end of the BOQ.
3.62 EV - BILL NO 07 - ELEPHANT VILLAGE - OPEN THEATRE | [5 empty] | 0 (out of 0) | 1382241 | 0 (out of 0) | 1635709.02 | 0 | 0 (out of 0) | 1207141 | 0
3.63 EV - B7-01 SITE WORK - OPEN THEATRE | [5 empty] | 5 (out of 5) | 229619 | 5 (out of 5) | 250738.01 |  | 5 (out of 5) | 117923
| Note | Note Details
3.63.1 | - | Site preparation
| Item Code | Description | Item Remarks | Unit of Measurement | Quantity/Base Price | Unit Price/Discount % (Excluding VAT) | Total | Unit Price/Discount % (Excluding VAT) | Total |  | Unit Price/Discount % (Excluding VAT) | Total
3.63.2 | B7.1.1 | (*) Site preparation as required |  | m2 | 867 | 15 | 13005 | 4.5 | 3901.5 |  | 10 | 8670
| Note | Note Details
3.63.3 | - | Excavation
| Item Code | Description | Item Remarks | Unit of Measurement | Quantity/Base Price | Unit Price/Discount % (Excluding VAT) | Total | Unit Price/Discount % (Excluding VAT) | Total |  | Unit Price/Discount % (Excluding VAT) | Total
3.63.4 | B7.1.2 | (*) Pit excavation to receive foundation |  | m3 | 2731 | 50 | 136550 | 41.37 | 112981.47 |  | 15 | 40965
| Note | Note Details
3.63.5 | - | Filling
| Item Code | Description | Item Remarks | Unit of Measurement | Quantity/Base Price | Unit Price/Discount % (Excluding VAT) | Total | Unit Price/Discount % (Excluding VAT) | Total |  | Unit Price/Discount % (Excluding VAT) | Total
3.63.6 | B7.1.3 | (*) Selected fill from excavated materials all in accordance with the Specifications |  | m3 | 2512 | 30 | 75360 | 51.81 | 130146.72 |  | 25 | 62800
| Note | Note Details
3.63.7 | - | Anti Treatment
3.63.8 | - | Allow for termite control; prepare and apply anti-termite treatment; all in accordance with the Specifications and subject to the Contractor's approval
| Item Code | Description | Item Remarks | Unit of Measurement | Quantity/Base Price | Unit Price/Discount % (Excluding VAT) | Total | Unit Price/Discount % (Excluding VAT) | Total |  | Unit Price/Discount % (Excluding VAT) | Total
3.63.9 | B7.1.4 | (*) To horizontal and vertical surfaces |  | m2 | 784 | 6 | 4704 | 4.73 | 3708.32 |  | 7 | 5488
| Note | Note Details
3.63.10 | - | Additional items
| Item Code | Description | Item Remarks | Unit of Measurement | Quantity/Base Price | Unit Price/Discount % (Excluding VAT) | Total | Unit Price/Discount % (Excluding VAT) | Total |  | Unit Price/Discount % (Excluding VAT) | Total
3.63.11 | AI | (*) Contractor may price here any items which has been shown in the Contract drawings or any other Contract Documents but overlooked or not specifically mentioned inthe schedule of items and is necessary for the satisfactory completion of the Works. Should the Contractor fail to insert any item here, it will be deemed that lump sum Contract Price includes all such items and no claims for additional items will be entertained. |  | Item | 1 | 0 | 0 | 0 | 0 |  | 0 | 0
| Note | Note Details
3.63.12 | - | Please attach one PDF file to be named "Additional Items for (insert bill no/name & Section No/name)" for the details of these additional items in the additional attachment area at the end of the BOQ.
3.64 EV - B7-02 CONCRETE WORK - OPEN THEATRE | [5 empty] | 10 (out of 10) | 534750 | 10 (out of 10) | 662137.23 |  | 10 (out of 10) | 621160
| Note | Note Details
3.64.1 | - | SUBSTRUCTURE
3.64.2 | - | Poured Concrete
3.64.3 | - | Plain concrete (20 N/mm2) as per specifications and drawings.
| Item Code | Description | Item Remarks | Unit of Measurement | Quantity/Base Price | Unit Price/Discount % (Excluding VAT) | Total | Unit Price/Discount % (Excluding VAT) | Total |  | Unit Price/Discount % (Excluding VAT) | Total
3.64.4 | B7.2.1 | (*) PCC 05 cm for Grade Slab / Solid Block / Ground Beams |  | m3 | 30 | 500 | 15000 | 490.03 | 14700.9 |  | 385 | 11550
3.64.5 | B7.2.2 | (*) PCC 10 cm for Footings |  | m3 | 18 | 525 | 9450 | 490.03 | 8820.54 |  | 385 | 6930
| Note | Note Details
3.64.6 | - | Reinforcment Concrete (40 N/mm2) in Type I SRC cement including all shuttering,supportsand all related works as per specifications and drawings.
| Item Code | Description | Item Remarks | Unit of Measurement | Quantity/Base Price | Unit Price/Discount % (Excluding VAT) | Total | Unit Price/Discount % (Excluding VAT) | Total |  | Unit Price/Discount % (Excluding VAT) | Total
3.64.7 | B7.2.3 | (*) RCC Footings |  | m3 | 47 | 1750 | 82250 | 1529.94 | 71907.18 |  | 1225 | 57575
3.64.8 | B7.2.4 | (*) Concrete TIE beams |  | m3 | 24 | 1700 | 40800 | 2146.74 | 51521.76 |  | 1520 | 36480
3.64.9 | B7.2.5 | (*) Neck cloumns |  | m3 | 100 | 1800 | 180000 | 2444.17 | 244417 |  | 3300 | 330000
3.64.10 | B7.2.6 | (*) Grade Slab |  | m3 | 35 | 1800 | 63000 | 824.95 | 28873.25 |  | 800 | 28000
3.64.11 | B7.2.7 | (*) Screed for Grade Slab |  | m2 | 575 | 50 | 28750 | 58.71 | 33758.25 |  | 45 | 25875
| Note | Note Details
3.64.12 | - | SUPER STRUCTURE
3.64.13 | - | Reinforcmen Concrete (40 N/mm2) in Type I OPC cement including all shuttering,supportsand all related works as per specifications and drawings.
| Item Code | Description | Item Remarks | Unit of Measurement | Quantity/Base Price | Unit Price/Discount % (Excluding VAT) | Total | Unit Price/Discount % (Excluding VAT) | Total |  | Unit Price/Discount % (Excluding VAT) | Total
3.64.14 | B7.2.8 | (*) Steps 30cm |  | m3 | 90 | 1250 | 112500 | 2146.74 | 193206.6 |  | 1375 | 123750
| Note | Note Details
3.64.15 | - | Sundries
| Item Code | Description | Item Remarks | Unit of Measurement | Quantity/Base Price | Unit Price/Discount % (Excluding VAT) | Total | Unit Price/Discount % (Excluding VAT) | Total |  | Unit Price/Discount % (Excluding VAT) | Total
3.64.16 | B7.2.9 | (*) Expansion joints; all in accordance with the Specifications |  | Item | 1 | 3000 | 3000 | 14931.75 | 14931.75 |  | 1000 | 1000
| Note | Note Details
3.64.17 | - | Additional items
| Item Code | Description | Item Remarks | Unit of Measurement | Quantity/Base Price | Unit Price/Discount % (Excluding VAT) | Total | Unit Price/Discount % (Excluding VAT) | Total |  | Unit Price/Discount % (Excluding VAT) | Total
3.64.18 | AI | (*) Contractor may price here any items which has been shown in the Contract drawings or any other Contract Documents but overlooked or not specifically mentioned inthe schedule of items and is necessary for the satisfactory completion of the Works. Should the Contractor fail to insert any item here, it will be deemed that lump sum Contract Price includes all such items and no claims for additional items will be entertained. |  | Item | 1 | 0 | 0 | 0 | 0 |  | 0 | 0
| Note | Note Details
3.64.19 | - | Please attach one PDF file to be named "Additional Items for (insert bill no/name & Section No/name)" for the details of these additional items in the additional attachment area at the end of the BOQ.
3.65 EV - B7-03 THERMAL AND MOISTURE PROTECTION - OPEN THEATRE | [5 empty] | 5 (out of 5) | 182095 | 5 (out of 5) | 159621.22 |  | 5 (out of 5) | 24938
| Note | Note Details
3.65.1 | - | Waterproofing courses
3.65.2 | - | Waterproofing system for the substructure, 1layer 4mm membrane as per drawings and specifications.
| Item Code | Description | Item Remarks | Unit of Measurement | Quantity/Base Price | Unit Price/Discount % (Excluding VAT) | Total | Unit Price/Discount % (Excluding VAT) | Total |  | Unit Price/Discount % (Excluding VAT) | Total
3.65.3 | B7.3.1 | (*) To horizontal areas |  | m2 | 940 | 95 | 89300 | 57.05 | 53627 |  | 10 | 9400
3.65.4 | B7.3.2 | (*) To vertical areas |  | m2 | 885 | 95 | 84075 | 102.62 | 90818.7 |  | 10 | 8850
| Note | Note Details
3.65.5 | - | 1000 Gauge Polythene Sheet, all in accordance with the Specifications
| Item Code | Description | Item Remarks | Unit of Measurement | Quantity/Base Price | Unit Price/Discount % (Excluding VAT) | Total | Unit Price/Discount % (Excluding VAT) | Total |  | Unit Price/Discount % (Excluding VAT) | Total
3.65.6 | B7.3.3 | (*) To horizontal areas |  | m2 | 784 | 5 | 3920 | 4.38 | 3433.92 |  | 7 | 5488
| Note | Note Details
3.65.7 | - | Isolation Joint
3.65.8 | - | Supply and Apply isolation joints as per drawings ,specifications
| Item Code | Description | Item Remarks | Unit of Measurement | Quantity/Base Price | Unit Price/Discount % (Excluding VAT) | Total | Unit Price/Discount % (Excluding VAT) | Total |  | Unit Price/Discount % (Excluding VAT) | Total
3.65.9 | B7.3.4 | (*) Isolation Joint for Grade Slab 15 cm |  | m | 80 | 60 | 4800 | 146.77 | 11741.6 |  | 15 | 1200
| Note | Note Details
3.65.10 | - | Additional items
| Item Code | Description | Item Remarks | Unit of Measurement | Quantity/Base Price | Unit Price/Discount % (Excluding VAT) | Total | Unit Price/Discount % (Excluding VAT) | Total |  | Unit Price/Discount % (Excluding VAT) | Total
3.65.11 | AI | (*) Contractor may price here any items which has been shown in the Contract drawings or any other Contract Documents but overlooked or not specifically mentioned inthe schedule of items and is necessary for the satisfactory completion of the Works. Should the Contractor fail to insert any item here, it will be deemed that lump sum Contract Price includes all such items and no claims for additional items will be entertained. |  | Item | 1 | 0 | 0 | 0 | 0 |  | 0 | 0
| Note | Note Details
3.65.12 | - | Please attach one PDF file to be named "Additional Items for (insert bill no/name & Section No/name)" for the details of these additional items in the additional attachment area at the end of the BOQ.
3.66 EV - B7-04 FINISHES - OPEN THEATRE | [5 empty] | 2 (out of 2) | 52312 | 2 (out of 2) | 65490.6 |  | 2 (out of 2) | 165990
| Note | Note Details
3.66.1 | - | Floor Finishes
3.66.2 | - | Supply and fix Epoxy paint on cement screed including all necessary wrok as per drawing and specifications DIVISION 09-096723
| Item Code | Description | Item Remarks | Unit of Measurement | Quantity/Base Price | Unit Price/Discount % (Excluding VAT) | Total | Unit Price/Discount % (Excluding VAT) | Total |  | Unit Price/Discount % (Excluding VAT) | Total
3.66.3 | B7.4.1 | (*) Epoxy paint |  | m2 | 1006 | 52 | 52312 | 65.1 | 65490.6 |  | 165 | 165990
| Note | Note Details
3.66.4 | - | Additional items
| Item Code | Description | Item Remarks | Unit of Measurement | Quantity/Base Price | Unit Price/Discount % (Excluding VAT) | Total | Unit Price/Discount % (Excluding VAT) | Total |  | Unit Price/Discount % (Excluding VAT) | Total
3.66.5 | AI | (*) Contractor may price here any items which has been shown in the Contract drawings or any other Contract Documents but overlooked or not specifically mentioned inthe schedule of items and is necessary for the satisfactory completion of the Works. Should the Contractor fail to insert any item here, it will be deemed that lump sum Contract Price includes all such items and no claims for additional items will be entertained. |  | Item | 1 | 0 | 0 | 0 | 0 |  | 0 | 0
| Note | Note Details
3.66.6 | - | Please attach one PDF file to be named "Additional Items for (insert bill no/name & Section No/name)" for the details of these additional items in the additional attachment area at the end of the BOQ.
3.67 EV - B7-5 ACCESSORIES - OPEN THEATRE | [5 empty] | 2 (out of 2) | 15000 | 2 (out of 2) | 5918.25 |  | 2 (out of 2) | 5000
| Note | Note Details
3.67.1 | - | Signage
3.67.2 | - | Supply and install Signage ,including all accessories needed for installation as per mention in drawings & specifications
| Item Code | Description | Item Remarks | Unit of Measurement | Quantity/Base Price | Unit Price/Discount % (Excluding VAT) | Total | Unit Price/Discount % (Excluding VAT) | Total |  | Unit Price/Discount % (Excluding VAT) | Total
3.67.3 | B7.5.1 | (*) Signage |  | Item | 1 | 15000 | 15000 | 5918.25 | 5918.25 |  | 5000 | 5000
| Note | Note Details
3.67.4 | - | Additional items
| Item Code | Description | Item Remarks | Unit of Measurement | Quantity/Base Price | Unit Price/Discount % (Excluding VAT) | Total | Unit Price/Discount % (Excluding VAT) | Total |  | Unit Price/Discount % (Excluding VAT) | Total
3.67.5 | AI | (*) Contractor may price here any items which has been shown in the Contract drawings or any other Contract Documents but overlooked or not specifically mentioned inthe schedule of items and is necessary for the satisfactory completion of the Works. Should the Contractor fail to insert any item here, it will be deemed that lump sum Contract Price includes all such items and no claims for additional items will be entertained. |  | Item | 1 | 0 | 0 | 0 | 0 |  | 0 | 0
| Note | Note Details
3.67.6 | - | Please attach one PDF file to be named "Additional Items for (insert bill no/name & Section No/name)" for the details of these additional items in the additional attachment area at the end of the BOQ.
3.68 EV - B7-6 MECHANICAL INSTALLATION - OPEN THEATRE | [5 empty] | 21 (out of 21) | 102215 | 21 (out of 21) | 155710.79 |  | 21 (out of 21) | 66800
| Note | Note Details
3.68.1 | - | Storm Water
| Item Code | Description | Item Remarks | Unit of Measurement | Quantity/Base Price | Unit Price/Discount % (Excluding VAT) | Total | Unit Price/Discount % (Excluding VAT) | Total |  | Unit Price/Discount % (Excluding VAT) | Total
3.68.2 | B7.6.1 | (*) Catch Basin Covers |  | No. | 2 | 12000 | 24000 | 9645.37 | 19290.74 |  | 6500 | 13000
3.68.3 | B7.6.2 | (*) Supply and installation of stormwater manhole cover; all in accordance with the specification and drawing; Stormwater Manhole Cover |  | No. | 2 | 12500 | 25000 | 18105.42 | 36210.84 |  | 5000 | 10000
3.68.4 | B7.6.3 | (*) uPVC pipe work installation including excavation, accessories, fittings and fixings all in accordance to the specification and drawings; 200 mm dia |  | m | 17 | 225 | 3825 | 146.02 | 2482.34 |  | 300 | 5100
3.68.5 | B7.6.4 | (*) Ditto; 150mm dia |  | m | 14 | 185 | 2590 | 119.97 | 1679.58 |  | 280 | 3920
3.68.6 | B7.6.5 | (*) Manhole with Submersible pump |  | No. | 1 | 35000 | 35000 | 44676.89 | 44676.89 |  | 25000 | 25000
| Note | Note Details
3.68.7 | - | Fire protection
3.68.8 | - | Supply and installation, testing, commissioning fire fighting system with all accessories as per ADDC latest code
| Item Code | Description | Item Remarks | Unit of Measurement | Quantity/Base Price | Unit Price/Discount % (Excluding VAT) | Total | Unit Price/Discount % (Excluding VAT) | Total |  | Unit Price/Discount % (Excluding VAT) | Total
3.68.9 | B7.6.6 | (*) Fire extinguishers and equipment complete as specified including supports, brackets, instruction signs and the like; all in accordance with the specification and drawings; 6 kg dry powder fire extinguisher |  | No. | 4 | 525 | 2100 | 473.46 | 1893.84 |  | 420 | 1680
3.68.10 | B7.6.7 | (*) Ditto; 5 kg CO2 fire extinguisher |  | No. | 4 | 425 | 1700 | 532.64 | 2130.56 |  | 400 | 1600
| Note | Note Details
3.68.11 | - | SUNDRIES:-
| Item Code | Description | Item Remarks | Unit of Measurement | Quantity/Base Price | Unit Price/Discount % (Excluding VAT) | Total | Unit Price/Discount % (Excluding VAT) | Total |  | Unit Price/Discount % (Excluding VAT) | Total
3.68.12 | B7.6.8 | (*) Allow for supports |  | Item | 1 | 500 | 500 | 3550.95 | 3550.95 |  | 500 | 500
3.68.13 | B7.6.9 | (*) Allow for identifications, tag plates, labels, signage and colour coding for all services. |  | Item | 1 | 500 | 500 | 3550.95 | 3550.95 |  | 500 | 500
3.68.14 | B7.6.10 | (*) Allow for testing and pre-commissioning |  | Item | 1 | 500 | 500 | 3550.95 | 3550.95 |  | 100 | 100
3.68.15 | B7.6.11 | (*) Allow for commissioning |  | Item | 1 | 500 | 500 | 3550.95 | 3550.95 |  | 100 | 100
3.68.16 | B7.6.12 | (*) Allow for tools and spares |  | Item | 1 | 500 | 500 | 3550.95 | 3550.95 |  | 100 | 100
3.68.17 | B7.6.13 | (*) Allow for document and certification |  | Item | 1 | 500 | 500 | 3550.95 | 3550.95 |  | 500 | 500
3.68.18 | B7.6.14 | (*) Allow for co-ordination with other services |  | Item | 1 | 500 | 500 | 3550.95 | 3550.95 |  | 500 | 500
3.68.19 | B7.6.15 | (*) Allow for cutting or forming holes, mortises, chases, or the like and making good finishing |  | Item | 1 | 500 | 500 | 3550.95 | 3550.95 |  | 500 | 500
3.68.20 | B7.6.16 | (*) Allow for building in or cutting and pinning brackets or the like and making good finishing |  | Item | 1 | 500 | 500 | 3550.95 | 3550.95 |  | 500 | 500
3.68.21 | B7.6.17 | (*) Allow for protective painting to all systems |  | Item | 1 | 500 | 500 | 3550.95 | 3550.95 |  | 100 | 100
3.68.22 | B7.6.18 | (*) Allow for decorative painting to all systems |  | Item | 1 | 500 | 500 | 3550.95 | 3550.95 |  | 100 | 100
3.68.23 | B7.6.19 | (*) Allow for drawings, manuals, submittal, samples inspections, instruction books |  | Item | 1 | 1500 | 1500 | 3550.95 | 3550.95 |  | 1000 | 1000
3.68.24 | B7.6.20 | (*) Allow for builders work |  | Item | 1 | 1000 | 1000 | 4734.6 | 4734.6 |  | 2000 | 2000
| Note | Note Details
3.68.25 | - | Additional items
| Item Code | Description | Item Remarks | Unit of Measurement | Quantity/Base Price | Unit Price/Discount % (Excluding VAT) | Total | Unit Price/Discount % (Excluding VAT) | Total |  | Unit Price/Discount % (Excluding VAT) | Total
3.68.26 | AI | (*) Contractor may price here any items which has been shown in the Contract drawings or any other Contract Documents but overlooked or not specifically mentioned inthe schedule of items and is necessary for the satisfactory completion of the Works. Should the Contractor fail to insert any item here, it will be deemed that lump sum Contract Price includes all such items and no claims for additional items will be entertained. |  | Item | 1 | 0 | 0 | 0 | 0 |  | 0 | 0
| Note | Note Details
3.68.27 | - | Please attach one PDF file to be named "Additional Items for (insert bill no/name & Section No/name)" for the details of these additional items in the additional attachment area at the end of the BOQ.
3.69 EV - B7-7 ELECTRICAL INSTALLATION - OPEN THEATRE | [5 empty] | 24 (out of 24) | 266250 | 24 (out of 24) | 336092.92 |  | 24 (out of 24) | 205330
| Note | Note Details
3.69.1 | - | Electrical Works
3.69.2 | - | Final Distribution Board
3.69.3 | - | Supply, install, test and commission Wall mounted/ Free Standing Final Distribution Boards including circuit breakers, energy monitoring, conduits, ducts and trays from incoming/Outgoing power supply and all terminations as shown on the Drawings & Specifications for the following:-
| Item Code | Description | Item Remarks | Unit of Measurement | Quantity/Base Price | Unit Price/Discount % (Excluding VAT) | Total | Unit Price/Discount % (Excluding VAT) | Total |  | Unit Price/Discount % (Excluding VAT) | Total
3.69.4 | B7.7.1 | (*) DB-TH |  | No. | 1 | 7000 | 7000 | 5918.25 | 5918.25 |  | 7000 | 7000
3.69.5 | B7.7.2 | (*) DB-EXT |  | No. | 1 | 7000 | 7000 | 4734.6 | 4734.6 |  | 7000 | 7000
| Note | Note Details
3.69.6 | - | CABLES AND CABLES SUPPORT SYSTEMS:-
3.69.7 | - | Supply, install, test and commission of Low Voltage armoured cables including glands, connections, conduits, cable ducts, Cable Trays, GI cable trunking, civil works, cable cleats, earthing cable, fixings and termination complete as shown on Drawings and Specifications
3.69.8 | - | Cables from SMDB to the following
| Item Code | Description | Item Remarks | Unit of Measurement | Quantity/Base Price | Unit Price/Discount % (Excluding VAT) | Total | Unit Price/Discount % (Excluding VAT) | Total |  | Unit Price/Discount % (Excluding VAT) | Total
3.69.9 | B7.7.3 | (*) (4C 16mm2 XLPE/SWA/PVC + 1C 10mm2 CU PVC) |  | m | 156 | 50 | 7800 | 81.67 | 12740.52 |  | 170 | 26520
3.69.10 | B7.7.4 | (*) (4C 25mm2 XLPE/SWA/PVC + 1C 16mm2 CU PVC) |  | m | 156 | 65 | 10140 | 100.61 | 15695.16 |  | 190 | 29640
3.69.11 | B7.7.5 | (*) UPVC Ducts |  | m | 1 | 250 | 250 | 27427.55 | 27427.55 |  | 2000 | 2000
| Note | Note Details
3.69.12 | - | DISCONNECTING SWITCHES:-
3.69.13 | - | Supply ,Install, testing and commissioning AC23,IP65 Disconnecting switches including all interconnecting cables, wires , trays and Equipments Points from SMD panels and terminations.
| Item Code | Description | Item Remarks | Unit of Measurement | Quantity/Base Price | Unit Price/Discount % (Excluding VAT) | Total | Unit Price/Discount % (Excluding VAT) | Total |  | Unit Price/Discount % (Excluding VAT) | Total
3.69.14 | B7.7.6 | (*) Single phase Isolator (SPN) IP65 |  | No. | 3 | 900 | 2700 | 1006.1 | 3018.3 |  | 300 | 900
3.69.15 | B7.7.7 | (*) Three Phase Isolator (TPN) IP 65 |  | No. | 3 | 1200 | 3600 | 1834.66 | 5503.98 |  | 650 | 1950
| Note | Note Details
3.69.16 | - | POWER INSTALLATION:
3.69.17 | - | Wiring Devices Points
3.69.18 | - | Supply ,Install, testing and commissioning complete including points of Wiring devices with cover plates and outlet boxes , wiring cable tray & required all terminations,conduits,boxes , back boxes, couplers, draw boxes, junction boxes, wiring etc complete as per Drawings and Specifications.
| Item Code | Description | Item Remarks | Unit of Measurement | Quantity/Base Price | Unit Price/Discount % (Excluding VAT) | Total | Unit Price/Discount % (Excluding VAT) | Total |  | Unit Price/Discount % (Excluding VAT) | Total
3.69.19 | B7.7.8 | (*) 13A switched double socket outlet WEATHER PROOF |  | No. | 3 | 700 | 2100 | 1006.1 | 3018.3 |  | 500 | 1500
| Note | Note Details
3.69.20 | - | LIGHTING FIXTURES
3.69.21 | - | Supply, install, testing and commissioning complete Light fittings including cabling, wiring, conduits and switches in connections to permanent wiring system
| Item Code | Description | Item Remarks | Unit of Measurement | Quantity/Base Price | Unit Price/Discount % (Excluding VAT) | Total | Unit Price/Discount % (Excluding VAT) | Total |  | Unit Price/Discount % (Excluding VAT) | Total
3.69.22 | B7.7.9 | (*) Electrical points for Type L11 |  | m | 200 | 800 | 160000 | 887.74 | 177548 |  | 500 | 100000
3.69.23 | B7.7.10 | (*) Electrical points for Type L12 |  | No. | 24 | 2340 | 56160 | 887.74 | 21305.76 |  | 1030 | 24720
| Note | Note Details
3.69.24 | - | SUNDRIES:-
| Item Code | Description | Item Remarks | Unit of Measurement | Quantity/Base Price | Unit Price/Discount % (Excluding VAT) | Total | Unit Price/Discount % (Excluding VAT) | Total |  | Unit Price/Discount % (Excluding VAT) | Total
3.69.25 | B7.7.11 | (*) Allow for supports |  | Item | 1 | 1000 | 1000 | 4734.6 | 4734.6 |  | 500 | 500
3.69.26 | B7.7.12 | (*) Allow for identifications, tag plates, labels, signage and colour coding for all services. |  | Item | 1 | 500 | 500 | 4734.6 | 4734.6 |  | 500 | 500
3.69.27 | B7.7.13 | (*) Allow for testing and pre-commissioning |  | Item | 1 | 500 | 500 | 4734.6 | 4734.6 |  | 100 | 100
3.69.28 | B7.7.14 | (*) Allow for commissioning |  | Item | 1 | 500 | 500 | 4734.6 | 4734.6 |  | 100 | 100
3.69.29 | B7.7.15 | (*) Allow for tools and spares |  | Item | 1 | 500 | 500 | 4734.6 | 4734.6 |  | 100 | 100
3.69.30 | B7.7.16 | (*) Allow for document and certification |  | Item | 1 | 1000 | 1000 | 4734.6 | 4734.6 |  | 200 | 200
3.69.31 | B7.7.17 | (*) Allow for co-ordination with other services |  | Item | 1 | 500 | 500 | 4734.6 | 4734.6 |  | 500 | 500
3.69.32 | B7.7.18 | (*) Allow for cutting or forming holes, mortises, chases, or the like and making good finishing |  | Item | 1 | 500 | 500 | 4734.6 | 4734.6 |  | 200 | 200
3.69.33 | B7.7.19 | (*) Allow for building in or cutting and pinning brackets or the like and making good finishing |  | Item | 1 | 500 | 500 | 4734.6 | 4734.6 |  | 200 | 200
3.69.34 | B7.7.20 | (*) Allow for protective painting to all systems |  | Item | 1 | 500 | 500 | 3550.95 | 3550.95 |  | 100 | 100
3.69.35 | B7.7.21 | (*) Allow for decorative painting to all systems |  | Item | 1 | 500 | 500 | 3550.95 | 3550.95 |  | 100 | 100
3.69.36 | B7.7.22 | (*) Allow for drawings, manuals, submittal, samples inspections, instruction books |  | Item | 1 | 2000 | 2000 | 4734.6 | 4734.6 |  | 500 | 500
3.69.37 | B7.7.23 | (*) Allow for builders work |  | Item | 1 | 1000 | 1000 | 4734.6 | 4734.6 |  | 1000 | 1000
| Note | Note Details
3.69.38 | - | Additional items
| Item Code | Description | Item Remarks | Unit of Measurement | Quantity/Base Price | Unit Price/Discount % (Excluding VAT) | Total | Unit Price/Discount % (Excluding VAT) | Total |  | Unit Price/Discount % (Excluding VAT) | Total
3.69.39 | AI | (*) Contractor may price here any items which has been shown in the Contract drawings or any other Contract Documents but overlooked or not specifically mentioned inthe schedule of items and is necessary for the satisfactory completion of the Works. Should the Contractor fail to insert any item here, it will be deemed that lump sum Contract Price includes all such items and no claims for additional items will be entertained. |  | Item | 1 | 0 | 0 | 0 | 0 |  | 0 | 0
| Note | Note Details
3.69.40 | - | Please attach one PDF file to be named "Additional Items for (insert bill no/name & Section No/name)" for the details of these additional items in the additional attachment area at the end of the BOQ.
3.70 EV - BILL NO 07.A. - EXTERNAL WORKS AT ELEPHANT VILLAGE | [5 empty] | 0 (out of 0) | 4525484 | 0 (out of 0) | 7835042.12 | 0 | 0 (out of 0) | 11255760 | 0
3.71 EV - BILL NO 07.A. - EXTERNAL WORKS | [5 empty] | 31 (out of 31) | 4525484 | 31 (out of 31) | 7835042.12 |  | 31 (out of 31) | 11255760
| Note | Note Details
3.71.1 | - | External Work
3.71.2 | - | Trees :
3.71.3 | - | Trees : as per mention in drawings & specifications
| Item Code | Description | Item Remarks | Unit of Measurement | Quantity/Base Price | Unit Price/Discount % (Excluding VAT) | Total | Unit Price/Discount % (Excluding VAT) | Total |  | Unit Price/Discount % (Excluding VAT) | Total
3.71.4 | B07.A.01 | (*) VAX |  | No. | 62 | 2250 | 139500 | 3669.32 | 227497.84 |  | 20000 | 1240000
3.71.5 | B07.A.02 | (*) ADD |  | No. | 1 | 3750 | 3750 | 13987.2 | 13987.2 |  | 21000 | 21000
3.71.6 | B07.A.03 | (*) KIP |  | No. | 15 | 2300 | 34500 | 4734.6 | 71019 |  | 13000 | 195000
3.71.7 | B07.A.04 | (*) FIS |  | No. | 4 | 2250 | 9000 | 4734.6 | 18938.4 |  | 3000 | 12000
3.71.8 | B07.A.05 | (*) PLR |  | No. | 7 | 1800 | 12600 | 3314.22 | 23199.54 |  | 1800 | 12600
3.71.9 | B07.A.06 | (*) ACA |  | No. | 20 | 1250 | 25000 | 2899.94 | 57998.8 |  | 1200 | 24000
3.71.10 | B07.A.07 | (*) SAP |  | No. | 4 | 1250 | 5000 | 3550.95 | 14203.8 |  | 3700 | 14800
| Note | Note Details
3.71.11 | - | Shurbs :
3.71.12 | - | Shurbs , as per mention in drawings & specifications
| Item Code | Description | Item Remarks | Unit of Measurement | Quantity/Base Price | Unit Price/Discount % (Excluding VAT) | Total | Unit Price/Discount % (Excluding VAT) | Total |  | Unit Price/Discount % (Excluding VAT) | Total
3.71.13 | B07.A.08 | (*) VIA |  | No. | 92 | 22 | 2024 | 118.37 | 10890.04 |  | 28 | 2576
3.71.14 | B07.A.09 | (*) YUB |  | No. | 6 | 35 | 210 | 5918.25 | 35509.5 |  | 340 | 2040
3.71.15 | B07.A.10 | (*) YUN |  | No. | 99 | 35 | 3465 | 1479.56 | 146476.44 |  | 400 | 39600
3.71.16 | B07.A.11 | (*) ATN |  | No. | 112 | 15 | 1680 | 319.59 | 35794.08 |  | 380 | 42560
| Note | Note Details
3.71.17 | - | Grass & Ground cover
3.71.18 | - | Grass & Ground cover, as per mention in drawings & specifications
| Item Code | Description | Item Remarks | Unit of Measurement | Quantity/Base Price | Unit Price/Discount % (Excluding VAT) | Total | Unit Price/Discount % (Excluding VAT) | Total |  | Unit Price/Discount % (Excluding VAT) | Total
3.71.19 | B07.A.12 | (*) PER |  | No. | 182 | 10 | 1820 | 29.59 | 5385.38 |  | 9 | 1638
3.71.20 | B07.A.13 | (*) PES |  | No. | 184 | 10 | 1840 | 29.59 | 5444.56 |  | 9 | 1656
3.71.21 | B07.A.14 | (*) PED |  | m2 | 473 | 135 | 63855 | 41.43 | 19596.39 |  | 80 | 37840
3.71.22 | B07.A.15 | (*) SAR |  | m2 | 7051 | 215 | 1515965 | 104.16 | 734432.16 |  | 300 | 2115300
| Note | Note Details
3.71.23 | - | Pounds ,including all works , as per mention in drawings & specifications
| Item Code | Description | Item Remarks | Unit of Measurement | Quantity/Base Price | Unit Price/Discount % (Excluding VAT) | Total | Unit Price/Discount % (Excluding VAT) | Total |  | Unit Price/Discount % (Excluding VAT) | Total
3.71.24 | B07.A.16 | (*) Pond -1 233 m2 |  | Item | 1 | 128000 | 128000 | 571021.75 | 571021.75 |  | 850000 | 850000
| Note | Note Details
3.71.25 | - | Supply and Fix stamped concrete ,including all accessories needed , as per mention in drawings & specifications
| Item Code | Description | Item Remarks | Unit of Measurement | Quantity/Base Price | Unit Price/Discount % (Excluding VAT) | Total | Unit Price/Discount % (Excluding VAT) | Total |  | Unit Price/Discount % (Excluding VAT) | Total
3.71.26 | B07.A.17 | (*) stamped concrete |  | m2 | 3100 | 145 | 449500 | 416.37 | 1290747 |  | 450 | 1395000
3.71.27 | B07.A.18 | (*) PV6 Stamped concrete around the viillage &road to elephant safari |  | m2 | 6800 | 175 | 1190000 | 451.88 | 3072784 |  | 480 | 3264000
| Note | Note Details
3.71.28 | - | Concrete Pavers ,including all accessories needed , as per mention in drawings & specifications
| Item Code | Description | Item Remarks | Unit of Measurement | Quantity/Base Price | Unit Price/Discount % (Excluding VAT) | Total | Unit Price/Discount % (Excluding VAT) | Total |  | Unit Price/Discount % (Excluding VAT) | Total
3.71.29 | B07.A.19 | (*) Concrete Pavers 2m Width |  | m2 | 286 | 175 | 50050 | 0 | 0 |  | 0 | 0
| Note | Note Details
3.71.30 | - | Natural rock , as per mention in drawings & specifications
| Item Code | Description | Item Remarks | Unit of Measurement | Quantity/Base Price | Unit Price/Discount % (Excluding VAT) | Total | Unit Price/Discount % (Excluding VAT) | Total |  | Unit Price/Discount % (Excluding VAT) | Total
3.71.31 | B07.A.20 | (*) Natrural Rock ( AVG 2m) |  | No. | 55 | 800 | 44000 | 1152.88 | 63408.4 |  | 15000 | 825000
| Note | Note Details
3.71.32 | - | Supply and fix kerb stone ,including all as needed , as per mention in drawings & specifications
| Item Code | Description | Item Remarks | Unit of Measurement | Quantity/Base Price | Unit Price/Discount % (Excluding VAT) | Total | Unit Price/Discount % (Excluding VAT) | Total |  | Unit Price/Discount % (Excluding VAT) | Total
3.71.33 | B07.A.21 | (*) kerb stone 50 curved |  | m | 380 | 140 | 53200 | 101.2 | 38456 |  | 130 | 49400
3.71.34 | B07.A.22 | (*) kerb stone |  | m | 2900 | 98 | 284200 | 97.06 | 281474 |  | 120 | 348000
| Note | Note Details
3.71.35 | - | upstand concrete , as per mention in drawings & specifications
| Item Code | Description | Item Remarks | Unit of Measurement | Quantity/Base Price | Unit Price/Discount % (Excluding VAT) | Total | Unit Price/Discount % (Excluding VAT) | Total |  | Unit Price/Discount % (Excluding VAT) | Total
3.71.36 | B07.A.23 | (*) upstand concrete 80cm H around the village |  | m | 257 | 575 | 147775 | 826.87 | 212505.59 |  | 750 | 192750
| Note | Note Details
3.71.37 | - | Concrete Bollard , as per mention in drawings & specifications
| Item Code | Description | Item Remarks | Unit of Measurement | Quantity/Base Price | Unit Price/Discount % (Excluding VAT) | Total | Unit Price/Discount % (Excluding VAT) | Total |  | Unit Price/Discount % (Excluding VAT) | Total
3.71.38 | B07.A.24 | (*) Concrete Bollard |  | No. | 6 | 800 | 4800 | 2189.75 | 13138.5 |  | 2000 | 12000
| Note | Note Details
3.71.39 | - | Concrete planter Box, as per mention in drawings & specifications
| Item Code | Description | Item Remarks | Unit of Measurement | Quantity/Base Price | Unit Price/Discount % (Excluding VAT) | Total | Unit Price/Discount % (Excluding VAT) | Total |  | Unit Price/Discount % (Excluding VAT) | Total
3.71.40 | B07.A.25 | (*) Concrete planter Box |  | No. | 3 | 2500 | 7500 | 0 | 0 |  | 0 | 0
| Note | Note Details
3.71.41 | - | Benches , as per mention in drawings & specifications
| Item Code | Description | Item Remarks | Unit of Measurement | Quantity/Base Price | Unit Price/Discount % (Excluding VAT) | Total | Unit Price/Discount % (Excluding VAT) | Total |  | Unit Price/Discount % (Excluding VAT) | Total
3.71.42 | B07.A.26 | (*) Benches |  | No. | 11 | 4750 | 52250 | 2959.13 | 32550.43 |  | 5000 | 55000
| Note | Note Details
3.71.43 | - | Elephant Statue, as per mention in drawings & specifications
| Item Code | Description | Item Remarks | Unit of Measurement | Quantity/Base Price | Unit Price/Discount % (Excluding VAT) | Total | Unit Price/Discount % (Excluding VAT) | Total |  | Unit Price/Discount % (Excluding VAT) | Total
3.71.44 | B07.A.27 | (*) Elephant Statue Big Size |  | No. | 1 | 170000 | 170000 | 177547.59 | 177547.59 |  | 160000 | 160000
3.71.45 | B07.A.28 | (*) Elephant Statue small Size |  | No. | 1 | 60000 | 60000 | 94692.05 | 94692.05 |  | 80000 | 80000
| Note | Note Details
3.71.46 | - | signages , as per mention in drawings & specifications
| Item Code | Description | Item Remarks | Unit of Measurement | Quantity/Base Price | Unit Price/Discount % (Excluding VAT) | Total | Unit Price/Discount % (Excluding VAT) | Total |  | Unit Price/Discount % (Excluding VAT) | Total
3.71.47 | B07.A.29 | (*) signages |  | Item | 1 | 12000 | 12000 | 118365.06 | 118365.06 |  | 2000 | 2000
| Note | Note Details
3.71.48 | - | Garbage Bins, as per mention in drawings & specifications
| Item Code | Description | Item Remarks | Unit of Measurement | Quantity/Base Price | Unit Price/Discount % (Excluding VAT) | Total | Unit Price/Discount % (Excluding VAT) | Total |  | Unit Price/Discount % (Excluding VAT) | Total
3.71.49 | B07.A.30 | (*) Garbage Bins |  | Item | 1 | 52000 | 52000 | 153874.58 | 153874.58 |  | 260000 | 260000
| Note | Note Details
3.71.50 | - | Additional items
| Item Code | Description | Item Remarks | Unit of Measurement | Quantity/Base Price | Unit Price/Discount % (Excluding VAT) | Total | Unit Price/Discount % (Excluding VAT) | Total |  | Unit Price/Discount % (Excluding VAT) | Total
3.71.51 | AI | (*) Contractor may price here any items which has been shown in the Contract drawings or any other Contract Documents but overlooked or not specifically mentioned inthe schedule of items and is necessary for the satisfactory completion of the Works. Should the Contractor fail to insert any item here, it will be deemed that lump sum Contract Price includes all such items and no claims for additional items will be entertained. |  | Item | 1 | 0 | 0 | 294104.04 | 294104.04 |  | 0 | 0
| Note | Note Details
3.71.52 | - | Please attach one PDF file to be named "Additional Items for (insert bill no/name & Section No/name)" for the details of these additional items in the additional attachment area at the end of the BOQ.
3.72 BOH - BILL NO 08 - BACK OF HOUSE - B.O.H BUILDING | [5 empty] | 0 (out of 0) | 23334320 | 0 (out of 0) | 28321824.27 | 0 | 0 (out of 0) | 23938836 | 0
3.73 BOH - B8-01 SITE WORK - B.O.H BUILDING | [5 empty] | 6 (out of 6) | 911970 | 6 (out of 6) | 943735.1 |  | 6 (out of 6) | 573190
| Note | Note Details
3.73.1 | - | Site preparation
| Item Code | Description | Item Remarks | Unit of Measurement | Quantity/Base Price | Unit Price/Discount % (Excluding VAT) | Total | Unit Price/Discount % (Excluding VAT) | Total |  | Unit Price/Discount % (Excluding VAT) | Total
3.73.2 | B8.1.1 | (*) Site preparation as required |  | m2 | 4000 | 15 | 60000 | 4.5 | 18000 |  | 10 | 40000
| Note | Note Details
3.73.3 | - | Excavation
| Item Code | Description | Item Remarks | Unit of Measurement | Quantity/Base Price | Unit Price/Discount % (Excluding VAT) | Total | Unit Price/Discount % (Excluding VAT) | Total |  | Unit Price/Discount % (Excluding VAT) | Total
3.73.4 | B8.1.2 | (*) Pit excavation to receive foundation bases depth 1.5 m |  | m3 | 7440 | 40 | 297600 | 41.37 | 307792.8 |  | 20 | 148800
| Note | Note Details
3.73.5 | - | Filling
| Item Code | Description | Item Remarks | Unit of Measurement | Quantity/Base Price | Unit Price/Discount % (Excluding VAT) | Total | Unit Price/Discount % (Excluding VAT) | Total |  | Unit Price/Discount % (Excluding VAT) | Total
3.73.6 | B8.1.3 | (*) Selected fill from excavated materials all in accordance with the Specifications |  | m3 | 6050 | 30 | 181500 | 51.81 | 313450.5 |  | 25 | 151250
| Note | Note Details
3.73.7 | - | Anti Treatment
3.73.8 | - | Allow for termite control; prepare and apply anti-termite treatment; all in accordance with the Specifications and subject to the Contractor's approval
| Item Code | Description | Item Remarks | Unit of Measurement | Quantity/Base Price | Unit Price/Discount % (Excluding VAT) | Total | Unit Price/Discount % (Excluding VAT) | Total |  | Unit Price/Discount % (Excluding VAT) | Total
3.73.9 | B8.1.4 | (*) To horizontal and vertical surfaces |  | m2 | 5620 | 6 | 33720 | 4.73 | 26582.6 |  | 7 | 39340
| Note | Note Details
3.73.10 | - | Cut & Fill
| Item Code | Description | Item Remarks | Unit of Measurement | Quantity/Base Price | Unit Price/Discount % (Excluding VAT) | Total | Unit Price/Discount % (Excluding VAT) | Total |  | Unit Price/Discount % (Excluding VAT) | Total
3.73.11 | B8.1.5 | (*) Cut & Fill all in accordance with the Drawing & Specifications |  | m3 | 9690 | 35 | 339150 | 28.68 | 277909.2 |  | 20 | 193800
| Note | Note Details
3.73.12 | - | Additional items
| Item Code | Description | Item Remarks | Unit of Measurement | Quantity/Base Price | Unit Price/Discount % (Excluding VAT) | Total | Unit Price/Discount % (Excluding VAT) | Total |  | Unit Price/Discount % (Excluding VAT) | Total
3.73.13 | AI | (*) Contractor may price here any items which has been shown in the Contract drawings or any other Contract Documents but overlooked or not specifically mentioned inthe schedule of items and is necessary for the satisfactory completion of the Works. Should the Contractor fail to insert any item here, it will be deemed that lump sum Contract Price includes all such items and no claims for additional items will be entertained. |  | Item | 1 | 0 | 0 | 0 | 0 |  | 0 | 0
| Note | Note Details
3.73.14 | - | Please attach one PDF file to be named "Additional Items for (insert bill no/name & Section No/name)" for the details of these additional items in the additional attachment area at the end of the BOQ.
3.74 BOH - B8-02 CONCRETE WORK - B.O.H BUILDING | [5 empty] | 22 (out of 22) | 5665075 | 22 (out of 22) | 5462019.84 |  | 22 (out of 22) | 3898450
| Note | Note Details
3.74.1 | - | SUBSTRUCTURE
3.74.2 | - | Poured Concrete
3.74.3 | - | Plain concrete (20 N/mm2) as per specifications and drawings.
| Item Code | Description | Item Remarks | Unit of Measurement | Quantity/Base Price | Unit Price/Discount % (Excluding VAT) | Total | Unit Price/Discount % (Excluding VAT) | Total |  | Unit Price/Discount % (Excluding VAT) | Total
3.74.4 | B8.2.1 | (*) PCC 05 cm for Grade Slab / Solid Block / Ground Beams |  | m3 | 146 | 500 | 73000 | 490.03 | 71544.38 |  | 385 | 56210
3.74.5 | B8.2.2 | (*) PCC 10 cm for Footings |  | m3 | 208 | 525 | 109200 | 490.03 | 101926.24 |  | 385 | 80080
| Note | Note Details
3.74.6 | - | Reinforcment Concrete (40 N/mm2) in Type I SRC cement including all shuttering,supportsand all related works as per specifications and drawings.
| Item Code | Description | Item Remarks | Unit of Measurement | Quantity/Base Price | Unit Price/Discount % (Excluding VAT) | Total | Unit Price/Discount % (Excluding VAT) | Total |  | Unit Price/Discount % (Excluding VAT) | Total
3.74.7 | B8.2.3 | (*) RCC STRIP Footings 50 CM |  | m3 | 764 | 1750 | 1337000 | 1529.94 | 1168874.16 |  | 1360 | 1039040
3.74.8 | B8.2.4 | (*) RCC Footings 40 CM |  | m3 | 24 | 1750 | 42000 | 1529.94 | 36718.56 |  | 1230 | 29520
3.74.9 | B8.2.5 | (*) RCC Footings FOR GRP W/T |  | m3 | 33 | 1650 | 54450 | 1529.94 | 50488.02 |  | 1200 | 39600
3.74.10 | B8.2.6 | (*) Concrete TIE beams |  | m3 | 28 | 1700 | 47600 | 2146.74 | 60108.72 |  | 1160 | 32480
3.74.11 | B8.2.7 | (*) Neck cloumns |  | m3 | 26 | 1800 | 46800 | 2444.17 | 63548.42 |  | 1850 | 48100
3.74.12 | B8.2.8 | (*) walls |  | m3 | 189 | 2050 | 387450 | 2444.17 | 461948.13 |  | 2080 | 393120
3.74.13 | B8.2.9 | (*) slab grad 200mm |  | m3 | 751 | 1800 | 1351800 | 824.95 | 619537.45 |  | 760 | 570760
3.74.14 | B8.2.10 | (*) slab grad 150 mm |  | m3 | 47 | 1800 | 84600 | 824.95 | 38772.65 |  | 650 | 30550
| Note | Note Details
3.74.15 | - | SUPER STRUCTURE
3.74.16 | - | Reinforcmen Concrete (40 N/mm2) in Type I OPC cement including all shuttering,supportsand all related works as per specifications and drawings.
| Item Code | Description | Item Remarks | Unit of Measurement | Quantity/Base Price | Unit Price/Discount % (Excluding VAT) | Total | Unit Price/Discount % (Excluding VAT) | Total |  | Unit Price/Discount % (Excluding VAT) | Total
3.74.17 | B8.2.11 | (*) Concrete columns |  | m3 | 161 | 2050 | 330050 | 2967.02 | 477690.22 |  | 1820 | 293020
3.74.18 | B8.2.12 | (*) Concrete Encasement for Steel Columns |  | m3 | 77 | 1900 | 146300 | 2967.02 | 228460.54 |  | 1260 | 97020
3.74.19 | B8.2.13 | (*) Concrete WALLS 30-45 CM |  | m3 | 574 | 2150 | 1234100 | 2967.02 | 1703069.48 |  | 1700 | 975800
3.74.20 | B8.2.14 | (*) Concrete Beam |  | m3 | 30 | 1950 | 58500 | 2764.32 | 82929.6 |  | 1400 | 42000
3.74.21 | B8.2.15 | (*) Hollow Core Slab 50 cm |  | m2 | 67 | 2100 | 140700 | 591.83 | 39652.61 |  | 200 | 13400
3.74.22 | B8.2.16 | (*) Topping for Hollow Core Slab |  | m3 | 8 | 1750 | 14000 | 587.09 | 4696.72 |  | 750 | 6000
3.74.23 | B8.2.17 | (*) Solid Slab |  | m3 | 67 | 2075 | 139025 | 2169.64 | 145365.88 |  | 1350 | 90450
3.74.24 | B8.2.18 | (*) Concrete for Drinkers |  | m3 | 26 | 1950 | 50700 | 1529.94 | 39778.44 |  | 1400 | 36400
3.74.25 | B8.2.19 | (*) Concrete Stand for Fire hose Cabinets |  | m3 | 3 | 1600 | 4800 | 1529.94 | 4589.82 |  | 1300 | 3900
3.74.26 | B8.2.20 | (*) Lintels and copping beams around windows |  | Item | 1 | 8000 | 8000 | 29469.94 | 29469.94 |  | 18000 | 18000
| Note | Note Details
3.74.27 | - | Sundries
| Item Code | Description | Item Remarks | Unit of Measurement | Quantity/Base Price | Unit Price/Discount % (Excluding VAT) | Total | Unit Price/Discount % (Excluding VAT) | Total |  | Unit Price/Discount % (Excluding VAT) | Total
3.74.28 | B8.2.21 | (*) Expansion joints; all in accordance with the Specifications |  | Item | 1 | 5000 | 5000 | 32849.86 | 32849.86 |  | 3000 | 3000
| Note | Note Details
3.74.29 | - | Additional items
| Item Code | Description | Item Remarks | Unit of Measurement | Quantity/Base Price | Unit Price/Discount % (Excluding VAT) | Total | Unit Price/Discount % (Excluding VAT) | Total |  | Unit Price/Discount % (Excluding VAT) | Total
3.74.30 | AI | (*) Contractor may price here any items which has been shown in the Contract drawings or any other Contract Documents but overlooked or not specifically mentioned inthe schedule of items and is necessary for the satisfactory completion of the Works. Should the Contractor fail to insert any item here, it will be deemed that lump sum Contract Price includes all such items and no claims for additional items will be entertained. |  | Item | 1 | 0 | 0 | 0 | 0 |  | 0 | 0
| Note | Note Details
3.74.31 | - | Please attach one PDF file to be named "Additional Items for (insert bill no/name & Section No/name)" for the details of these additional items in the additional attachment area at the end of the BOQ.
3.75 BOH - B8-03 MASONRY - B.O.H BUILDING | [5 empty] | 3 (out of 3) | 428850 | 3 (out of 3) | 436230.99 |  | 3 (out of 3) | 331950
| Note | Note Details
3.75.1 | - | External block work
3.75.2 | - | Concrete masonry units bedded and jointed in cement including mortar including concrete filling, wall ties, bed joints, reinforcement metal lath (where required), head restraint,anchors, and column stiffeners; including all necessary accessories; as shown on Drawing all in accordance with the Specifications
| Item Code | Description | Item Remarks | Unit of Measurement | Quantity/Base Price | Unit Price/Discount % (Excluding VAT) | Total | Unit Price/Discount % (Excluding VAT) | Total |  | Unit Price/Discount % (Excluding VAT) | Total
3.75.3 | B8.3.1 | (*) Solid blockwork External 30CM |  | m2 | 1567 | 270 | 423090 | 275.49 | 431692.83 |  | 210 | 329070
| Note | Note Details
3.75.4 | - | Solid block work
| Item Code | Description | Item Remarks | Unit of Measurement | Quantity/Base Price | Unit Price/Discount % (Excluding VAT) | Total | Unit Price/Discount % (Excluding VAT) | Total |  | Unit Price/Discount % (Excluding VAT) | Total
3.75.5 | B8.3.2 | (*) Solid blockwork External 25CM |  | m2 | 24 | 240 | 5760 | 189.09 | 4538.16 |  | 120 | 2880
| Note | Note Details
3.75.6 | - | Additional items
| Item Code | Description | Item Remarks | Unit of Measurement | Quantity/Base Price | Unit Price/Discount % (Excluding VAT) | Total | Unit Price/Discount % (Excluding VAT) | Total |  | Unit Price/Discount % (Excluding VAT) | Total
3.75.7 | AI | (*) Contractor may price here any items which has been shown in the Contract drawings or any other Contract Documents but overlooked or not specifically mentioned inthe schedule of items and is necessary for the satisfactory completion of the Works. Should the Contractor fail to insert any item here, it will be deemed that lump sum Contract Price includes all such items and no claims for additional items will be entertained. |  | Item | 1 | 0 | 0 | 0 | 0 |  | 0 | 0
| Note | Note Details
3.75.8 | - | Please attach one PDF file to be named "Additional Items for (insert bill no/name & Section No/name)" for the details of these additional items in the additional attachment area at the end of the BOQ.
3.76 BOH - B8-04 METAL WORK - B.O.H BUILDING | [5 empty] | 11 (out of 11) | 6542200 | 11 (out of 11) | 9403873.94 |  | 11 (out of 11) | 9020060
| Note | Note Details
3.76.1 | - | Steel structure
3.76.2 | - | Supply and installation of Steel structure roofing including all accessories,fixing etc. all complete as detailed on drawing and engineer approval
| Item Code | Description | Item Remarks | Unit of Measurement | Quantity/Base Price | Unit Price/Discount % (Excluding VAT) | Total | Unit Price/Discount % (Excluding VAT) | Total |  | Unit Price/Discount % (Excluding VAT) | Total
3.76.3 | B8.4.1 | (*) Steel structure roofing |  | m2 | 3840 | 725 | 2784000 | 1124.47 | 4317964.8 |  | 1000 | 3840000
| Note | Note Details
3.76.4 | - | Cat walk
3.76.5 | - | Supply and installation of Cat walk . including all accessories,fixing etc. all complete as detailed on drawing and engineer approval
| Item Code | Description | Item Remarks | Unit of Measurement | Quantity/Base Price | Unit Price/Discount % (Excluding VAT) | Total | Unit Price/Discount % (Excluding VAT) | Total |  | Unit Price/Discount % (Excluding VAT) | Total
3.76.6 | B8.4.2 | (*) Cat walk Steel Flooring with steel structure |  | m2 | 100 | 825 | 82500 | 887.74 | 88774 |  | 3200 | 320000
3.76.7 | B8.4.3 | (*) Cat walk Handrail GI |  | m | 77 | 700 | 53900 | 414.28 | 31899.56 |  | 400 | 30800
3.76.8 | B8.4.4 | (*) Cat walk GI Mesh above handrail |  | m2 | 116 | 425 | 49300 | 710.19 | 82382.04 |  | 60 | 6960
| Note | Note Details
3.76.9 | - | Fabric Tent
3.76.10 | - | Supply and installation of Fabric Tent including all accessories,fixing etc. all complete as detailed on drawing and engineer approval
| Item Code | Description | Item Remarks | Unit of Measurement | Quantity/Base Price | Unit Price/Discount % (Excluding VAT) | Total | Unit Price/Discount % (Excluding VAT) | Total |  | Unit Price/Discount % (Excluding VAT) | Total
3.76.11 | B8.4.5 | (*) Fabric Tent 3320 M2 |  | Item | 1 | 2822000 | 2822000 | 3143776.05 | 3143776.05 |  | 2700000 | 2700000
| Note | Note Details
3.76.12 | - | Handrail at external
3.76.13 | - | Supply and installation of Handrail . including all accessories,fixing etc. all complete as detailed on drawing and engineer approval
| Item Code | Description | Item Remarks | Unit of Measurement | Quantity/Base Price | Unit Price/Discount % (Excluding VAT) | Total | Unit Price/Discount % (Excluding VAT) | Total |  | Unit Price/Discount % (Excluding VAT) | Total
3.76.14 | B8.4.6 | (*) Handrail at external |  | m | 5 | 1200 | 6000 | 1183.65 | 5918.25 |  | 800 | 4000
| Note | Note Details
3.76.15 | - | Metal Fence
3.76.16 | - | Supply and installation of Metal Fence including all accessories,fixing etc. all complete as detailed on drawing and engineer approval
| Item Code | Description | Item Remarks | Unit of Measurement | Quantity/Base Price | Unit Price/Discount % (Excluding VAT) | Total | Unit Price/Discount % (Excluding VAT) | Total |  | Unit Price/Discount % (Excluding VAT) | Total
3.76.17 | B8.4.7 | (*) Metal Fence For Dens 5m Height |  | m | 281 | 750 | 210750 | 5918.25 | 1663028.25 |  | 5300 | 1489300
| Note | Note Details
3.76.18 | - | Sun tube
3.76.19 | - | Supply and installation of Sun tube. including all accessories,fixing etc. all complete as detailed on drawing and engineer approval
| Item Code | Description | Item Remarks | Unit of Measurement | Quantity/Base Price | Unit Price/Discount % (Excluding VAT) | Total | Unit Price/Discount % (Excluding VAT) | Total |  | Unit Price/Discount % (Excluding VAT) | Total
3.76.20 | B8.4.8 | (*) Sun tube |  | No. | 121 | 4250 | 514250 | 295.91 | 35805.11 |  | 5000 | 605000
| Note | Note Details
3.76.21 | - | Ladders
3.76.22 | - | Supply and installation of Ladders . including all accessories,fixing etc. all complete as detailed on drawing and engineer approval
| Item Code | Description | Item Remarks | Unit of Measurement | Quantity/Base Price | Unit Price/Discount % (Excluding VAT) | Total | Unit Price/Discount % (Excluding VAT) | Total |  | Unit Price/Discount % (Excluding VAT) | Total
3.76.23 | B8.4.9 | (*) Ladders 4m |  | No. | 5 | 3000 | 15000 | 5326.43 | 26632.15 |  | 3200 | 16000
3.76.24 | B8.4.10 | (*) Ladders with Cage |  | No. | 1 | 4500 | 4500 | 7693.73 | 7693.73 |  | 8000 | 8000
| Note | Note Details
3.76.25 | - | Additional items
| Item Code | Description | Item Remarks | Unit of Measurement | Quantity/Base Price | Unit Price/Discount % (Excluding VAT) | Total | Unit Price/Discount % (Excluding VAT) | Total |  | Unit Price/Discount % (Excluding VAT) | Total
3.76.26 | AI | (*) Contractor may price here any items which has been shown in the Contract drawings or any other Contract Documents but overlooked or not specifically mentioned inthe schedule of items and is necessary for the satisfactory completion of the Works. Should the Contractor fail to insert any item here, it will be deemed that lump sum Contract Price includes all such items and no claims for additional items will be entertained. |  | Item | 1 | 0 | 0 | 0 | 0 |  | 0 | 0
| Note | Note Details
3.76.27 | - | Please attach one PDF file to be named "Additional Items for (insert bill no/name & Section No/name)" for the details of these additional items in the additional attachment area at the end of the BOQ.
3.77 BOH - B8-05 THERMAL AND MOISTURE PROTECTION - B.O.H BUILDING | [5 empty] | 7 (out of 7) | 362402 | 7 (out of 7) | 767447.77 |  | 7 (out of 7) | 172515
| Note | Note Details
3.77.1 | - | Waterproofing courses
3.77.2 | - | Waterproofing system for the substructure, 2 coat of bitumen paint as per drawings and specifications.
| Item Code | Description | Item Remarks | Unit of Measurement | Quantity/Base Price | Unit Price/Discount % (Excluding VAT) | Total | Unit Price/Discount % (Excluding VAT) | Total |  | Unit Price/Discount % (Excluding VAT) | Total
3.77.3 | B8.5.1 | (*) To horizontal areas |  | m2 | 5620 | 30 | 168600 | 57.05 | 320621 |  | 10 | 56200
3.77.4 | B8.5.2 | (*) To vertical areas |  | m2 | 2058 | 34 | 69972 | 102.62 | 211191.96 |  | 10 | 20580
| Note | Note Details
3.77.5 | - | 1000 Gauge Polythene Sheet, all in accordance with the Specifications
| Item Code | Description | Item Remarks | Unit of Measurement | Quantity/Base Price | Unit Price/Discount % (Excluding VAT) | Total | Unit Price/Discount % (Excluding VAT) | Total |  | Unit Price/Discount % (Excluding VAT) | Total
3.77.6 | B8.5.3 | (*) To horizontal areas |  | m2 | 5620 | 5 | 28100 | 4.38 | 24615.6 |  | 7 | 39340
| Note | Note Details
3.77.7 | - | Supply and Apply isolation joints as per drawings ,specifications
| Item Code | Description | Item Remarks | Unit of Measurement | Quantity/Base Price | Unit Price/Discount % (Excluding VAT) | Total | Unit Price/Discount % (Excluding VAT) | Total |  | Unit Price/Discount % (Excluding VAT) | Total
3.77.8 | B8.5.4 | (*) Isolation Joint for Grade Slab 15 cm |  | m | 1200 | 60 | 72000 | 146.77 | 176124 |  | 15 | 18000
| Note | Note Details
3.77.9 | - | Roof waterproofing
3.77.10 | - | Waterproofing system for the Roof, as per drawings and specifications.
| Item Code | Description | Item Remarks | Unit of Measurement | Quantity/Base Price | Unit Price/Discount % (Excluding VAT) | Total | Unit Price/Discount % (Excluding VAT) | Total |  | Unit Price/Discount % (Excluding VAT) | Total
3.77.11 | B8.5.5 | (*) Roof Waterproofing for QUARANTINE DEN Area |  | m2 | 133 | 135 | 17955 | 248.57 | 33059.81 |  | 275 | 36575
| Note | Note Details
3.77.12 | - | Waterproofing for wet areas
3.77.13 | - | Waterproofing system for wet areas, 1.5mm thick seamless water proofing membrane
| Item Code | Description | Item Remarks | Unit of Measurement | Quantity/Base Price | Unit Price/Discount % (Excluding VAT) | Total | Unit Price/Discount % (Excluding VAT) | Total |  | Unit Price/Discount % (Excluding VAT) | Total
3.77.14 | B8.5.6 | (*) Wet area with protection 3cm screed |  | m2 | 35 | 165 | 5775 | 52.44 | 1835.4 |  | 52 | 1820
| Note | Note Details
3.77.15 | - | Additional items
| Item Code | Description | Item Remarks | Unit of Measurement | Quantity/Base Price | Unit Price/Discount % (Excluding VAT) | Total | Unit Price/Discount % (Excluding VAT) | Total |  | Unit Price/Discount % (Excluding VAT) | Total
3.77.16 | AI | (*) Contractor may price here any items which has been shown in the Contract drawings or any other Contract Documents but overlooked or not specifically mentioned inthe schedule of items and is necessary for the satisfactory completion of the Works. Should the Contractor fail to insert any item here, it will be deemed that lump sum Contract Price includes all such items and no claims for additional items will be entertained. |  | Item | 1 | 0 | 0 | 0 | 0 |  | 0 | 0
| Note | Note Details
3.77.17 | - | Please attach one PDF file to be named "Additional Items for (insert bill no/name & Section No/name)" for the details of these additional items in the additional attachment area at the end of the BOQ.
3.78 BOH - B8-06 DOORS AND WINDOWS - B.O.H BUILDING | [5 empty] | 14 (out of 14) | 312500 | 14 (out of 14) | 1008706.95 |  | 14 (out of 14) | 772700
| Note | Note Details
3.78.1 | - | Metal Door
3.78.2 | - | Supply and install Metal Door,including all accessories needed for installation as per mention in drawings & specifications
| Item Code | Description | Item Remarks | Unit of Measurement | Quantity/Base Price | Unit Price/Discount % (Excluding VAT) | Total | Unit Price/Discount % (Excluding VAT) | Total |  | Unit Price/Discount % (Excluding VAT) | Total
3.78.3 | B8.6.1 | (*) D1 Metal Door 1.1X2.2m |  | No. | 15 | 1350 | 20250 | 4734.6 | 71019 |  | 4800 | 72000
3.78.4 | B8.6.2 | (*) D2 Metal Door 1.0X2.2m |  | No. | 2 | 1250 | 2500 | 4734.6 | 9469.2 |  | 4500 | 9000
3.78.5 | B8.6.3 | (*) D3 Metal Door 1.3X2.2m |  | No. | 3 | 1600 | 4800 | 4734.6 | 14203.8 |  | 4500 | 13500
3.78.6 | B8.6.4 | (*) D4 Metal Door 2.7X5.0m |  | No. | 2 | 8100 | 16200 | 4734.6 | 9469.2 |  | 2600 | 5200
3.78.7 | B8.6.5 | (*) D5 Metal Door 2.8X5.0m |  | No. | 6 | 8400 | 50400 | 4971.33 | 29827.98 |  | 4800 | 28800
3.78.8 | B8.6.6 | (*) SD1 Metal Door 2.30x5.0m |  | No. | 3 | 7000 | 21000 | 26040.31 | 78120.93 |  | 23000 | 69000
3.78.9 | B8.6.7 | (*) SD2 Metal Door 2.50x5.0m |  | No. | 4 | 7500 | 30000 | 29591.27 | 118365.08 |  | 25000 | 100000
3.78.10 | B8.6.8 | (*) SD2A Metal Door 2.50x5.0m Including Pass Door |  | No. | 1 | 8300 | 8300 | 33142.22 | 33142.22 |  | 36000 | 36000
3.78.11 | B8.6.9 | (*) SD3 Metal Door 5.0x5.0m |  | No. | 3 | 15500 | 46500 | 59182.53 | 177547.59 |  | 50000 | 150000
3.78.12 | B8.6.10 | (*) SD4 Metal Door 5.0x5.0m Including Pass Door |  | No. | 1 | 16500 | 16500 | 62733.48 | 62733.48 |  | 57000 | 57000
3.78.13 | B8.6.11 | (*) SD5 Metal Door 2.70x5.0m |  | No. | 11 | 8100 | 89100 | 23673.01 | 260403.11 |  | 18000 | 198000
| Note | Note Details
3.78.14 | - | Aluminum Windows
3.78.15 | - | Supply and install powder coated Aluminum Windows ,including all accessories needed for installation as per mention in drawings & specifications
| Item Code | Description | Item Remarks | Unit of Measurement | Quantity/Base Price | Unit Price/Discount % (Excluding VAT) | Total | Unit Price/Discount % (Excluding VAT) | Total |  | Unit Price/Discount % (Excluding VAT) | Total
3.78.16 | B8.6.12 | (*) W 1.2X0.6m |  | No. | 5 | 550 | 2750 | 2367.3 | 11836.5 |  | 4600 | 23000
3.78.17 | B8.6.13 | (*) W 1.2X1.2m |  | No. | 4 | 1050 | 4200 | 3550.95 | 14203.8 |  | 2800 | 11200
| Note | Note Details
3.78.18 | - | Additional items
| Item Code | Description | Item Remarks | Unit of Measurement | Quantity/Base Price | Unit Price/Discount % (Excluding VAT) | Total | Unit Price/Discount % (Excluding VAT) | Total |  | Unit Price/Discount % (Excluding VAT) | Total
3.78.19 | AI | (*) Contractor may price here any items which has been shown in the Contract drawings or any other Contract Documents but overlooked or not specifically mentioned inthe schedule of items and is necessary for the satisfactory completion of the Works. Should the Contractor fail to insert any item here, it will be deemed that lump sum Contract Price includes all such items and no claims for additional items will be entertained. |  | Item | 1 | 0 | 0 | 118365.06 | 118365.06 |  | 0 | 0
| Note | Note Details
3.78.20 | - | Please attach one PDF file to be named "Additional Items for (insert bill no/name & Section No/name)" for the details of these additional items in the additional attachment area at the end of the BOQ.
3.79 BOH - B8-07 FINISHES - B.O.H BUILDING | [5 empty] | 14 (out of 14) | 1143845 | 14 (out of 14) | 2178926.83 |  | 14 (out of 14) | 1811505
| Note | Note Details
3.79.1 | - | External Finishes
3.79.2 | - | Prapare and apply paint on Plaster including all necessary wrok as per drawing and specifications
| Item Code | Description | Item Remarks | Unit of Measurement | Quantity/Base Price | Unit Price/Discount % (Excluding VAT) | Total | Unit Price/Discount % (Excluding VAT) | Total |  | Unit Price/Discount % (Excluding VAT) | Total
3.79.3 | B8.7.1 | (*) External Heritage Paint over plaster |  | m2 | 2460 | 54 | 132840 | 195.3 | 480438 |  | 55 | 135300
| Note | Note Details
3.79.4 | - | Wall Finishes
3.79.5 | - | Prapare and apply paint on Plaster including all necessary wrok as per drawing and specifications DIVISION 9-099656
| Item Code | Description | Item Remarks | Unit of Measurement | Quantity/Base Price | Unit Price/Discount % (Excluding VAT) | Total | Unit Price/Discount % (Excluding VAT) | Total |  | Unit Price/Discount % (Excluding VAT) | Total
3.79.6 | B8.7.2 | (*) Internal Epoxy Paint |  | m2 | 3647 | 46 | 167762 | 53.26 | 194239.22 |  | 25 | 91175
| Note | Note Details
3.79.7 | - | Prapare and apply Ceramic wall Tiles including all necessary wrok as per drawing and specifications DIVISION 9-093013
| Item Code | Description | Item Remarks | Unit of Measurement | Quantity/Base Price | Unit Price/Discount % (Excluding VAT) | Total | Unit Price/Discount % (Excluding VAT) | Total |  | Unit Price/Discount % (Excluding VAT) | Total
3.79.8 | B8.7.3 | (*) Ceramic wall Tiles |  | m2 | 167 | 95 | 15865 | 216.02 | 36075.34 |  | 165 | 27555
| Note | Note Details
3.79.9 | - | Prapare and apply paint on Plaster including all necessary wrok as per drawing and specifications
| Item Code | Description | Item Remarks | Unit of Measurement | Quantity/Base Price | Unit Price/Discount % (Excluding VAT) | Total | Unit Price/Discount % (Excluding VAT) | Total |  | Unit Price/Discount % (Excluding VAT) | Total
3.79.10 | B8.7.4 | (*) Anti Fungus above False ceiling |  | m2 | 135 | 18 | 2430 | 41.43 | 5593.05 |  | 15 | 2025
| Note | Note Details
3.79.11 | - | Floor Finishes
3.79.12 | - | Supply and fix Epoxy Paint on cement screed including all necessary wrok as per drawing and specifications DIVISION 9-096723
| Item Code | Description | Item Remarks | Unit of Measurement | Quantity/Base Price | Unit Price/Discount % (Excluding VAT) | Total | Unit Price/Discount % (Excluding VAT) | Total |  | Unit Price/Discount % (Excluding VAT) | Total
3.79.13 | B8.7.5 | (*) Epoxy Paint over Slab on Grade ( Measured elsewhere ) |  | m2 | 3444 | 52 | 179088 | 109.01 | 375430.44 |  | 165 | 568260
| Note | Note Details
3.79.14 | - | Supply and fill Copmacted soil and cement screed including all necessary wrok as per drawing and specifications
| Item Code | Description | Item Remarks | Unit of Measurement | Quantity/Base Price | Unit Price/Discount % (Excluding VAT) | Total | Unit Price/Discount % (Excluding VAT) | Total |  | Unit Price/Discount % (Excluding VAT) | Total
3.79.15 | B8.7.6 | (*) Copmacted soil layer above grade slab 20cm with 20cm sand layer |  | m2 | 3444 | 78 | 268632 | 39.96 | 137622.24 |  | 40 | 137760
| Note | Note Details
3.79.16 | - | Supply and fix Ceramic Floor Tiles including all necessary wrok as per drawing and specifications DIVISION 9-093013
| Item Code | Description | Item Remarks | Unit of Measurement | Quantity/Base Price | Unit Price/Discount % (Excluding VAT) | Total | Unit Price/Discount % (Excluding VAT) | Total |  | Unit Price/Discount % (Excluding VAT) | Total
3.79.17 | B8.7.7 | (*) Ceramic Floor Tiles |  | m2 | 74 | 95 | 7030 | 234.66 | 17364.84 |  | 185 | 13690
| Note | Note Details
3.79.18 | - | GRP, including all necessary wrok as per drawing and specifications
| Item Code | Description | Item Remarks | Unit of Measurement | Quantity/Base Price | Unit Price/Discount % (Excluding VAT) | Total | Unit Price/Discount % (Excluding VAT) | Total |  | Unit Price/Discount % (Excluding VAT) | Total
3.79.19 | B8.7.9 | (*) GRP For Drinking Boxes |  | m2 | 135 | 350 | 47250 | 887.74 | 119844.9 |  | 330 | 44550
| Note | Note Details
3.79.20 | - | Ceiling Finishes
3.79.21 | - | Supply And Fix Aluminium Tiles including all necessary wrok as per drawing and specifications DIVISION 9-095133
| Item Code | Description | Item Remarks | Unit of Measurement | Quantity/Base Price | Unit Price/Discount % (Excluding VAT) | Total | Unit Price/Discount % (Excluding VAT) | Total |  | Unit Price/Discount % (Excluding VAT) | Total
3.79.22 | B8.7.10 | (*) Aluminium Tiles |  | m2 | 60 | 250 | 15000 | 272.24 | 16334.4 |  | 250 | 15000
| Note | Note Details
3.79.23 | - | Prapare and apply paint on Plaster including all necessary wrok as per drawing and specifications DIVISION 9-099123
| Item Code | Description | Item Remarks | Unit of Measurement | Quantity/Base Price | Unit Price/Discount % (Excluding VAT) | Total | Unit Price/Discount % (Excluding VAT) | Total |  | Unit Price/Discount % (Excluding VAT) | Total
3.79.24 | B8.7.11 | (*) Epoxy Paint |  | m2 | 255 | 48 | 12240 | 53.26 | 13581.3 |  | 30 | 7650
| Note | Note Details
3.79.25 | - | Backgrounds
3.79.26 | - | Supply and apply ready mixed sand cement plaster with all related accessories mesh, angles, etc., as per drawings and specifications. Cement plaster finish to internal surfaces
| Item Code | Description | Item Remarks | Unit of Measurement | Quantity/Base Price | Unit Price/Discount % (Excluding VAT) | Total | Unit Price/Discount % (Excluding VAT) | Total |  | Unit Price/Discount % (Excluding VAT) | Total
3.79.27 | B8.7.12 | (*) Walls |  | m2 | 3647 | 44 | 160468 | 109.25 | 398434.75 |  | 120 | 437640
3.79.28 | B8.7.13 | (*) ceiling |  | m2 | 255 | 48 | 12240 | 109.25 | 27858.75 |  | 140 | 35700
3.79.29 | B8.7.14 | (*) Elevations |  | m2 | 2460 | 50 | 123000 | 144.76 | 356109.6 |  | 120 | 295200
| Note | Note Details
3.79.30 | - | Additional items
| Item Code | Description | Item Remarks | Unit of Measurement | Quantity/Base Price | Unit Price/Discount % (Excluding VAT) | Total | Unit Price/Discount % (Excluding VAT) | Total |  | Unit Price/Discount % (Excluding VAT) | Total
3.79.31 | AI | (*) Contractor may price here any items which has been shown in the Contract drawings or any other Contract Documents but overlooked or not specifically mentioned inthe schedule of items and is necessary for the satisfactory completion of the Works. Should the Contractor fail to insert any item here, it will be deemed that lump sum Contract Price includes all such items and no claims for additional items will be entertained. |  | Item | 1 | 0 | 0 | 0 | 0 |  | 0 | 0
| Note | Note Details
3.79.32 | - | Please attach one PDF file to be named "Additional Items for (insert bill no/name & Section No/name)" for the details of these additional items in the additional attachment area at the end of the BOQ.
3.80 BOH - B8-08 ACCESSORIES - B.O.H BUILDING | [5 empty] | 9 (out of 9) | 479650 | 9 (out of 9) | 684150.08 |  | 9 (out of 9) | 730500
| Note | Note Details
3.80.1 | - | Wooden Cabinet
3.80.2 | - | Supply and install Cabinet ,including all accessories needed for installation as per mention in drawings & specifications
| Item Code | Description | Item Remarks | Unit of Measurement | Quantity/Base Price | Unit Price/Discount % (Excluding VAT) | Total | Unit Price/Discount % (Excluding VAT) | Total |  | Unit Price/Discount % (Excluding VAT) | Total
3.80.3 | B8.8.1 | (*) Kitchen Cabinets |  | m | 7 | 3750 | 26250 | 4142.78 | 28999.46 |  | 3000 | 21000
| Note | Note Details
3.80.4 | - | Lockers
3.80.5 | - | Lockers,including all accessories needed for installation as per mention in drawings & specifications
| Item Code | Description | Item Remarks | Unit of Measurement | Quantity/Base Price | Unit Price/Discount % (Excluding VAT) | Total | Unit Price/Discount % (Excluding VAT) | Total |  | Unit Price/Discount % (Excluding VAT) | Total
3.80.6 | B8.8.2 | (*) Lockers |  | No. | 12 | 1900 | 22800 | 0 | 0 |  | 0 | 0
| Note | Note Details
3.80.7 | - | Feeders
3.80.8 | - | Feeders,including all accessories needed for installation as per mention in drawings & specifications
| Item Code | Description | Item Remarks | Unit of Measurement | Quantity/Base Price | Unit Price/Discount % (Excluding VAT) | Total | Unit Price/Discount % (Excluding VAT) | Total |  | Unit Price/Discount % (Excluding VAT) | Total
3.80.9 | B8.8.3 | (*) Feeders |  | No. | 6 | 1600 | 9600 | 1183.65 | 7101.9 |  | 2000 | 12000
| Note | Note Details
3.80.10 | - | Exibit Trees
3.80.11 | - | Exibit Trees,as per drawings and specifications.
| Item Code | Description | Item Remarks | Unit of Measurement | Quantity/Base Price | Unit Price/Discount % (Excluding VAT) | Total | Unit Price/Discount % (Excluding VAT) | Total |  | Unit Price/Discount % (Excluding VAT) | Total
3.80.12 | B8.8.4 | (*) Exibit Trees |  | No. | 6 | 65000 | 390000 | 107120.38 | 642722.28 |  | 100000 | 600000
| Note | Note Details
3.80.13 | - | Signage
3.80.14 | - | Supply and install Signage ,including all accessories needed for installation as per mention in drawings & specifications
| Item Code | Description | Item Remarks | Unit of Measurement | Quantity/Base Price | Unit Price/Discount % (Excluding VAT) | Total | Unit Price/Discount % (Excluding VAT) | Total |  | Unit Price/Discount % (Excluding VAT) | Total
3.80.15 | B8.8.5 | (*) WAYFINDIND DIRECTIONAL SIGN / PERMANENT |  | Item | 1 | 7000 | 7000 | 1538.75 | 1538.75 |  | 17500 | 17500
3.80.16 | B8.8.6 | (*) SPECIAL FUNCTION SIGN |  | Item | 1 | 12000 | 12000 | 1302.02 | 1302.02 |  | 20000 | 20000
3.80.17 | B8.8.7 | (*) ROOM SIGN / PERMANENT |  | Item | 1 | 5000 | 5000 | 1893.84 | 1893.84 |  | 50000 | 50000
3.80.18 | B8.8.8 | (*) FULLY COMPLIANT, MANDATORY INTERIOR FIRE AND SAFETY SIGNS/ refer to architectural set, |  | Item | 1 | 7000 | 7000 | 591.83 | 591.83 |  | 10000 | 10000
| Note | Note Details
3.80.19 | - | Additional items
| Item Code | Description | Item Remarks | Unit of Measurement | Quantity/Base Price | Unit Price/Discount % (Excluding VAT) | Total | Unit Price/Discount % (Excluding VAT) | Total |  | Unit Price/Discount % (Excluding VAT) | Total
3.80.20 | AI | (*) Contractor may price here any items which has been shown in the Contract drawings or any other Contract Documents but overlooked or not specifically mentioned inthe schedule of items and is necessary for the satisfactory completion of the Works. Should the Contractor fail to insert any item here, it will be deemed that lump sum Contract Price includes all such items and no claims for additional items will be entertained. |  | Item | 1 | 0 | 0 | 0 | 0 |  | 0 | 0
| Note | Note Details
3.80.21 | - | Please attach one PDF file to be named "Additional Items for (insert bill no/name & Section No/name)" for the details of these additional items in the additional attachment area at the end of the BOQ.
3.81 BOH - B8-09 FURNISHINGS AND EQUIPMENT - B.O.H BUILDING | [5 empty] | 17 (out of 17) | 184650 | 17 (out of 17) | 209979.71 |  | 17 (out of 17) | 311000
| Note | Note Details
3.81.1 | - | Euipments
3.81.2 | - | Supply and install Kitchen Euipments ,including all accessories needed for installation as per mention in drawings & specifications
| Item Code | Description | Item Remarks | Unit of Measurement | Quantity/Base Price | Unit Price/Discount % (Excluding VAT) | Total | Unit Price/Discount % (Excluding VAT) | Total |  | Unit Price/Discount % (Excluding VAT) | Total
3.81.3 | B8.9.1 | (*) Kitchen Euipments |  | Item | 1 | 40000 | 40000 | 11836.51 | 11836.51 |  | 45000 | 45000
| Note | Note Details
3.81.4 | - | Furnutire
3.81.5 | - | Supply Furniture ,including all accessories needed as per mention in drawings & specifications
| Item Code | Description | Item Remarks | Unit of Measurement | Quantity/Base Price | Unit Price/Discount % (Excluding VAT) | Total | Unit Price/Discount % (Excluding VAT) | Total |  | Unit Price/Discount % (Excluding VAT) | Total
3.81.6 | B8.9.2 | (*) F/C-01 |  | No. | 6 | 1850 | 11100 | 591.83 | 3550.98 |  | 2500 | 15000
3.81.7 | B8.9.3 | (*) F/C-02 |  | No. | 4 | 1200 | 4800 | 710.19 | 2840.76 |  | 1500 | 6000
3.81.8 | B8.9.4 | (*) F/T-01 |  | No. | 4 | 1800 | 7200 | 4142.78 | 16571.12 |  | 3000 | 12000
3.81.9 | B8.9.5 | (*) F/TB-01 |  | No. | 1 | 2300 | 2300 | 2367.3 | 2367.3 |  | 5000 | 5000
3.81.10 | B8.9.6 | (*) F/TB-02 |  | No. | 1 | 2500 | 2500 | 1775.48 | 1775.48 |  | 4000 | 4000
3.81.11 | B8.9.7 | (*) F/SSH-01 |  | No. | 2 | 1400 | 2800 | 2959.13 | 5918.26 |  | 8000 | 16000
3.81.12 | B8.9.8 | (*) F/SSH-02 |  | No. | 2 | 1800 | 3600 | 2959.13 | 5918.26 |  | 4000 | 8000
3.81.13 | B8.9.9 | (*) F/S-01 |  | No. | 6 | 1950 | 11700 | 1775.48 | 10652.88 |  | 2500 | 15000
3.81.14 | B8.9.10 | (*) E/W-01 |  | No. | 3 | 6200 | 18600 | 591.83 | 1775.49 |  | 1000 | 3000
3.81.15 | B8.9.11 | (*) E/F-01 |  | No. | 1 | 8500 | 8500 | 3550.95 | 3550.95 |  | 5000 | 5000
3.81.16 | B8.9.12 | (*) E/F-02 |  | No. | 1 | 4500 | 4500 | 8877.38 | 8877.38 |  | 15000 | 15000
3.81.17 | B8.9.13 | (*) E/EB-01 |  | No. | 3 | 5350 | 16050 | 2959.13 | 8877.39 |  | 20000 | 60000
| Note | Note Details
3.81.18 | - | Custom made items.Furnutire
3.81.19 | - | Supply Custom made items.Furniture ,including all accessories needed as per mention in drawings & specifications
3.81.20 | - | Final selection of all items as per clients review and approval.
| Item Code | Description | Item Remarks | Unit of Measurement | Quantity/Base Price | Unit Price/Discount % (Excluding VAT) | Total | Unit Price/Discount % (Excluding VAT) | Total |  | Unit Price/Discount % (Excluding VAT) | Total
3.81.21 | B8.9.14 | (*) E/ST-01 |  | No. | 2 | 12750 | 25500 | 41427.77 | 82855.54 |  | 25000 | 50000
3.81.22 | B8.9.15 | (*) E/C-01 |  | No. | 2 | 3750 | 7500 | 9469.2 | 18938.4 |  | 6000 | 12000
3.81.23 | B8.9.16 | (*) Sanitary ware |  | Item | 1 | 18000 | 18000 | 23673.01 | 23673.01 |  | 40000 | 40000
| Note | Note Details
3.81.24 | - | Additional items
| Item Code | Description | Item Remarks | Unit of Measurement | Quantity/Base Price | Unit Price/Discount % (Excluding VAT) | Total | Unit Price/Discount % (Excluding VAT) | Total |  | Unit Price/Discount % (Excluding VAT) | Total
3.81.25 | AI | (*) Contractor may price here any items which has been shown in the Contract drawings or any other Contract Documents but overlooked or not specifically mentioned inthe schedule of items and is necessary for the satisfactory completion of the Works. Should the Contractor fail to insert any item here, it will be deemed that lump sum Contract Price includes all such items and no claims for additional items will be entertained. |  | Item | 1 | 0 | 0 | 0 | 0 |  | 0 | 0
| Note | Note Details
3.81.26 | - | Please attach one PDF file to be named "Additional Items for (insert bill no/name & Section No/name)" for the details of these additional items in the additional attachment area at the end of the BOQ.
3.82 BOH - B8-10 CONVEYING SYSTEMS - B.O.H BUILDING | [5 empty] | 2 (out of 2) | 240000 | 2 (out of 2) | 355095.19 |  | 2 (out of 2) | 300000
| Note | Note Details
3.82.1 | - | Elevator
3.82.2 | - | Supply and install Elevator ,including all accessories needed for installation as per mention in drawings & specifications
| Item Code | Description | Item Remarks | Unit of Measurement | Quantity/Base Price | Unit Price/Discount % (Excluding VAT) | Total | Unit Price/Discount % (Excluding VAT) | Total |  | Unit Price/Discount % (Excluding VAT) | Total
3.82.3 | B8.10.1 | (*) Elevator |  | Item | 1 | 240000 | 240000 | 355095.19 | 355095.19 |  | 300000 | 300000
| Note | Note Details
3.82.4 | - | Additional items
| Item Code | Description | Item Remarks | Unit of Measurement | Quantity/Base Price | Unit Price/Discount % (Excluding VAT) | Total | Unit Price/Discount % (Excluding VAT) | Total |  | Unit Price/Discount % (Excluding VAT) | Total
3.82.5 | AI | (*) Contractor may price here any items which has been shown in the Contract drawings or any other Contract Documents but overlooked or not specifically mentioned inthe schedule of items and is necessary for the satisfactory completion of the Works. Should the Contractor fail to insert any item here, it will be deemed that lump sum Contract Price includes all such items and no claims for additional items will be entertained. |  | Item | 1 | 0 | 0 | 0 | 0 |  | 0 | 0
| Note | Note Details
3.82.6 | - | Please attach one PDF file to be named "Additional Items for (insert bill no/name & Section No/name)" for the details of these additional items in the additional attachment area at the end of the BOQ.
3.83 BOH - B8-11 MECHANICAL INSTALLATION - B.O.H BUILDING | [5 empty] | 72 (out of 72) | 3813878 | 72 (out of 72) | 3927016.06 |  | 72 (out of 72) | 3568960
| Note | Note Details
3.83.1 | - | Heating, ventilating and air-conditioning
3.83.2 | - | Supply, installation, testing, balancing & commissioning of complete Air Conditioning, Heating & Ventilation ,System as specified complete with in all respects as per drawings, specification, applicable standards, manufacturer recommendations, and as per drawings, mentioned in specification complete in all respects ready to operate including all builders work, coordination with other trades etc but not limited to the following;
| Item Code | Description | Item Remarks | Unit of Measurement | Quantity/Base Price | Unit Price/Discount % (Excluding VAT) | Total | Unit Price/Discount % (Excluding VAT) | Total |  | Unit Price/Discount % (Excluding VAT) | Total
3.83.3 | B8.11.1 | (*) Air Handling Unit (AHU), complete including connection to condensate drain piping, chilled water Pipework, connection to the duct work, necessary flexible connections, vibration isolators in accordance with the manufacturer's recommendations including final electrical connection, control panel, etc.; all in accordance with the specification and drawings |  | No. | 8 | 45250 | 362000 | 195302.35 | 1562418.8 |  | 66000 | 528000
3.83.4 | B8.11.2 | (*) VRF Outdoor Unit complete with necessary Pipework, valves, strainers, flexible connections, thermometers; controls and associated accessories, vibration isolators, comply with manufacturer's details, final electrical connection, control panel and acoustic linings to reduced noise level; condensate drain piping up to the nearest floor drain, etc.; all in accordance with the specification and drawings |  | No. | 9 | 97750 | 879750 | 1775.48 | 15979.32 |  | 72000 | 648000
3.83.5 | B8.11.3 | (*) Supply and return air diffuser |  | No. | 16 | 825 | 13200 | 1775.48 | 28407.68 |  | 360 | 5760
3.83.6 | B8.11.4 | (*) Supply and return air grilles |  | No. | 6 | 825 | 4950 | 1775.48 | 10652.88 |  | 420 | 2520
3.83.7 | B8.11.5 | (*) Volume control damper |  | No. | 131 | 990 | 129690 | 1775.48 | 232587.88 |  | 720 | 94320
3.83.8 | B8.11.6 | (*) Galvanized steel sheet metal, rectangular ductwork complete with insulation and all bends, tees, junctions, transformations, splitters, turning vanes, access panels, bell mouths, pressure dampers, fire dampers, fire retardant sealants for all ductwork passing through fire rated structures and connection to equipment, etc.; all in accordance with the specification and drawings |  | m2 | 807 | 425 | 342975 | 236.73 | 191041.11 |  | 1170 | 944190
3.83.9 | B8.11.7 | (*) Fresh air louvar |  | Item | 1 | 19700 | 19700 | 9469.2 | 9469.2 |  | 3000 | 3000
3.83.10 | B8.11.8 | (*) Jet Diffuser |  | No. | 106 | 800 | 84800 | 4142.78 | 439134.68 |  | 2280 | 241680
3.83.11 | B8.11.9 | (*) Fan Coil Units (FCU) complete with necessary Pipework, ductworks, valves, strainers, flexible connections, thermometers; controls and associated accessories, vibration isolators, sound liner, attenuators comply with manufacturer's details, final electrical connection, control panel and acoustic linings to reduced noise level; condensate drain piping up to the nearest floor drain, etc.; all in accordance with the specification and drawings; Wall Mounted (Decorative) Unit |  | No. | 6 | 11445 | 68670 | 17754.76 | 106528.56 |  | 7200 | 43200
3.83.12 | B8.11.10 | (*) Ditto; Ceiling Suspended (Ducted) Unit |  | No. | 5 | 11445 | 57225 | 17754.76 | 88773.8 |  | 9600 | 48000
3.83.13 | B8.11.11 | (*) Inline Exhaust fans including necessary dampers, controls and associated accessories, connection to duct work and electrical connection with automatic charge over switch, etc.; all in accordance with the specification and drawings |  | No. | 2 | 825 | 1650 | 9469.2 | 18938.4 |  | 4200 | 8400
3.83.14 | B8.11.12 | (*) Exhaust Disc Valve |  | No. | 4 | 660 | 2640 | 4734.6 | 18938.4 |  | 960 | 3840
3.83.15 | B8.11.13 | (*) Exhaust Air Louver |  | No. | 2 | 660 | 1320 | 4142.78 | 8285.56 |  | 900 | 1800
| Note | Note Details
3.83.16 | - | Drainage system
3.83.17 | - | Supply, install and commission Drainage, uPVC soil ,waste, vent and rain water pipes- above ground and below ground pipes and fittings including supports, brackets, hangers in accordance with the specification including coordination and connection to Sanitary wares as per required to complete Drainage System.
| Item Code | Description | Item Remarks | Unit of Measurement | Quantity/Base Price | Unit Price/Discount % (Excluding VAT) | Total | Unit Price/Discount % (Excluding VAT) | Total |  | Unit Price/Discount % (Excluding VAT) | Total
3.83.18 | B8.11.14 | (*) Floor trap with screw cover |  | No. | 7 | 425 | 2975 | 355.1 | 2485.7 |  | 650 | 4550
3.83.19 | B8.11.15 | (*) Gutter drain |  | m | 200 | 4400 | 880000 | 295.91 | 59182 |  | 850 | 170000
3.83.20 | B8.11.16 | (*) Gully trap with Cover |  | No. | 2 | 965 | 1930 | 1775.48 | 3550.96 |  | 1700 | 3400
3.83.21 | B8.11.17 | (*) Sand trap with Cover |  | No. | 2 | 965 | 1930 | 3550.95 | 7101.9 |  | 7500 | 15000
3.83.22 | B8.11.18 | (*) uPVC pipe work installation including excavation, accessories, fittings and fixings all in accordance to the specification and drawings; 50 mm dia |  | m | 8 | 105 | 840 | 118.37 | 946.96 |  | 55 | 440
3.83.23 | B8.11.19 | (*) Ditto; 110mm dia |  | m | 105 | 125 | 13125 | 142.04 | 14914.2 |  | 90 | 9450
3.83.24 | B8.11.20 | (*) Ditto; 82mm dia |  | m | 24 | 116 | 2784 | 136.12 | 3266.88 |  | 75 | 1800
3.83.25 | B8.11.21 | (*) Floor Clean Out |  | No. | 3 | 315 | 945 | 591.83 | 1775.49 |  | 600 | 1800
3.83.26 | B8.11.22 | (*) Supply and installation of sewerage manhole double sealed cover as per design complying to local regulation; Manhole Cover |  | No. | 3 | 22500 | 67500 | 6448.53 | 19345.59 |  | 3500 | 10500
3.83.27 | B8.11.23 | (*) uPVC pipe work installation including excavation, accessories, fittings and fixings all in accordance to the specification and drawings; 150 mm dia (for manhole connection) |  | m | 30 | 185 | 5550 | 135.71 | 4071.3 |  | 280 | 8400
3.83.28 | B8.11.24 | (*) Rain water pipe 110mm dia |  | m | 36 | 125 | 4500 | 142.04 | 5113.44 |  | 90 | 3240
3.83.29 | B8.11.25 | (*) Soakaway Pit cover with seal |  | No. | 6 | 12000 | 72000 | 4230.64 | 25383.84 |  | 6500 | 39000
| Note | Note Details
3.83.30 | - | Water Supply
| Item Code | Description | Item Remarks | Unit of Measurement | Quantity/Base Price | Unit Price/Discount % (Excluding VAT) | Total | Unit Price/Discount % (Excluding VAT) | Total |  | Unit Price/Discount % (Excluding VAT) | Total
3.83.31 | B8.11.26 | (*) Supply and install water heaters including all necessary valve, thermometers, contactors, transformer, diffuser, heating elements and accessories, etc.; all in accordance with the specification and drawings; |  | No. | 2 | 2560 | 5120 | 1420.38 | 2840.76 |  | 1500 | 3000
3.83.32 | B8.11.27 | (*) Polypropylene pipe and fittings including insulation, accessories and connections; all in accordance with the specification and drawings; 20 mm dia |  | m | 10 | 64 | 640 | 82.86 | 828.6 |  | 45 | 450
3.83.33 | B8.11.28 | (*) Ditto; 25mm dia |  | m | 165 | 67 | 11055 | 88.77 | 14647.05 |  | 50 | 8250
3.83.34 | B8.11.29 | (*) Ditto; 32mm dia |  | m | 20 | 76 | 1520 | 106.53 | 2130.6 |  | 60 | 1200
3.83.35 | B8.11.30 | (*) Ditto; 40mm dia |  | m | 24 | 97 | 2328 | 142.04 | 3408.96 |  | 65 | 1560
3.83.36 | B8.11.31 | (*) Ditto; 50mm dia |  | m | 8 | 105 | 840 | 177.55 | 1420.4 |  | 75 | 600
3.83.37 | B8.11.32 | (*) Hot Polypropylene pipe and fittings including insulation, accessories and connections; all in accordance with the specification and drawings; 20mm dia |  | m | 10 | 64 | 640 | 82.86 | 828.6 |  | 55 | 550
3.83.38 | B8.11.33 | (*) Isolating valve |  | No. | 3 | 760 | 2280 | 2959.13 | 8877.39 |  | 450 | 1350
3.83.39 | B8.11.34 | (*) Water Tap |  | No. | 16 | 175 | 2800 | 1006.1 | 16097.6 |  | 500 | 8000
3.83.40 | B8.11.35 | (*) Water Meter |  | No. | 4 | 5500 | 22000 | 5918.25 | 23673 |  | 2500 | 10000
3.83.41 | B8.11.36 | (*) Water Meter manhole cover |  | No. | 1 | 4500 | 4500 | 4142.78 | 4142.78 |  | 3500 | 3500
3.83.42 | B8.11.37 | (*) Booster pump Set complete including valves, flexible connections, pressure vessel, vibration isolators, safety devices, prewired control panels, DDC with buzzer and flash indicator strainers, foundations and electrical connections to local outlets; all in accordance with the specification and drawings |  | No. | 1 | 21175 | 21175 | 177547.59 | 177547.59 |  | 52000 | 52000
3.83.43 | B8.11.38 | (*) Water GRP tank complete with all interconnecting piping, fittings, valves, etc.; all in accordance with the specification and drawings |  | No. | 1 | 30000 | 30000 | 94692.05 | 94692.05 |  | 22000 | 22000
3.83.44 | B8.11.39 | (*) Main Gate Valve |  | No. | 1 | 1500 | 1500 | 5326.43 | 5326.43 |  | 7500 | 7500
3.83.45 | B8.11.40 | (*) Water Hammer Arrester |  | No. | 6 | 586 | 3516 | 3550.95 | 21305.7 |  | 350 | 2100
| Note | Note Details
3.83.46 | - | Fire protection
3.83.47 | - | Supply and installation, testing, commissioning fire fighting system with all accessories as per ADCD latest code
| Item Code | Description | Item Remarks | Unit of Measurement | Quantity/Base Price | Unit Price/Discount % (Excluding VAT) | Total | Unit Price/Discount % (Excluding VAT) | Total |  | Unit Price/Discount % (Excluding VAT) | Total
3.83.48 | B8.11.41 | (*) Fire hose cabinet |  | No. | 5 | 10325 | 51625 | 8877.38 | 44386.9 |  | 18000 | 90000
3.83.49 | B8.11.42 | (*) Fire extinguishers and equipment complete as specified including supports, brackets, instruction signs and the like; all in accordance with the specification and drawings; 6 kg dry powder fire extinguisher |  | No. | 7 | 525 | 3675 | 473.46 | 3314.22 |  | 420 | 2940
3.83.50 | B8.11.43 | (*) 5 kg co2 fire extinguisher |  | No. | 7 | 425 | 2975 | 532.64 | 3728.48 |  | 400 | 2800
3.83.51 | B8.11.44 | (*) Alarm Check Valve |  | No. | 1 | 17500 | 17500 | 4142.78 | 4142.78 |  | 10000 | 10000
3.83.52 | B8.11.45 | (*) Zone control valve assembly,butterfly valve, water flow switch,test & drain valve, pressure gauge |  | No. | 3 | 17500 | 52500 | 5918.25 | 17754.75 |  | 15000 | 45000
3.83.53 | B8.11.46 | (*) Upright Sprinkler |  | No. | 406 | 380 | 154280 | 532.64 | 216251.84 |  | 350 | 142100
3.83.54 | B8.11.47 | (*) Pendant Sprinkler |  | No. | 9 | 415 | 3735 | 591.83 | 5326.47 |  | 400 | 3600
3.83.55 | B8.11.48 | (*) Wet Riser 65mm dia Pipe for FHC |  | m | 79 | 345 | 27255 | 177.55 | 14026.45 |  | 190 | 15010
3.83.56 | B8.11.49 | (*) Wet Riser 150mm dia Pipe for FHC |  | m | 48 | 482 | 23136 | 189.38 | 9090.24 |  | 320 | 15360
| Note | Note Details
3.83.57 | - | Sprinkler Pipe
| Item Code | Description | Item Remarks | Unit of Measurement | Quantity/Base Price | Unit Price/Discount % (Excluding VAT) | Total | Unit Price/Discount % (Excluding VAT) | Total |  | Unit Price/Discount % (Excluding VAT) | Total
3.83.58 | B8.11.50 | (*) Galvanized Steel wet riser pipe including fittings, valves and accessories; all in accordance with the specification and drawings; 25mm dia. |  | m | 338 | 170 | 57460 | 88.77 | 30004.26 |  | 150 | 50700
3.83.59 | B8.11.51 | (*) Ditto; 32mm dia |  | m | 136 | 205 | 27880 | 124.28 | 16902.08 |  | 160 | 21760
3.83.60 | B8.11.52 | (*) Ditto; 40mm dia |  | m | 251 | 245 | 61495 | 142.04 | 35652.04 |  | 170 | 42670
3.83.61 | B8.11.53 | (*) Ditto; 50mm dia |  | m | 381 | 275 | 104775 | 153.87 | 58624.47 |  | 180 | 68580
3.83.62 | B8.11.54 | (*) Ditto; 65mm dia |  | m | 47 | 345 | 16215 | 159.79 | 7510.13 |  | 190 | 8930
3.83.63 | B8.11.55 | (*) Ditto; 80mm dia |  | m | 27 | 385 | 10395 | 177.55 | 4793.85 |  | 260 | 7020
3.83.64 | B8.11.56 | (*) Ditto; 100mm dia |  | m | 40 | 415 | 16600 | 189.38 | 7575.2 |  | 290 | 11600
3.83.65 | B8.11.57 | (*) Ditto; 150mm dia |  | m | 52 | 482 | 25064 | 207.14 | 10771.28 |  | 320 | 16640
3.83.66 | B8.11.58 | (*) Ditto; 200mm dia |  | m | 15 | 550 | 8250 | 236.73 | 3550.95 |  | 360 | 5400
| Note | Note Details
3.83.67 | - | SUNDRIES:-
| Item Code | Description | Item Remarks | Unit of Measurement | Quantity/Base Price | Unit Price/Discount % (Excluding VAT) | Total | Unit Price/Discount % (Excluding VAT) | Total |  | Unit Price/Discount % (Excluding VAT) | Total
3.83.68 | B8.11.59 | (*) Allow for supports |  | Item | 1 | 4000 | 4000 | 11836.51 | 11836.51 |  | 6000 | 6000
3.83.69 | B8.11.60 | (*) Allow for identifications, tag plates, labels, signage and colour coding for all services. |  | Item | 1 | 1000 | 1000 | 11836.51 | 11836.51 |  | 2000 | 2000
3.83.70 | B8.11.61 | (*) Allow for testing and pre-commissioning |  | Item | 1 | 2000 | 2000 | 17754.76 | 17754.76 |  | 1000 | 1000
3.83.71 | B8.11.62 | (*) Allow for commissioning |  | Item | 1 | 1000 | 1000 | 11836.51 | 11836.51 |  | 1000 | 1000
3.83.72 | B8.11.63 | (*) Allow for tools and spares |  | Item | 1 | 500 | 500 | 11836.51 | 11836.51 |  | 1000 | 1000
3.83.73 | B8.11.64 | (*) Allow for document and certification |  | Item | 1 | 1000 | 1000 | 11836.51 | 11836.51 |  | 2000 | 2000
3.83.74 | B8.11.65 | (*) Allow for co-ordination with other services |  | Item | 1 | 500 | 500 | 11836.51 | 11836.51 |  | 3000 | 3000
3.83.75 | B8.11.66 | (*) Allow for cutting or forming holes, mortises, chases, or the like and making good finishing |  | Item | 1 | 500 | 500 | 17754.76 | 17754.76 |  | 3000 | 3000
3.83.76 | B8.11.67 | (*) Allow for building in or cutting and pinning brackets or the like and making good finishing |  | Item | 1 | 500 | 500 | 11836.51 | 11836.51 |  | 3000 | 3000
3.83.77 | B8.11.68 | (*) Allow for protective painting to all systems |  | Item | 1 | 1000 | 1000 | 11836.51 | 11836.51 |  | 2000 | 2000
3.83.78 | B8.11.69 | (*) Allow for decorative painting to all systems |  | Item | 1 | 500 | 500 | 11836.51 | 11836.51 |  | 2500 | 2500
3.83.79 | B8.11.70 | (*) Allow for drawings, manuals, submittal, samples inspections, instruction books |  | Item | 1 | 2000 | 2000 | 11836.51 | 11836.51 |  | 5000 | 5000
3.83.80 | B8.11.71 | (*) Allow for builders work |  | Item | 1 | 2000 | 2000 | 23673.01 | 23673.01 |  | 15000 | 15000
| Note | Note Details
3.83.81 | - | Additional items
| Item Code | Description | Item Remarks | Unit of Measurement | Quantity/Base Price | Unit Price/Discount % (Excluding VAT) | Total | Unit Price/Discount % (Excluding VAT) | Total |  | Unit Price/Discount % (Excluding VAT) | Total
3.83.82 | AI | (*) Contractor may price here any items which has been shown in the Contract drawings or any other Contract Documents but overlooked or not specifically mentioned inthe schedule of items and is necessary for the satisfactory completion of the Works. Should the Contractor fail to insert any item here, it will be deemed that lump sum Contract Price includes all such items and no claims for additional items will be entertained. |  | Item | 1 | 0 | 0 | 0 | 0 |  | 0 | 0
| Note | Note Details
3.83.83 | - | Please attach one PDF file to be named "Additional Items for (insert bill no/name & Section No/name)" for the details of these additional items in the additional attachment area at the end of the BOQ.
3.84 BOH - B8-12 ELECTRICAL INSTALLATION - B.O.H BUILDING | [5 empty] | 108 (out of 108) | 3249300 | 108 (out of 108) | 2944641.81 |  | 108 (out of 108) | 2448006
| Note | Note Details
3.84.1 | - | Electrical Works
3.84.2 | - | Sub-Main Distribution Board
3.84.3 | - | Supply, install, test and commission Wall mounted/ Free Standing Sub main Distribution Boards including circuit breakers, energy monitoring, conduits, ducts and trays from incoming/Outgoing power supply and all terminations as shown on the Drawings & Specifications for the following:-
| Item Code | Description | Item Remarks | Unit of Measurement | Quantity/Base Price | Unit Price/Discount % (Excluding VAT) | Total | Unit Price/Discount % (Excluding VAT) | Total |  | Unit Price/Discount % (Excluding VAT) | Total
3.84.4 | B8.12.1 | (*) SMDB-BOH |  | No. | 1 | 45000 | 45000 | 21305.71 | 21305.71 |  | 15000 | 15000
| Note | Note Details
3.84.5 | - | Final Distribution Board
3.84.6 | - | Supply, install, test and commission Wall mounted/ Free Standing Final Distribution Boards including circuit breakers, energy monitoring, conduits, ducts and trays from incoming/Outgoing power supply and all terminations as shown on the Drawings & Specifications for the following:-
| Item Code | Description | Item Remarks | Unit of Measurement | Quantity/Base Price | Unit Price/Discount % (Excluding VAT) | Total | Unit Price/Discount % (Excluding VAT) | Total |  | Unit Price/Discount % (Excluding VAT) | Total
3.84.7 | B8.12.2 | (*) DB-GF1 |  | No. | 1 | 7100 | 7100 | 7101.9 | 7101.9 |  | 2800 | 2800
3.84.8 | B8.12.3 | (*) DB-GF2 |  | No. | 1 | 7100 | 7100 | 7101.9 | 7101.9 |  | 3000 | 3000
3.84.9 | B8.12.4 | (*) DB-FF1 |  | No. | 1 | 7100 | 7100 | 7101.9 | 7101.9 |  | 0 | 0
3.84.10 | B8.12.5 | (*) CU-FS |  | No. | 1 | 7100 | 7100 | 6510.08 | 6510.08 |  | 1500 | 1500
3.84.11 | B8.12.6 | (*) DB-P1 |  | No. | 1 | 7100 | 7100 | 6865.17 | 6865.17 |  | 1800 | 1800
3.84.12 | B8.12.7 | (*) DB-P2 |  | No. | 2 | 7100 | 14200 | 6983.54 | 13967.08 |  | 2500 | 5000
| Note | Note Details
3.84.13 | - | CABLES AND CABLES SUPPORT SYSTEMS:-
3.84.14 | - | Supply, install, test and commission of Low Voltage armoured cables including glands, connections, conduits, cable ducts, Cable Trays, GI cable trunking, civil works, cable cleats, earthing cable, fixings and termination complete as shown on Drawings and Specifications
3.84.15 | - | Cables from SMDB to the following
| Item Code | Description | Item Remarks | Unit of Measurement | Quantity/Base Price | Unit Price/Discount % (Excluding VAT) | Total | Unit Price/Discount % (Excluding VAT) | Total |  | Unit Price/Discount % (Excluding VAT) | Total
3.84.16 | B8.12.8 | (*) (4C 6mm2 XLPE/SWA/PVC + 1C 6mm2 CU PVC) |  | m | 613 | 25 | 15325 | 33.14 | 20314.82 |  | 150 | 91950
3.84.17 | B8.12.9 | (*) (4C 10mm2 XLPE/SWA/PVC + 1C 10mm2 CU PVC) |  | m | 526 | 45 | 23670 | 69.84 | 36735.84 |  | 155 | 81530
3.84.18 | B8.12.10 | (*) (4C 35mm2 XLPE/SWA/PVC + 1C 16mm2 CU PVC) |  | m | 20 | 95 | 1900 | 120.73 | 2414.6 |  | 205 | 4100
3.84.19 | B8.12.11 | (*) UPVC Ducts |  | m | 1 | 250 | 250 | 91.43 | 91.43 |  | 5000 | 5000
| Note | Note Details
3.84.20 | - | Cables Trays and Trunking
3.84.21 | - | Internal armoured cables, cable trays, cable ducts, GI cable trunking, civil works etc. including all fixings and termination complete as per shown in schematic diagram, load schedules and drawings.
| Item Code | Description | Item Remarks | Unit of Measurement | Quantity/Base Price | Unit Price/Discount % (Excluding VAT) | Total | Unit Price/Discount % (Excluding VAT) | Total |  | Unit Price/Discount % (Excluding VAT) | Total
3.84.22 | B8.12.12 | (*) GI Trunking 50mm x 50mm |  | Item | 1 | 5500 | 5500 | 5918.25 | 5918.25 |  | 1000 | 1000
3.84.23 | B8.12.13 | (*) GI Trunking 100mm x 100mm |  | Item | 1 | 5500 | 5500 | 5918.25 | 5918.25 |  | 2000 | 2000
3.84.24 | B8.12.14 | (*) GI Trunking 150mm x 150mm |  | Item | 1 | 5500 | 5500 | 5918.25 | 5918.25 |  | 5000 | 5000
3.84.25 | B8.12.15 | (*) 100mm HDGI cable tray |  | Item | 1 | 5500 | 5500 | 8877.38 | 8877.38 |  | 5000 | 5000
3.84.26 | B8.12.16 | (*) 150 mm HDGI cable tray |  | Item | 1 | 5500 | 5500 | 8877.38 | 8877.38 |  | 20000 | 20000
3.84.27 | B8.12.17 | (*) 200 mm HDGI cable tray |  | Item | 1 | 5500 | 5500 | 8877.38 | 8877.38 |  | 10000 | 10000
3.84.28 | B8.12.18 | (*) 300 mm HDGI cable tray |  | Item | 1 | 5500 | 5500 | 11836.51 | 11836.51 |  | 45000 | 45000
| Note | Note Details
3.84.29 | - | DISCONNECTING SWITCHES:-
3.84.30 | - | Supply ,Install, testing and commissioning AC23,IP65 Disconnecting switches including all interconnecting cables, wires , trays and Equipments Points from SMD panels and terminations.
| Item Code | Description | Item Remarks | Unit of Measurement | Quantity/Base Price | Unit Price/Discount % (Excluding VAT) | Total | Unit Price/Discount % (Excluding VAT) | Total |  | Unit Price/Discount % (Excluding VAT) | Total
3.84.31 | B8.12.19 | (*) Single phase Isolator (SPN) IP65 |  | No. | 15 | 900 | 13500 | 1006.1 | 15091.5 |  | 350 | 5250
3.84.32 | B8.12.20 | (*) Three Phase Isolator (TPN) IP 65 |  | No. | 9 | 1200 | 10800 | 1775.48 | 15979.32 |  | 750 | 6750
3.84.33 | B8.12.21 | (*) Three Phase Isolator (TPN) IP 65 |  | No. | 9 | 1200 | 10800 | 1775.48 | 15979.32 |  | 750 | 6750
| Note | Note Details
3.84.34 | - | POWER INSTALLATION:
3.84.35 | - | Wiring Devices Points
3.84.36 | - | Supply ,Install, testing and commissioning complete including points of Wiring devices with cover plates and outlet boxes , wiring cable tray & required all terminations,conduits,boxes , back boxes, couplers, draw boxes, junction boxes, wiring etc complete as per Drawings and Specifications.
| Item Code | Description | Item Remarks | Unit of Measurement | Quantity/Base Price | Unit Price/Discount % (Excluding VAT) | Total | Unit Price/Discount % (Excluding VAT) | Total |  | Unit Price/Discount % (Excluding VAT) | Total
3.84.37 | B8.12.22 | (*) 13A switched single socket outlet |  | No. | 4 | 540 | 2160 | 710.19 | 2840.76 |  | 320 | 1280
3.84.38 | B8.12.23 | (*) 13A switched double socket outlet |  | No. | 24 | 600 | 14400 | 828.56 | 19885.44 |  | 380 | 9120
3.84.39 | B8.12.24 | (*) 13A switched double socket outlet W/P |  | No. | 3 | 700 | 2100 | 887.74 | 2663.22 |  | 500 | 1500
3.84.40 | B8.12.25 | (*) 1 gang 13A,240 V,2 pole weather proof switched socket outlet IP65 |  | No. | 10 | 700 | 7000 | 710.19 | 7101.9 |  | 480 | 4800
3.84.41 | B8.12.26 | (*) 13A switched double socket outlet above bench level |  | No. | 2 | 600 | 1200 | 769.37 | 1538.74 |  | 420 | 840
3.84.42 | B8.12.27 | (*) 13A switched single socket outlet above bench level |  | No. | 1 | 600 | 600 | 710.19 | 710.19 |  | 400 | 400
3.84.43 | B8.12.28 | (*) 16A Industrial socket |  | No. | 1 | 1000 | 1000 | 828.56 | 828.56 |  | 850 | 850
3.84.44 | B8.12.29 | (*) Flexible outlet Above false ceiling |  | No. | 6 | 720 | 4320 | 946.92 | 5681.52 |  | 380 | 2280
3.84.45 | B8.12.30 | (*) Flex outlet for water heater |  | No. | 1 | 720 | 720 | 946.92 | 946.92 |  | 380 | 380
3.84.46 | B8.12.32 | (*) cocker control unit |  | No. | 1 | 3000 | 3000 | 887.74 | 887.74 |  | 500 | 500
3.84.47 | B8.12.33 | (*) Floor box |  | No. | 1 | 2200 | 2200 | 1538.75 | 1538.75 |  | 2500 | 2500
| Note | Note Details
3.84.48 | - | LIGHTING FIXTURES
3.84.49 | - | Supply, install, testing and commissioning complete Light fittings including cabling, wiring, conduits and switches in connections to permanent wiring system
| Item Code | Description | Item Remarks | Unit of Measurement | Quantity/Base Price | Unit Price/Discount % (Excluding VAT) | Total | Unit Price/Discount % (Excluding VAT) | Total |  | Unit Price/Discount % (Excluding VAT) | Total
3.84.50 | B8.12.34 | (*) Electrical points for Type L1 |  | No. | 10 | 1360 | 13600 | 1065.29 | 10652.9 |  | 550 | 5500
3.84.51 | B8.12.35 | (*) Electrical points for Type L2 |  | No. | 14 | 1420 | 19880 | 1124.47 | 15742.58 |  | 550 | 7700
3.84.52 | B8.12.37 | (*) Electrical points for Type L4 |  | No. | 4 | 1340 | 5360 | 1006.1 | 4024.4 |  | 380 | 1520
3.84.53 | B8.12.39 | (*) Electrical points for Type L6 |  | No. | 24 | 1550 | 37200 | 1154.06 | 27697.44 |  | 535 | 12840
3.84.54 | B8.12.40 | (*) Electrical points for Type L7 |  | No. | 8 | 1860 | 14880 | 1420.38 | 11363.04 |  | 1215 | 9720
3.84.55 | B8.12.41 | (*) Electrical points for Type HB |  | No. | 84 | 3500 | 294000 | 1538.75 | 129255 |  | 2890 | 242760
3.84.56 | B8.12.42 | (*) Surface Mountain Self Contained Non Maintained, 3 Hours Duration 1x12W Emergency Light |  | No. | 53 | 1200 | 63600 | 1775.48 | 94100.44 |  | 750 | 39750
3.84.57 | B8.12.43 | (*) Self Contained and Maintained, 3 Hours Duration 1x8W Exit Light |  | No. | 10 | 1200 | 12000 | 1479.56 | 14795.6 |  | 915 | 9150
3.84.58 | B8.12.44 | (*) Self Contained and Maintained, 3 Hours Duration 1x8W Exit Light with indication Arrow |  | No. | 2 | 1200 | 2400 | 1657.11 | 3314.22 |  | 1053 | 2106
| Note | Note Details
3.84.59 | - | WIRING DEVICES & ACCESSORIES
3.84.60 | - | Supply, install and connect the following devices including device boxes, cover, plates, conduits and wiring between devices and distribution boards, switch panels, etc. as per drawings:
| Item Code | Description | Item Remarks | Unit of Measurement | Quantity/Base Price | Unit Price/Discount % (Excluding VAT) | Total | Unit Price/Discount % (Excluding VAT) | Total |  | Unit Price/Discount % (Excluding VAT) | Total
3.84.61 | B8.12.45 | (*) 20A double pole switch |  | No. | 8 | 600 | 4800 | 887.74 | 7101.92 |  | 380 | 3040
3.84.62 | B8.12.46 | (*) One way one gang lighting grid switch |  | No. | 10 | 500 | 5000 | 769.37 | 7693.7 |  | 320 | 3200
3.84.63 | B8.12.47 | (*) One way Two gang lighting grid switch |  | No. | 2 | 550 | 1100 | 1006.1 | 2012.2 |  | 380 | 760
| Note | Note Details
3.84.64 | - | LIGHTING CONTROL SYSTEM:
3.84.65 | - | Supply, install, test and commission complete lighting control system including, cabling, wiring, termination and power connections ,(Data if required)conduits, back boxes, couplers, accessories and suitable for each rooms, halls, corridors and offices and all place at the bulding with all required software and programming activities for all components of the system to the Specification ,shown on Drawings and operation performance requested by the Engineer and not limited to the following .
| Item Code | Description | Item Remarks | Unit of Measurement | Quantity/Base Price | Unit Price/Discount % (Excluding VAT) | Total | Unit Price/Discount % (Excluding VAT) | Total |  | Unit Price/Discount % (Excluding VAT) | Total
3.84.66 | B8.12.48 | (*) Overide Switch |  | Item | 1 | 7500 | 7500 | 5918.25 | 5918.25 |  | 10000 | 10000
3.84.67 | B8.12.49 | (*) 360 Motion sensor |  | Item | 1 | 8500 | 8500 | 1183.65 | 1183.65 |  | 20000 | 20000
3.84.68 | B8.12.50 | (*) Lighting Control Panel |  | No. | 1 | 27000 | 27000 | 23673.01 | 23673.01 |  | 60000 | 60000
3.84.69 | B8.12.51 | (*) LCD Touch screen |  | No. | 1 | 12500 | 12500 | 8285.55 | 8285.55 |  | 5000 | 5000
3.84.70 | B8.12.52 | (*) Photocell & timer switcher W/P IP54 |  | No. | 3 | 4750 | 14250 | 8285.55 | 24856.65 |  | 2000 | 6000
3.84.71 | B8.12.53 | (*) Conduites, wiring, cables, termination, trunking, ,junction boxes,earthing and trays etc related to Lighting control system |  | Item | 1 | 4500 | 4500 | 29591.27 | 29591.27 |  | 150000 | 150000
| Note | Note Details
3.84.72 | - | COMMUNICATION SYSTEMS
3.84.73 | - | TELECOMMUNICATION SYSTEM:-
3.84.74 | - | Supply, install, testing and commissioning complete Telecom System Equipments Points & Accessories including connection and terminations as per Client Requirements, drawings ,Specifications and as per latest Etisalat regulations.
| Item Code | Description | Item Remarks | Unit of Measurement | Quantity/Base Price | Unit Price/Discount % (Excluding VAT) | Total | Unit Price/Discount % (Excluding VAT) | Total |  | Unit Price/Discount % (Excluding VAT) | Total
3.84.75 | B8.12.54 | (*) IDF |  | No. | 1 | 12000 | 12000 | 11836.51 | 11836.51 |  | 35000 | 35000
3.84.76 | B8.12.55 | (*) Dual RJ 45outlet |  | No. | 9 | 600 | 5400 | 946.92 | 8522.28 |  | 720 | 6480
3.84.77 | B8.12.56 | (*) Patch panel |  | No. | 2 | 1000 | 2000 | 17754.76 | 35509.52 |  | 2500 | 5000
3.84.78 | B8.12.57 | (*) 24 POE port switch |  | No. | 2 | 5300 | 10600 | 17754.76 | 35509.52 |  | 6000 | 12000
3.84.79 | B8.12.58 | (*) Conduites, wiring, cables, termination, trunking, ,junction boxes,earthing and trays etc related to telecommunication system |  | Item | 1 | 6500 | 6500 | 29591.27 | 29591.27 |  | 120000 | 120000
| Note | Note Details
3.84.80 | - | Cables Trays and Trunking
3.84.81 | - | cable trays, cable ducts, GI cable trunking, civil works etc. including all fixings and termination complete as per shown in schematic diagram, load schedules drawings and requirments
| Item Code | Description | Item Remarks | Unit of Measurement | Quantity/Base Price | Unit Price/Discount % (Excluding VAT) | Total | Unit Price/Discount % (Excluding VAT) | Total |  | Unit Price/Discount % (Excluding VAT) | Total
3.84.82 | B8.12.59 | (*) GI Trunking 50mm x 50mm |  | Item | 1 | 5500 | 5500 | 8877.38 | 8877.38 |  | 0 | 0
3.84.83 | B8.12.60 | (*) GI Trunking 100mm x 100mm |  | Item | 1 | 5500 | 5500 | 10061.03 | 10061.03 |  | 0 | 0
3.84.84 | B8.12.61 | (*) GI Trunking 150mm x 150mm |  | Item | 1 | 5500 | 5500 | 10356.94 | 10356.94 |  | 0 | 0
3.84.85 | B8.12.62 | (*) 100mm HDGI cable tray |  | Item | 1 | 5500 | 5500 | 9469.2 | 9469.2 |  | 0 | 0
3.84.86 | B8.12.63 | (*) 150mm HDGI cable tray |  | Item | 1 | 5500 | 5500 | 10061.03 | 10061.03 |  | 0 | 0
| Note | Note Details
3.84.87 | - | ACCESS CONTROL SYSTEM
3.84.88 | - | install, test and commission a Door access control system as specified here under and shown on the drawings and secification
| Item Code | Description | Item Remarks | Unit of Measurement | Quantity/Base Price | Unit Price/Discount % (Excluding VAT) | Total | Unit Price/Discount % (Excluding VAT) | Total |  | Unit Price/Discount % (Excluding VAT) | Total
3.84.89 | B8.12.64 | (*) Card Reader |  | No. | 2 | 800 | 1600 | 651.01 | 1302.02 |  | 2500 | 5000
3.84.90 | B8.12.65 | (*) Exit button |  | No. | 2 | 800 | 1600 | 1775.48 | 3550.96 |  | 500 | 1000
3.84.91 | B8.12.66 | (*) Door contact |  | No. | 2 | 800 | 1600 | 887.74 | 1775.48 |  | 500 | 1000
3.84.92 | B8.12.67 | (*) Magnetic lock |  | No. | 2 | 800 | 1600 | 887.74 | 1775.48 |  | 1500 | 3000
3.84.93 | B8.12.68 | (*) 24 port switch |  | No. | 1 | 4500 | 4500 | 17754.76 | 17754.76 |  | 6000 | 6000
3.84.94 | B8.12.69 | (*) patch panel |  | No. | 1 | 1000 | 1000 | 17754.76 | 17754.76 |  | 2500 | 2500
3.84.95 | B8.12.70 | (*) wiring, , termination etc related work to Access control system |  | Item | 1 | 6500 | 6500 | 23673.01 | 23673.01 |  | 15000 | 15000
| Note | Note Details
3.84.96 | - | CCTV System Installation
3.84.97 | - | Allow for all necessary works in connection with CCTV installation complete including supply, installation, testing and commissioning as per the drawings and/or the specifications
3.84.98 | - | Complete CCTV system including NVR,work station,CAT6 cabling ,power caling... ETC and all devices / elements as shown on the drawings and/or in specification including supply, installation, connections, testing & commissioning and documentation. Include all builders work, fixing accessories, wires/ cables, tagging, cable tray with cover, trunking, conduits, supports, back boxes,couplers and accessories as required
| Item Code | Description | Item Remarks | Unit of Measurement | Quantity/Base Price | Unit Price/Discount % (Excluding VAT) | Total | Unit Price/Discount % (Excluding VAT) | Total |  | Unit Price/Discount % (Excluding VAT) | Total
3.84.99 | B8.12.71 | (*) Dome type camera IP (Day & Night) POE ,Recognize |  | No. | 18 | 10000 | 180000 | 4888.48 | 87992.64 |  | 6000 | 108000
3.84.100 | B8.12.72 | (*) Fixed camera IP (DAY & Night )POE weather proof ,Recongize |  | No. | 31 | 10000 | 310000 | 7724.5 | 239459.5 |  | 9500 | 294500
3.84.101 | B8.12.73 | (*) port switch |  | No. | 2 | 3000 | 6000 | 1331.61 | 2663.22 |  | 0 | 0
3.84.102 | B8.12.74 | (*) 24 POE port switch |  | No. | 2 | 4000 | 8000 | 33142.22 | 66284.44 |  | 6500 | 13000
3.84.103 | B8.12.75 | (*) video manager server |  | No. | 2 | 210000 | 420000 | 88773.8 | 177547.6 |  | 25000 | 50000
3.84.104 | B8.12.76 | (*) Storage server 92 TB |  | No. | 2 | 550000 | 1100000 | 224893.62 | 449787.24 |  | 50000 | 100000
3.84.105 | B8.12.77 | (*) Patch panel |  | No. | 2 | 800 | 1600 | 17754.76 | 35509.52 |  | 2500 | 5000
3.84.106 | B8.12.78 | (*) Conduites, wiring, patch panels, cables, termination, trunking, ,junction boxes,earthing and trays... etc related work required for CCTV system |  | Item | 1 | 25000 | 25000 | 41427.77 | 41427.77 |  | 200000 | 200000
| Note | Note Details
3.84.107 | - | Uninterruptible Power Supply
3.84.108 | - | Supply, install, test and commission of UPS including battery bank, rectifier, inverters static by pass switch, control panel, ducts, cable terminations, cable tray, conduits, civil works, etc. in accordance with the site conditions, Requirements, Drawings and Specification.
| Item Code | Description | Item Remarks | Unit of Measurement | Quantity/Base Price | Unit Price/Discount % (Excluding VAT) | Total | Unit Price/Discount % (Excluding VAT) | Total |  | Unit Price/Discount % (Excluding VAT) | Total
3.84.109 | B8.12.79 | (*) 5 KVA UPS (for racks) |  | No. | 3 | 45000 | 135000 | 26040.31 | 78120.93 |  | 25000 | 75000
| Note | Note Details
3.84.110 | - | Earthing & bonding System
| Item Code | Description | Item Remarks | Unit of Measurement | Quantity/Base Price | Unit Price/Discount % (Excluding VAT) | Total | Unit Price/Discount % (Excluding VAT) | Total |  | Unit Price/Discount % (Excluding VAT) | Total
3.84.111 | B8.12.80 | (*) Supply, install ,testing and commissioning with all accessories of the earthing and bonding system complete including Earth Bar main earth electrodes , earthing continuity conductors ,bonding conductors and earth pit etc, as specified. |  | Item | 1 | 25000 | 25000 | 17754.76 | 17754.76 |  | 30000 | 30000
| Note | Note Details
3.84.112 | - | Lightning Protection System
3.84.113 | - | Supply, install, test and commission complete lightning protection system air termination network, fitting and connection complete in accordance with Specifications and Drawings.
| Item Code | Description | Item Remarks | Unit of Measurement | Quantity/Base Price | Unit Price/Discount % (Excluding VAT) | Total | Unit Price/Discount % (Excluding VAT) | Total |  | Unit Price/Discount % (Excluding VAT) | Total
3.84.114 | B8.12.81 | (*) Earth pit |  | Item | 1 | 10500 | 10500 | 7101.9 | 7101.9 |  | 30000 | 30000
3.84.115 | B8.12.82 | (*) Free standing air terminal for protection of mechanical |  | Item | 1 | 2500 | 2500 | 5918.25 | 5918.25 |  | 3000 | 3000
3.84.116 | B8.12.83 | (*) Thermo weld in all joints |  | Item | 1 | 2500 | 2500 | 5918.25 | 5918.25 |  | 2000 | 2000
3.84.117 | B8.12.84 | (*) Copper tape down conductor |  | Item | 1 | 2500 | 2500 | 5918.25 | 5918.25 |  | 5000 | 5000
3.84.118 | B8.12.85 | (*) Down conductor to earth pit |  | Item | 1 | 2500 | 2500 | 5326.43 | 5326.43 |  | 2000 | 2000
3.84.119 | B8.12.86 | (*) 1C 70mm² PVC/SC direct buried cable |  | Item | 1 | 2500 | 2500 | 1775.48 | 1775.48 |  | 15000 | 15000
3.84.120 | B8.12.87 | (*) 25x 3mm bare copper tape lightning protection air terminal |  | Item | 1 | 2500 | 2500 | 10061.03 | 10061.03 |  | 55000 | 55000
| Note | Note Details
3.84.121 | - | FIRE ALARM & SECURITY SYSTEMS
3.84.122 | - | ANALOGUE ADDRESSABLE FIRE ALARM SYSTEM
3.84.123 | - | Fire Alarm Installation
3.84.124 | - | Allow for all necessary works in connection with fire alarm installation complete including supply, installation, testing and commissioning as per the drawings and/or the specifications
3.84.125 | - | Complete addressable fire alarm system including all devices / elements as shown on the drawings and/or in specification including supply, installation, connections, testing & commissioning and documentation. Include all builders work, detector base, fixing accessories, fire resistant cables, tagging, cable tray with cover, trunking, conduits, supports, back boxes, couplers and accessories as required.
| Item Code | Description | Item Remarks | Unit of Measurement | Quantity/Base Price | Unit Price/Discount % (Excluding VAT) | Total | Unit Price/Discount % (Excluding VAT) | Total |  | Unit Price/Discount % (Excluding VAT) | Total
3.84.126 | B8.12.88 | (*) Addressable Fire Alarm control panel |  | No. | 1 | 13200 | 13200 | 71019.04 | 71019.04 |  | 25000 | 25000
3.84.127 | B8.12.89 | (*) Addressable Monitor panel for emergency light |  | No. | 1 | 33000 | 33000 | 35509.52 | 35509.52 |  | 55000 | 55000
3.84.128 | B8.12.90 | (*) Addressable Smoke detector |  | No. | 21 | 465 | 9765 | 1479.56 | 31070.76 |  | 350 | 7350
3.84.129 | B8.12.91 | (*) Addressable heat detector |  | No. | 3 | 400 | 1200 | 1420.38 | 4261.14 |  | 450 | 1350
3.84.130 | B8.12.92 | (*) BEAM SMOKE DETECTOR TRANSMITTER/RECEIVER |  | No. | 8 | 860 | 6880 | 2367.3 | 18938.4 |  | 1000 | 8000
3.84.131 | B8.12.93 | (*) Addressable manual call point |  | No. | 4 | 465 | 1860 | 1479.56 | 5918.24 |  | 500 | 2000
3.84.132 | B8.12.94 | (*) Addressable Fire Alarm sounder with strobe weather proof |  | No. | 6 | 880 | 5280 | 1420.38 | 8522.28 |  | 650 | 3900
3.84.133 | B8.12.95 | (*) Monitor Module |  | No. | 19 | 600 | 11400 | 2959.13 | 56223.47 |  | 1500 | 28500
3.84.134 | B8.12.96 | (*) conduits, cabling, trays, ducts, trunking related to fire alarm system. |  | Item | 1 | 9500 | 9500 | 35509.52 | 35509.52 |  | 15000 | 15000
| Note | Note Details
3.84.135 | - | ENERGY MONITORING SYSTEM
| Item Code | Description | Item Remarks | Unit of Measurement | Quantity/Base Price | Unit Price/Discount % (Excluding VAT) | Total | Unit Price/Discount % (Excluding VAT) | Total |  | Unit Price/Discount % (Excluding VAT) | Total
3.84.136 | B8.12.97 | (*) Supply , Install, Test & commission complete energy monitoring system as per Estedama requirements & as per drawinhs & specification including energy meters |  | Item | 1 | 25000 | 25000 | 325503.92 | 325503.92 |  | 90000 | 90000
| Note | Note Details
3.84.137 | - | SUNDRIES:-
| Item Code | Description | Item Remarks | Unit of Measurement | Quantity/Base Price | Unit Price/Discount % (Excluding VAT) | Total | Unit Price/Discount % (Excluding VAT) | Total |  | Unit Price/Discount % (Excluding VAT) | Total
3.84.138 | B8.12.98 | (*) Allow for supports |  | Item | 1 | 5000 | 5000 | 11836.51 | 11836.51 |  | 15000 | 15000
3.84.139 | B8.12.99 | (*) Allow for identifications, tag plates, labels, signage and colour coding for all services. |  | Item | 1 | 1500 | 1500 | 11836.51 | 11836.51 |  | 2500 | 2500
3.84.140 | B8.12.100 | (*) Allow for testing and pre-commissioning |  | Item | 1 | 1000 | 1000 | 17754.76 | 17754.76 |  | 500 | 500
3.84.141 | B8.12.101 | (*) Allow for commissioning |  | Item | 1 | 1000 | 1000 | 11836.51 | 11836.51 |  | 500 | 500
3.84.142 | B8.12.102 | (*) Allow for tools and spares |  | Item | 1 | 1000 | 1000 | 11836.51 | 11836.51 |  | 500 | 500
3.84.143 | B8.12.103 | (*) Allow for document and certification |  | Item | 1 | 1000 | 1000 | 11836.51 | 11836.51 |  | 1500 | 1500
3.84.144 | B8.12.104 | (*) Allow for co-ordination with other services |  | Item | 1 | 500 | 500 | 11836.51 | 11836.51 |  | 5000 | 5000
3.84.145 | B8.12.105 | (*) Allow for cutting or forming holes, mortises, chases, or the like and making good finishing |  | Item | 1 | 500 | 500 | 17754.76 | 17754.76 |  | 5000 | 5000
3.84.146 | B8.12.106 | (*) Allow for building in or cutting and pinning brackets or the like and making good finishing |  | Item | 1 | 500 | 500 | 11836.51 | 11836.51 |  | 5000 | 5000
3.84.147 | B8.12.107 | (*) Allow for protective painting to all systems |  | Item | 1 | 1000 | 1000 | 11836.51 | 11836.51 |  | 3000 | 3000
3.84.148 | B8.12.108 | (*) Allow for decorative painting to all systems |  | Item | 1 | 500 | 500 | 11836.51 | 11836.51 |  | 2000 | 2000
3.84.149 | B8.12.109 | (*) Allow for drawings, manuals, submittal, samples inspections, instruction books |  | Item | 1 | 2000 | 2000 | 11836.51 | 11836.51 |  | 5000 | 5000
3.84.150 | B8.12.110 | (*) Allow for builders work |  | Item | 1 | 2000 | 2000 | 23673.01 | 23673.01 |  | 35000 | 35000
| Note | Note Details
3.84.151 | - | Additional items
| Item Code | Description | Item Remarks | Unit of Measurement | Quantity/Base Price | Unit Price/Discount % (Excluding VAT) | Total | Unit Price/Discount % (Excluding VAT) | Total |  | Unit Price/Discount % (Excluding VAT) | Total
3.84.152 | AI | (*) Contractor may price here any items which has been shown in the Contract drawings or any other Contract Documents but overlooked or not specifically mentioned inthe schedule of items and is necessary for the satisfactory completion of the Works. Should the Contractor fail to insert any item here, it will be deemed that lump sum Contract Price includes all such items and no claims for additional items will be entertained. |  | Item | 1 | 0 | 0 | 0 | 0 |  | 0 | 0
| Note | Note Details
3.84.153 | - | Please attach one PDF file to be named "Additional Items for (insert bill no/name & Section No/name)" for the details of these additional items in the additional attachment area at the end of the BOQ.
3.85 BOH - BILL NO 08.A. - EXTERNAL WORKS AT B.O.H. | [5 empty] | 0 (out of 0) | 2204178 | 0 (out of 0) | 5407623.01 |  | 0 (out of 0) | 12095520
3.86 BOH - BILL NO 08.01 - EXTERNAL WORKS - B.O.H. | [5 empty] | 16 (out of 16) | 2204178 | 16 (out of 16) | 5407623.01 |  | 16 (out of 16) | 12095520
| Note | Note Details
3.86.1 | - | External Work
3.86.2 | - | Trees :
3.86.3 | - | Trees : as per mention in drawings & specifications
| Item Code | Description | Item Remarks | Unit of Measurement | Quantity/Base Price | Unit Price/Discount % (Excluding VAT) | Total | Unit Price/Discount % (Excluding VAT) | Total |  | Unit Price/Discount % (Excluding VAT) | Total
3.86.4 | B8.13.1 | (*) KIP |  | No. | 28 | 2650 | 74200 | 4734.6 | 132568.8 |  | 13000 | 364000
3.86.5 | B8.13.2 | (*) FIS |  | No. | 3 | 2600 | 7800 | 4734.6 | 14203.8 |  | 3000 | 9000
| Note | Note Details
3.86.6 | - | Grass & Ground cover
3.86.7 | - | Grass & Ground cover, as per mention in drawings & specifications
| Item Code | Description | Item Remarks | Unit of Measurement | Quantity/Base Price | Unit Price/Discount % (Excluding VAT) | Total | Unit Price/Discount % (Excluding VAT) | Total |  | Unit Price/Discount % (Excluding VAT) | Total
3.86.8 | B8.13.3 | (*) SAR |  | m2 | 1200 | 56 | 67200 | 104.46 | 125352 |  | 300 | 360000
| Note | Note Details
3.86.9 | - | Pond
3.86.10 | - | Pond,including all works , as per mention in drawings & specifications
| Item Code | Description | Item Remarks | Unit of Measurement | Quantity/Base Price | Unit Price/Discount % (Excluding VAT) | Total | Unit Price/Discount % (Excluding VAT) | Total |  | Unit Price/Discount % (Excluding VAT) | Total
3.86.11 | B8.13.4 | (*) Pond # 6 ,Area=400 m2 |  | Item | 1 | 205000 | 205000 | 1812713.43 | 1812713.43 |  | 1600000 | 1600000
3.86.12 | B8.13.5 | (*) Pond # 7,Area=40 m2 |  | Item | 1 | 25000 | 25000 | 332909.03 | 332909.03 |  | 336000 | 336000
| Note | Note Details
3.86.13 | - | Natural Stone
3.86.14 | - | Supply and Fix Natural Stone ,including all accessories needed , as per mention in drawings & specifications
| Item Code | Description | Item Remarks | Unit of Measurement | Quantity/Base Price | Unit Price/Discount % (Excluding VAT) | Total | Unit Price/Discount % (Excluding VAT) | Total |  | Unit Price/Discount % (Excluding VAT) | Total
3.86.15 | B8.13.6 | (*) Natural Stone PV03 |  | m2 | 842 | 125 | 105250 | 314.45 | 264766.9 |  | 340 | 286280
| Note | Note Details
3.86.16 | - | Rocks
3.86.17 | - | Rocks , as per mention in drawings & specifications
| Item Code | Description | Item Remarks | Unit of Measurement | Quantity/Base Price | Unit Price/Discount % (Excluding VAT) | Total | Unit Price/Discount % (Excluding VAT) | Total |  | Unit Price/Discount % (Excluding VAT) | Total
3.86.18 | B8.13.7 | (*) Rocks 2m Size |  | No. | 50 | 800 | 40000 | 1152.88 | 57644 |  | 15000 | 750000
| Note | Note Details
3.86.19 | - | Fence
3.86.20 | - | Fence, as per mention in drawings & specifications
| Item Code | Description | Item Remarks | Unit of Measurement | Quantity/Base Price | Unit Price/Discount % (Excluding VAT) | Total | Unit Price/Discount % (Excluding VAT) | Total |  | Unit Price/Discount % (Excluding VAT) | Total
3.86.21 | B8.13.8 | (*) Fence ( B O H ) with hot wire |  | m | 984 | 1100 | 1082400 | 2171.67 | 2136923.28 |  | 7900 | 7773600
3.86.22 | B8.13.9 | (*) B O H Gates 7mx5m |  | No. | 8 | 27000 | 216000 | 56216.3 | 449730.4 |  | 70000 | 560000
3.86.23 | B8.13.10 | (*) Lion Fence type with height 2.5 m with hot wire |  | m | 216 | 1375 | 297000 | 0 | 0 |  | 0 | 0
| Note | Note Details
3.86.24 | - | Waste Damping Area
3.86.25 | - | Waste Damping Area:,including all works , as per mention in drawings & specifications
| Item Code | Description | Item Remarks | Unit of Measurement | Quantity/Base Price | Unit Price/Discount % (Excluding VAT) | Total | Unit Price/Discount % (Excluding VAT) | Total |  | Unit Price/Discount % (Excluding VAT) | Total
3.86.26 | B8.13.11 | (*) Excavation |  | m3 | 80 | 35 | 2800 | 41.37 | 3309.6 |  | 20 | 1600
3.86.27 | B8.13.12 | (*) PCC Concrete |  | m3 | 8 | 525 | 4200 | 490.03 | 3920.24 |  | 385 | 3080
3.86.28 | B8.13.13 | (*) RCC Concrete |  | m3 | 16 | 2075 | 33200 | 1529.94 | 24479.04 |  | 750 | 12000
3.86.29 | B8.13.14 | (*) RCC walls |  | m3 | 17 | 2200 | 37400 | 2444.17 | 41550.89 |  | 1600 | 27200
3.86.30 | B8.13.15 | (*) Paint for concrte walls ( Internal & External ) |  | m2 | 116 | 58 | 6728 | 65.1 | 7551.6 |  | 110 | 12760
| Note | Note Details
3.86.31 | - | Additional items
| Item Code | Description | Item Remarks | Unit of Measurement | Quantity/Base Price | Unit Price/Discount % (Excluding VAT) | Total | Unit Price/Discount % (Excluding VAT) | Total |  | Unit Price/Discount % (Excluding VAT) | Total
3.86.32 | AI | (*) Contractor may price here any items which has been shown in the Contract drawings or any other Contract Documents but overlooked or not specifically mentioned inthe schedule of items and is necessary for the satisfactory completion of the Works. Should the Contractor fail to insert any item here, it will be deemed that lump sum Contract Price includes all such items and no claims for additional items will be entertained. |  | Item | 1 | 0 | 0 | 0 | 0 |  | 0 | 0
| Note | Note Details
3.86.33 | - | Please attach one PDF file to be named "Additional Items for (insert bill no/name & Section No/name)" for the details of these additional items in the additional attachment area at the end of the BOQ.
3.87 BOH - BILL NO 09 - BACK OF HOUSE - FOOD STORAGE | [5 empty] | 0 (out of 0) | 737729 | 0 (out of 0) | 1061731.99 | 0 | 0 (out of 0) | 1041403 | 0
3.88 BOH - B9-01 SITE WORK - FOOD STORAGE | [5 empty] | 5 (out of 5) | 32532 | 5 (out of 5) | 33405.34 |  | 5 (out of 5) | 17424
| Note | Note Details
3.88.1 | - | Site preparation
| Item Code | Description | Item Remarks | Unit of Measurement | Quantity/Base Price | Unit Price/Discount % (Excluding VAT) | Total | Unit Price/Discount % (Excluding VAT) | Total |  | Unit Price/Discount % (Excluding VAT) | Total
3.88.2 | B9.1.1 | (*) Site preparation as required |  | m2 | 240 | 15 | 3600 | 4.5 | 1080 |  | 10 | 2400
| Note | Note Details
3.88.3 | - | Excavation
| Item Code | Description | Item Remarks | Unit of Measurement | Quantity/Base Price | Unit Price/Discount % (Excluding VAT) | Total | Unit Price/Discount % (Excluding VAT) | Total |  | Unit Price/Discount % (Excluding VAT) | Total
3.88.4 | B9.1.2 | (*) Pit excavation to receive foundation |  | m3 | 360 | 50 | 18000 | 41.37 | 14893.2 |  | 15 | 5400
| Note | Note Details
3.88.5 | - | Filling
| Item Code | Description | Item Remarks | Unit of Measurement | Quantity/Base Price | Unit Price/Discount % (Excluding VAT) | Total | Unit Price/Discount % (Excluding VAT) | Total |  | Unit Price/Discount % (Excluding VAT) | Total
3.88.6 | B9.1.3 | (*) Selected fill from excavated materials all in accordance with the Specifications |  | m3 | 313 | 30 | 9390 | 51.81 | 16216.53 |  | 25 | 7825
| Note | Note Details
3.88.7 | - | Anti Treatment
3.88.8 | - | Allow for termite control; prepare and apply anti-termite treatment; all in accordance with the Specifications and subject to the Contractor's approval
| Item Code | Description | Item Remarks | Unit of Measurement | Quantity/Base Price | Unit Price/Discount % (Excluding VAT) | Total | Unit Price/Discount % (Excluding VAT) | Total |  | Unit Price/Discount % (Excluding VAT) | Total
3.88.9 | B9.1.4 | (*) To horizontal and vertical surfaces |  | m2 | 257 | 6 | 1542 | 4.73 | 1215.61 |  | 7 | 1799
| Note | Note Details
3.88.10 | - | Additional items
| Item Code | Description | Item Remarks | Unit of Measurement | Quantity/Base Price | Unit Price/Discount % (Excluding VAT) | Total | Unit Price/Discount % (Excluding VAT) | Total |  | Unit Price/Discount % (Excluding VAT) | Total
3.88.11 | AI | (*) Contractor may price here any items which has been shown in the Contract drawings or any other Contract Documents but overlooked or not specifically mentioned inthe schedule of items and is necessary for the satisfactory completion of the Works. Should the Contractor fail to insert any item here, it will be deemed that lump sum Contract Price includes all such items and no claims for additional items will be entertained. |  | Item | 1 | 0 | 0 | 0 | 0 |  | 0 | 0
| Note | Note Details
3.88.12 | - | Please attach one PDF file to be named "Additional Items for (insert bill no/name & Section No/name)" for the details of these additional items in the additional attachment area at the end of the BOQ.
3.89 BOH - B9-02 CONCRETE WORK - FOOD STORAGE | [5 empty] | 9 (out of 9) | 118575 | 9 (out of 9) | 91687.63 |  | 9 (out of 9) | 65270
| Note | Note Details
3.89.1 | - | SUBSTRUCTURE
3.89.2 | - | Poured Concrete
3.89.3 | - | Plain concrete (20 N/mm2) as per specifications and drawings.
| Item Code | Description | Item Remarks | Unit of Measurement | Quantity/Base Price | Unit Price/Discount % (Excluding VAT) | Total | Unit Price/Discount % (Excluding VAT) | Total |  | Unit Price/Discount % (Excluding VAT) | Total
3.89.4 | B9.2.1 | (*) PCC 05 cm for Grade Slab / Solid Block / Ground Beams |  | m3 | 11 | 500 | 5500 | 490.03 | 5390.33 |  | 385 | 4235
3.89.5 | B9.2.2 | (*) PCC 10 cm for Footings |  | m3 | 5 | 525 | 2625 | 490.03 | 2450.15 |  | 385 | 1925
| Note | Note Details
3.89.6 | - | Reinforcment Concrete (40 N/mm2) in Type I SRC cement including all shuttering,supportsand all related works as per specifications and drawings.
| Item Code | Description | Item Remarks | Unit of Measurement | Quantity/Base Price | Unit Price/Discount % (Excluding VAT) | Total | Unit Price/Discount % (Excluding VAT) | Total |  | Unit Price/Discount % (Excluding VAT) | Total
3.89.7 | B9.2.3 | (*) RCC Footings |  | m3 | 15 | 1750 | 26250 | 1529.94 | 22949.1 |  | 920 | 13800
3.89.8 | B9.2.4 | (*) Concrete TIE beams |  | m3 | 9 | 1700 | 15300 | 2146.74 | 19320.66 |  | 1380 | 12420
3.89.9 | B9.2.5 | (*) Neck cloumns |  | m3 | 2 | 1800 | 3600 | 2444.17 | 4888.34 |  | 2700 | 5400
3.89.10 | B9.2.6 | (*) Grade Slab |  | m3 | 29 | 1800 | 52200 | 824.95 | 23923.55 |  | 650 | 18850
3.89.11 | B9.2.7 | (*) Screed for Grade Slab |  | m2 | 192 | 50 | 9600 | 58.71 | 11272.32 |  | 45 | 8640
| Note | Note Details
3.89.12 | - | Sundries
| Item Code | Description | Item Remarks | Unit of Measurement | Quantity/Base Price | Unit Price/Discount % (Excluding VAT) | Total | Unit Price/Discount % (Excluding VAT) | Total |  | Unit Price/Discount % (Excluding VAT) | Total
3.89.13 | B9.2.8 | (*) Expansion joints; all in accordance with the Specifications |  | Item | 1 | 3500 | 3500 | 1493.18 | 1493.18 |  | 0 | 0
| Note | Note Details
3.89.14 | - | Additional items
| Item Code | Description | Item Remarks | Unit of Measurement | Quantity/Base Price | Unit Price/Discount % (Excluding VAT) | Total | Unit Price/Discount % (Excluding VAT) | Total |  | Unit Price/Discount % (Excluding VAT) | Total
3.89.15 | AI | (*) Contractor may price here any items which has been shown in the Contract drawings or any other Contract Documents but overlooked or not specifically mentioned inthe schedule of items and is necessary for the satisfactory completion of the Works. Should the Contractor fail to insert any item here, it will be deemed that lump sum Contract Price includes all such items and no claims for additional items will be entertained. |  | Item | 1 | 0 | 0 | 0 | 0 |  | 0 | 0
| Note | Note Details
3.89.16 | - | Please attach one PDF file to be named "Additional Items for (insert bill no/name & Section No/name)" for the details of these additional items in the additional attachment area at the end of the BOQ.
3.90 BOH - B9-03 MASONRY - FOOD STORAGE | [5 empty] | 3 (out of 3) | 19400 | 3 (out of 3) | 12940.69 |  | 3 (out of 3) | 10670
| Note | Note Details
3.90.1 | - | External block work
3.90.2 | - | Concrete masonry units bedded and jointed in cement including mortar including concrete filling, wall ties, bed joints, reinforcement metal lath (where required), head restraint,anchors, and column stiffeners; including all necessary accessories; as shown on Drawing all in accordance with the Specifications
| Item Code | Description | Item Remarks | Unit of Measurement | Quantity/Base Price | Unit Price/Discount % (Excluding VAT) | Total | Unit Price/Discount % (Excluding VAT) | Total |  | Unit Price/Discount % (Excluding VAT) | Total
3.90.3 | B9.3.1 | (*) Solid blockwork External 20CM |  | m2 | 76 | 200 | 15200 | 134.05 | 10187.8 |  | 110 | 8360
| Note | Note Details
3.90.4 | - | Solid block work for sub structure
| Item Code | Description | Item Remarks | Unit of Measurement | Quantity/Base Price | Unit Price/Discount % (Excluding VAT) | Total | Unit Price/Discount % (Excluding VAT) | Total |  | Unit Price/Discount % (Excluding VAT) | Total
3.90.5 | B9.3.2 | (*) Solid Block |  | m2 | 21 | 200 | 4200 | 131.09 | 2752.89 |  | 110 | 2310
| Note | Note Details
3.90.6 | - | Additional items
| Item Code | Description | Item Remarks | Unit of Measurement | Quantity/Base Price | Unit Price/Discount % (Excluding VAT) | Total | Unit Price/Discount % (Excluding VAT) | Total |  | Unit Price/Discount % (Excluding VAT) | Total
3.90.7 | AI | (*) Contractor may price here any items which has been shown in the Contract drawings or any other Contract Documents but overlooked or not specifically mentioned inthe schedule of items and is necessary for the satisfactory completion of the Works. Should the Contractor fail to insert any item here, it will be deemed that lump sum Contract Price includes all such items and no claims for additional items will be entertained. |  | Item | 1 | 0 | 0 | 0 | 0 |  | 0 | 0
| Note | Note Details
3.90.8 | - | Please attach one PDF file to be named "Additional Items for (insert bill no/name & Section No/name)" for the details of these additional items in the additional attachment area at the end of the BOQ.
3.91 BOH - B9-04 METAL WORK - FOOD STORAGE | [5 empty] | 3 (out of 3) | 237625 | 3 (out of 3) | 551581.15 |  | 3 (out of 3) | 687500
| Note | Note Details
3.91.1 | - | Steel structure
3.91.2 | - | Supply and install Steel structure including all accessories,fixing etc. all complete as detailed on drawing and engineer approval
| Item Code | Description | Item Remarks | Unit of Measurement | Quantity/Base Price | Unit Price/Discount % (Excluding VAT) | Total | Unit Price/Discount % (Excluding VAT) | Total |  | Unit Price/Discount % (Excluding VAT) | Total
3.91.3 | B9.4.1 | (*) Roof Steel structure |  | m2 | 200 | 725 | 145000 | 680.6 | 136120 |  | 1000 | 200000
3.91.4 | B9.4.2 | (*) Mesh at Elevation ( GI Mesh ) |  | m2 | 195 | 475 | 92625 | 2130.57 | 415461.15 |  | 2500 | 487500
| Note | Note Details
3.91.5 | - | Additional items
| Item Code | Description | Item Remarks | Unit of Measurement | Quantity/Base Price | Unit Price/Discount % (Excluding VAT) | Total | Unit Price/Discount % (Excluding VAT) | Total |  | Unit Price/Discount % (Excluding VAT) | Total
3.91.6 | AI | (*) Contractor may price here any items which has been shown in the Contract drawings or any other Contract Documents but overlooked or not specifically mentioned inthe schedule of items and is necessary for the satisfactory completion of the Works. Should the Contractor fail to insert any item here, it will be deemed that lump sum Contract Price includes all such items and no claims for additional items will be entertained. |  | Item | 1 | 0 | 0 | 0 | 0 |  | 0 | 0
| Note | Note Details
3.91.7 | - | Please attach one PDF file to be named "Additional Items for (insert bill no/name & Section No/name)" for the details of these additional items in the additional attachment area at the end of the BOQ.
3.92 BOH - B9-05 THERMAL AND MOISTURE PROTECTION - FOOD STORAGE | [5 empty] | 5 (out of 5) | 35839 | 5 (out of 5) | 40601.24 |  | 5 (out of 5) | 6824
| Note | Note Details
3.92.1 | - | Waterproofing courses
3.92.2 | - | Waterproofing system for the substructure, 2 coat of bitumen paint as per drawings and specifications.
| Item Code | Description | Item Remarks | Unit of Measurement | Quantity/Base Price | Unit Price/Discount % (Excluding VAT) | Total | Unit Price/Discount % (Excluding VAT) | Total |  | Unit Price/Discount % (Excluding VAT) | Total
3.92.3 | B9.5.1 | (*) To horizontal areas |  | m2 | 257 | 30 | 7710 | 57.05 | 14661.85 |  | 10 | 2570
3.92.4 | B9.5.2 | (*) To vertical areas |  | m2 | 166 | 34 | 5644 | 102.62 | 17034.92 |  | 10 | 1660
| Note | Note Details
3.92.5 | - | 1000 Gauge Polythene Sheet, all in accordance with the Specifications
| Item Code | Description | Item Remarks | Unit of Measurement | Quantity/Base Price | Unit Price/Discount % (Excluding VAT) | Total | Unit Price/Discount % (Excluding VAT) | Total |  | Unit Price/Discount % (Excluding VAT) | Total
3.92.6 | B9.5.3 | (*) To horizontal areas |  | m2 | 257 | 5 | 1285 | 4.38 | 1125.66 |  | 7 | 1799
| Note | Note Details
3.92.7 | - | Isolation Joint
3.92.8 | - | Supply and Apply isolation joints as per drawings ,specifications
| Item Code | Description | Item Remarks | Unit of Measurement | Quantity/Base Price | Unit Price/Discount % (Excluding VAT) | Total | Unit Price/Discount % (Excluding VAT) | Total |  | Unit Price/Discount % (Excluding VAT) | Total
3.92.9 | B9.5.4 | (*) Isolation Joint for Grade Slab 15 cm |  | m2 | 53 | 400 | 21200 | 146.77 | 7778.81 |  | 15 | 795
| Note | Note Details
3.92.10 | - | Additional items
| Item Code | Description | Item Remarks | Unit of Measurement | Quantity/Base Price | Unit Price/Discount % (Excluding VAT) | Total | Unit Price/Discount % (Excluding VAT) | Total |  | Unit Price/Discount % (Excluding VAT) | Total
3.92.11 | AI | (*) Contractor may price here any items which has been shown in the Contract drawings or any other Contract Documents but overlooked or not specifically mentioned inthe schedule of items and is necessary for the satisfactory completion of the Works. Should the Contractor fail to insert any item here, it will be deemed that lump sum Contract Price includes all such items and no claims for additional items will be entertained. |  | Item | 1 | 0 | 0 | 0 | 0 |  | 0 | 0
| Note | Note Details
3.92.12 | - | Please attach one PDF file to be named "Additional Items for (insert bill no/name & Section No/name)" for the details of these additional items in the additional attachment area at the end of the BOQ.
3.93 BOH - B9-06 DOORS AND WINDOWS - FOOD STORAGE | [5 empty] | 2 (out of 2) | 16000 | 2 (out of 2) | 47346.02 |  | 2 (out of 2) | 50000
| Note | Note Details
3.93.1 | - | Metal Doors
3.93.2 | - | Supply and install Metal Doors ,including all accessories needed for installation as per mention in drawings & specifications
| Item Code | Description | Item Remarks | Unit of Measurement | Quantity/Base Price | Unit Price/Discount % (Excluding VAT) | Total | Unit Price/Discount % (Excluding VAT) | Total |  | Unit Price/Discount % (Excluding VAT) | Total
3.93.3 | B9.6.1 | (*) D1 5X4.9 |  | No. | 1 | 16000 | 16000 | 47346.02 | 47346.02 |  | 50000 | 50000
| Note | Note Details
3.93.4 | - | Additional items
| Item Code | Description | Item Remarks | Unit of Measurement | Quantity/Base Price | Unit Price/Discount % (Excluding VAT) | Total | Unit Price/Discount % (Excluding VAT) | Total |  | Unit Price/Discount % (Excluding VAT) | Total
3.93.5 | AI | (*) Contractor may price here any items which has been shown in the Contract drawings or any other Contract Documents but overlooked or not specifically mentioned inthe schedule of items and is necessary for the satisfactory completion of the Works. Should the Contractor fail to insert any item here, it will be deemed that lump sum Contract Price includes all such items and no claims for additional items will be entertained. |  | Item | 1 | 0 | 0 | 0 | 0 |  | 0 | 0
| Note | Note Details
3.93.6 | - | Please attach one PDF file to be named "Additional Items for (insert bill no/name & Section No/name)" for the details of these additional items in the additional attachment area at the end of the BOQ.
3.94 BOH - B9-07 FINISHES - FOOD STORAGE | [5 empty] | 4 (out of 4) | 54688 | 4 (out of 4) | 64514.66 |  | 4 (out of 4) | 52925
| Note | Note Details
3.94.1 | - | External Finishes
3.94.2 | - | Prapare and apply paint on Plaster including all necessary wrok as per drawing and specifications
| Item Code | Description | Item Remarks | Unit of Measurement | Quantity/Base Price | Unit Price/Discount % (Excluding VAT) | Total | Unit Price/Discount % (Excluding VAT) | Total |  | Unit Price/Discount % (Excluding VAT) | Total
3.94.3 | B9.7.3 | (*) Heritage Paint With Layer |  | m2 | 161 | 108 | 17388 | 195.3 | 31443.3 |  | 55 | 8855
| Note | Note Details
3.94.4 | - | Floor Finishes
3.94.5 | - | Supply and fix Epoxy paint on cement screed including all necessary wrok as per drawing and specifications DIVISION 09-096723
| Item Code | Description | Item Remarks | Unit of Measurement | Quantity/Base Price | Unit Price/Discount % (Excluding VAT) | Total | Unit Price/Discount % (Excluding VAT) | Total |  | Unit Price/Discount % (Excluding VAT) | Total
3.94.6 | B9.7.2 | (*) Epoxy flooring over screed |  | m2 | 150 | 195 | 29250 | 65.1 | 9765 |  | 165 | 24750
| Note | Note Details
3.94.7 | - | Backgrounds
3.94.8 | - | Supply and apply ready mixed sand cement plaster with all related accessories mesh, angles, etc., as per drawings and specifications. Cement plaster finish to internal surfaces
| Item Code | Description | Item Remarks | Unit of Measurement | Quantity/Base Price | Unit Price/Discount % (Excluding VAT) | Total | Unit Price/Discount % (Excluding VAT) | Total |  | Unit Price/Discount % (Excluding VAT) | Total
3.94.9 | B9.7.1 | (*) Elevations |  | m2 | 161 | 50 | 8050 | 144.76 | 23306.36 |  | 120 | 19320
| Note | Note Details
3.94.10 | - | Additional items
| Item Code | Description | Item Remarks | Unit of Measurement | Quantity/Base Price | Unit Price/Discount % (Excluding VAT) | Total | Unit Price/Discount % (Excluding VAT) | Total |  | Unit Price/Discount % (Excluding VAT) | Total
3.94.11 | AI | (*) Contractor may price here any items which has been shown in the Contract drawings or any other Contract Documents but overlooked or not specifically mentioned inthe schedule of items and is necessary for the satisfactory completion of the Works. Should the Contractor fail to insert any item here, it will be deemed that lump sum Contract Price includes all such items and no claims for additional items will be entertained. |  | Item | 1 | 0 | 0 | 0 | 0 |  | 0 | 0
| Note | Note Details
3.94.12 | - | Please attach one PDF file to be named "Additional Items for (insert bill no/name & Section No/name)" for the details of these additional items in the additional attachment area at the end of the BOQ.
3.95 BOH - B9-9 ACCESSORIES - FOOD STORAGE | [5 empty] | 2 (out of 2) | 5000 | 2 (out of 2) | 2367.3 |  | 2 (out of 2) | 2000
| Note | Note Details
3.95.1 | - | Signage
3.95.2 | - | Supply and install Signage ,including all accessories needed for installation as per mention in drawings & specifications
| Item Code | Description | Item Remarks | Unit of Measurement | Quantity/Base Price | Unit Price/Discount % (Excluding VAT) | Total | Unit Price/Discount % (Excluding VAT) | Total |  | Unit Price/Discount % (Excluding VAT) | Total
3.95.3 | B9.9.1 | (*) Signage |  | Item | 1 | 5000 | 5000 | 2367.3 | 2367.3 |  | 2000 | 2000
| Note | Note Details
3.95.4 | - | Additional items
| Item Code | Description | Item Remarks | Unit of Measurement | Quantity/Base Price | Unit Price/Discount % (Excluding VAT) | Total | Unit Price/Discount % (Excluding VAT) | Total |  | Unit Price/Discount % (Excluding VAT) | Total
3.95.5 | AI | (*) Contractor may price here any items which has been shown in the Contract drawings or any other Contract Documents but overlooked or not specifically mentioned inthe schedule of items and is necessary for the satisfactory completion of the Works. Should the Contractor fail to insert any item here, it will be deemed that lump sum Contract Price includes all such items and no claims for additional items will be entertained. |  | Item | 1 | 0 | 0 | 0 | 0 |  | 0 | 0
| Note | Note Details
3.95.6 | - | Please attach one PDF file to be named "Additional Items for (insert bill no/name & Section No/name)" for the details of these additional items in the additional attachment area at the end of the BOQ.
3.96 BOH - B9-10 MECHANICAL INSTALLATION - FOOD STORAGE | [5 empty] | 20 (out of 20) | 105525 | 20 (out of 20) | 66516.74 |  | 20 (out of 20) | 59300
| Note | Note Details
3.96.1 | - | Storm Water
3.96.2 | - | Supply, install and commission Drainage, uPVC soil ,waste, vent and rain water pipes- above ground and below ground pipes and fittings including supports, brackets, hangers in accordance with the specification including coordination and connection to Sanitary wares as per required to complete Drainage System.
| Item Code | Description | Item Remarks | Unit of Measurement | Quantity/Base Price | Unit Price/Discount % (Excluding VAT) | Total | Unit Price/Discount % (Excluding VAT) | Total |  | Unit Price/Discount % (Excluding VAT) | Total
3.96.3 | B9.10.1 | (*) Rainwater outlet; all in accordance with the drawing and specification |  | No. | 1 | 1500 | 1500 | 591.83 | 591.83 |  | 850 | 850
3.96.4 | B9.10.2 | (*) uPVC pipe work installation including excavation, accessories, fittings and fixings all in accordance to the specification and drawings; 110mm dia |  | No. | 12 | 4500 | 54000 | 236.73 | 2840.76 |  | 90 | 1080
3.96.5 | B9.10.3 | (*) Supply and installation of stormwater manhole cover; all in accordance with the specification and drawing; Stormwater Manhole Cover |  | No. | 1 | 12500 | 12500 | 18105.42 | 18105.42 |  | 5000 | 5000
| Note | Note Details
3.96.6 | - | Fire protection
3.96.7 | - | Supply and installation, testing, commissioning fire fighting system with all accessories as per ADDC latest code
| Item Code | Description | Item Remarks | Unit of Measurement | Quantity/Base Price | Unit Price/Discount % (Excluding VAT) | Total | Unit Price/Discount % (Excluding VAT) | Total |  | Unit Price/Discount % (Excluding VAT) | Total
3.96.8 | B9.10.4 | (*) Supply, install, test and commissioning of Fire hose cabinet recessed type, consisting landing valve with 2 Nos. extinguishers |  | No. | 1 | 10500 | 10500 | 11836.51 | 11836.51 |  | 18000 | 18000
3.96.9 | B9.10.5 | (*) Galvanized Steel wet riser pipe including fittings, valves and accessories; all in accordance with the specification and drawings; 65mm dia. |  | No. | 3 | 5175 | 15525 | 4142.78 | 12428.34 |  | 190 | 570
3.96.10 | B9.10.6 | (*) Main Gate valve |  | No. | 1 | 1750 | 1750 | 2959.13 | 2959.13 |  | 15000 | 15000
| Note | Note Details
3.96.11 | - | SUNDRIES:-
| Item Code | Description | Item Remarks | Unit of Measurement | Quantity/Base Price | Unit Price/Discount % (Excluding VAT) | Total | Unit Price/Discount % (Excluding VAT) | Total |  | Unit Price/Discount % (Excluding VAT) | Total
3.96.12 | B9.10.7 | (*) Allow for supports |  | Item | 1 | 1000 | 1000 | 1183.65 | 1183.65 |  | 1000 | 1000
3.96.13 | B9.10.8 | (*) Allow for identifications, tag plates, labels, signage and colour coding for all services. |  | Item | 1 | 500 | 500 | 1183.65 | 1183.65 |  | 1000 | 1000
3.96.14 | B9.10.9 | (*) Allow for testing and pre-commissioning |  | Item | 1 | 1000 | 1000 | 2367.3 | 2367.3 |  | 100 | 100
3.96.15 | B9.10.10 | (*) Allow for commissioning |  | Item | 1 | 500 | 500 | 1183.65 | 1183.65 |  | 100 | 100
3.96.16 | B9.10.11 | (*) Allow for tools and spares |  | Item | 1 | 1000 | 1000 | 1183.65 | 1183.65 |  | 100 | 100
3.96.17 | B9.10.12 | (*) Allow for document and certification |  | Item | 1 | 500 | 500 | 1183.65 | 1183.65 |  | 1000 | 1000
3.96.18 | B9.10.13 | (*) Allow for co-ordination with other services |  | Item | 1 | 500 | 500 | 1183.65 | 1183.65 |  | 1000 | 1000
3.96.19 | B9.10.14 | (*) Allow for cutting or forming holes, mortises, chases, or the like and making good finishing |  | Item | 1 | 750 | 750 | 1183.65 | 1183.65 |  | 2000 | 2000
3.96.20 | B9.10.15 | (*) Allow for building in or cutting and pinning brackets or the like and making good finishing |  | Item | 1 | 500 | 500 | 1183.65 | 1183.65 |  | 1000 | 1000
3.96.21 | B9.10.16 | (*) Allow for protective painting to all systems |  | Item | 1 | 1000 | 1000 | 1183.65 | 1183.65 |  | 1000 | 1000
3.96.22 | B9.10.17 | (*) Allow for decorative painting to all systems |  | Item | 1 | 500 | 500 | 1183.65 | 1183.65 |  | 500 | 500
3.96.23 | B9.10.18 | (*) Allow for drawings, manuals, submittal, samples inspections, instruction books |  | Item | 1 | 1000 | 1000 | 1183.65 | 1183.65 |  | 2000 | 2000
3.96.24 | B9.10.19 | (*) Allow for builders work |  | Item | 1 | 1000 | 1000 | 2367.3 | 2367.3 |  | 8000 | 8000
| Note | Note Details
3.96.25 | - | Additional items
| Item Code | Description | Item Remarks | Unit of Measurement | Quantity/Base Price | Unit Price/Discount % (Excluding VAT) | Total | Unit Price/Discount % (Excluding VAT) | Total |  | Unit Price/Discount % (Excluding VAT) | Total
3.96.26 | AI | (*) Contractor may price here any items which has been shown in the Contract drawings or any other Contract Documents but overlooked or not specifically mentioned inthe schedule of items and is necessary for the satisfactory completion of the Works. Should the Contractor fail to insert any item here, it will be deemed that lump sum Contract Price includes all such items and no claims for additional items will be entertained. |  | Item | 1 | 0 | 0 | 0 | 0 |  | 0 | 0
| Note | Note Details
3.96.27 | - | Please attach one PDF file to be named "Additional Items for (insert bill no/name & Section No/name)" for the details of these additional items in the additional attachment area at the end of the BOQ.
3.97 BOH - B9-11 ELECTRICAL INSTALLATION - FOOD STORAGE | [5 empty] | 28 (out of 28) | 112545 | 28 (out of 28) | 150771.22 |  | 28 (out of 28) | 89490
| Note | Note Details
3.97.1 | - | Electrical Works
3.97.2 | - | Sub-Main Distribution Board
3.97.3 | - | Final Distribution Board
3.97.4 | - | Supply, install, test and commission Wall mounted/ Free Standing Final Distribution Boards including circuit breakers, energy monitoring, conduits, ducts and trays from incoming/Outgoing power supply and all terminations as shown on the Drawings & Specifications for the following:-
| Item Code | Description | Item Remarks | Unit of Measurement | Quantity/Base Price | Unit Price/Discount % (Excluding VAT) | Total | Unit Price/Discount % (Excluding VAT) | Total |  | Unit Price/Discount % (Excluding VAT) | Total
3.97.5 | B9.11.1 | (*) DB-CU-FS |  | No | 1 | 7100 | 7100 | 7693.73 | 7693.73 |  | 1500 | 1500
| Note | Note Details
3.97.6 | - | CABLES AND CABLES SUPPORT SYSTEMS:-
3.97.7 | - | Supply, install, test and commission of Low Voltage armoured cables including glands, connections, conduits, cable ducts, Cable Trays, GI cable trunking, civil works, cable cleats, earthing cable, fixings and termination complete as shown on Drawings and Specifications
3.97.8 | - | Cables from SMDB to the following
| Item Code | Description | Item Remarks | Unit of Measurement | Quantity/Base Price | Unit Price/Discount % (Excluding VAT) | Total | Unit Price/Discount % (Excluding VAT) | Total |  | Unit Price/Discount % (Excluding VAT) | Total
3.97.9 | B9.11.2 | (*) (2C 10mm2 XLPE/SWA/PVC + 1C 10mm2 CU PVC) |  | m | 50 | 35 | 1750 | 76.94 | 3847 |  | 145 | 7250
| Note | Note Details
3.97.10 | - | Cables Trays and Trunking
3.97.11 | - | Internal armoured cables, cable trays, cable ducts, GI cable trunking, civil works etc. including all fixings and termination complete as per shown in schematic diagram, load schedules and drawings.
| Item Code | Description | Item Remarks | Unit of Measurement | Quantity/Base Price | Unit Price/Discount % (Excluding VAT) | Total | Unit Price/Discount % (Excluding VAT) | Total |  | Unit Price/Discount % (Excluding VAT) | Total
3.97.12 | B9.11.3 | (*) 100mm HDGI cable tray |  | Item | 1 | 5500 | 5500 | 9469.2 | 9469.2 |  | 1000 | 1000
| Note | Note Details
3.97.13 | - | Wiring Devices Points
3.97.14 | - | Supply ,Install, testing and commissioning complete including points of Wiring devices with cover plates and outlet boxes , wiring cable tray & required all terminations,conduits,boxes , back boxes, couplers, draw boxes, junction boxes, wiring etc complete as per Drawings and Specifications.
| Item Code | Description | Item Remarks | Unit of Measurement | Quantity/Base Price | Unit Price/Discount % (Excluding VAT) | Total | Unit Price/Discount % (Excluding VAT) | Total |  | Unit Price/Discount % (Excluding VAT) | Total
3.97.15 | B9.11.4 | (*) 13A switched double socket outlet |  | No | 6 | 600 | 3600 | 828.56 | 4971.36 |  | 500 | 3000
| Note | Note Details
3.97.16 | - | LIGHTING FIXTURES
3.97.17 | - | Supply, install, testing and commissioning complete Light fittings including cabling, wiring, conduits and switches in connections to permanent wiring system
| Item Code | Description | Item Remarks | Unit of Measurement | Quantity/Base Price | Unit Price/Discount % (Excluding VAT) | Total | Unit Price/Discount % (Excluding VAT) | Total |  | Unit Price/Discount % (Excluding VAT) | Total
3.97.18 | B9.11.5 | (*) Electrical points for Type L6 |  | No | 12 | 1550 | 18600 | 1154.06 | 13848.72 |  | 535 | 6420
3.97.19 | B9.11.6 | (*) Electrical points for Type L7 |  | No | 6 | 1860 | 11160 | 1420.38 | 8522.28 |  | 1215 | 7290
3.97.20 | B9.11.7 | (*) Surface Mountain Self Contained Non Maintained, 3 Hours Duration 1x12W Emergency Light |  | No | 8 | 1200 | 9600 | 1775.48 | 14203.84 |  | 750 | 6000
| Note | Note Details
3.97.21 | - | WIRING DEVICES & ACCESSORIES
3.97.22 | - | Supply, install and connect the following devices including device boxes, cover, plates, conduits and wiring between devices and distribution boards, switch panels, etc. as per drawings:
| Item Code | Description | Item Remarks | Unit of Measurement | Quantity/Base Price | Unit Price/Discount % (Excluding VAT) | Total | Unit Price/Discount % (Excluding VAT) | Total |  | Unit Price/Discount % (Excluding VAT) | Total
3.97.23 | B9.11.8 | (*) One way two gang lighting grid switch |  | No | 1 | 550 | 550 | 710.19 | 710.19 |  | 380 | 380
| Note | Note Details
3.97.24 | - | CCTV System Installation
3.97.25 | - | Allow for all necessary works in connection with CCTV installation complete including supply, installation, testing and commissioning as per the drawings and/or the specifications
3.97.26 | - | Complete CCTV system including NVR,work station,CAT6 cabling ,power caling... ETC and all devices / elements as shown on the drawings and/or in specification including supply, installation, connections, testing & commissioning and documentation. Include all builders work, fixing accessories, wires/ cables, tagging, cable tray with cover, trunking, conduits, supports, back boxes,couplers and accessories as required
| Item Code | Description | Item Remarks | Unit of Measurement | Quantity/Base Price | Unit Price/Discount % (Excluding VAT) | Total | Unit Price/Discount % (Excluding VAT) | Total |  | Unit Price/Discount % (Excluding VAT) | Total
3.97.27 | B9.11.9 | (*) Fixed camera IP (DAY & Night )POE weather proof ,Recongize |  | No | 3 | 10000 | 30000 | 7724.5 | 23173.5 |  | 9500 | 28500
3.97.28 | B9.11.10 | (*) Conduites, wiring, patch panels, cables, termination, trunking, ,junction boxes,earthing and trays... etc related work required for CCTV system |  | Item | 1 | 6500 | 6500 | 23673.01 | 23673.01 |  | 10000 | 10000
| Note | Note Details
3.97.29 | - | FIRE ALARM & SECURITY SYSTEMS
3.97.30 | - | ANALOGUE ADDRESSABLE FIRE ALARM SYSTEM
3.97.31 | - | Fire Alarm Installation
3.97.32 | - | Allow for all necessary works in connection with fire alarm installation complete including supply, installation, testing and commissioning as per the drawings and/or the specifications
3.97.33 | - | Complete addressable fire alarm system including all devices / elements as shown on the drawings and/or in specification including supply, installation, connections, testing & commissioning and documentation. Include all builders work, detector base, fixing accessories, fire resistant cables, tagging, cable tray with cover, trunking, conduits, supports, back boxes, couplers and accessories as required.
| Item Code | Description | Item Remarks | Unit of Measurement | Quantity/Base Price | Unit Price/Discount % (Excluding VAT) | Total | Unit Price/Discount % (Excluding VAT) | Total |  | Unit Price/Discount % (Excluding VAT) | Total
3.97.34 | B9.11.11 | (*) Addressable beam detector |  | No | 1 | 860 | 860 | 1834.66 | 1834.66 |  | 1000 | 1000
3.97.35 | B9.11.12 | (*) Addressable manual call point weather proof |  | No | 1 | 465 | 465 | 1479.56 | 1479.56 |  | 600 | 600
3.97.36 | B9.11.13 | (*) Addressable Fire Alarm sounder with strobe weather proof |  | No | 1 | 860 | 860 | 1834.66 | 1834.66 |  | 650 | 650
3.97.37 | B9.11.14 | (*) conduits, cabling, trays, ducts, trunking related to fire alarm system. |  | Item | 1 | 5500 | 5500 | 17754.76 | 17754.76 |  | 3500 | 3500
| Note | Note Details
3.97.38 | - | SUNDRIES:-
| Item Code | Description | Item Remarks | Unit of Measurement | Quantity/Base Price | Unit Price/Discount % (Excluding VAT) | Total | Unit Price/Discount % (Excluding VAT) | Total |  | Unit Price/Discount % (Excluding VAT) | Total
3.97.39 | B9.11.15 | (*) Allow for supports |  | Item | 1 | 1000 | 1000 | 1183.65 | 1183.65 |  | 1000 | 1000
3.97.40 | B9.11.16 | (*) Allow for identifications, tag plates, labels, signage and colour coding for all services. |  | Item | 1 | 500 | 500 | 1183.65 | 1183.65 |  | 500 | 500
3.97.41 | B9.11.17 | (*) Allow for testing and pre-commissioning |  | Item | 1 | 1000 | 1000 | 2367.3 | 2367.3 |  | 500 | 500
3.97.42 | B9.11.18 | (*) Allow for commissioning |  | Item | 1 | 1000 | 1000 | 1183.65 | 1183.65 |  | 500 | 500
3.97.43 | B9.11.19 | (*) Allow for tools and spares |  | Item | 1 | 500 | 500 | 1183.65 | 1183.65 |  | 300 | 300
3.97.44 | B9.11.20 | (*) Allow for document and certification |  | Item | 1 | 1000 | 1000 | 1183.65 | 1183.65 |  | 500 | 500
3.97.45 | B9.11.21 | (*) Allow for co-ordination with other services |  | Item | 1 | 500 | 500 | 1183.65 | 1183.65 |  | 1000 | 1000
3.97.46 | B9.11.22 | (*) Allow for cutting or forming holes, mortises, chases, or the like and making good finishing |  | Item | 1 | 500 | 500 | 1183.65 | 1183.65 |  | 1500 | 1500
3.97.47 | B9.11.23 | (*) Allow for building in or cutting and pinning brackets or the like and making good finishing |  | Item | 1 | 500 | 500 | 1183.65 | 1183.65 |  | 1500 | 1500
3.97.48 | B9.11.24 | (*) Allow for protective painting to all systems |  | Item | 1 | 500 | 500 | 1183.65 | 1183.65 |  | 800 | 800
3.97.49 | B9.11.25 | (*) Allow for decorative painting to all systems |  | Item | 1 | 500 | 500 | 1183.65 | 1183.65 |  | 800 | 800
3.97.50 | B9.11.26 | (*) Allow for drawings, manuals, submittal, samples inspections, instruction books |  | Item | 1 | 1500 | 1500 | 1183.65 | 1183.65 |  | 1500 | 1500
3.97.51 | B9.11.27 | (*) Allow for builders work |  | Item | 1 | 1500 | 1500 | 2367.3 | 2367.3 |  | 2000 | 2000
| Note | Note Details
3.97.52 | - | Additional items
| Item Code | Description | Item Remarks | Unit of Measurement | Quantity/Base Price | Unit Price/Discount % (Excluding VAT) | Total | Unit Price/Discount % (Excluding VAT) | Total |  | Unit Price/Discount % (Excluding VAT) | Total
3.97.53 | AI | (*) Contractor may price here any items which has been shown in the Contract drawings or any other Contract Documents but overlooked or not specifically mentioned inthe schedule of items and is necessary for the satisfactory completion of the Works. Should the Contractor fail to insert any item here, it will be deemed that lump sum Contract Price includes all such items and no claims for additional items will be entertained. |  | Item | 1 | 0 | 0 | 0 | 0 |  | 0 | 0
| Note | Note Details
3.97.54 | - | Please attach one PDF file to be named "Additional Items for (insert bill no/name & Section No/name)" for the details of these additional items in the additional attachment area at the end of the BOQ.
3.98 BOH - BILL NO 10 - BACK OF HOUSE - SUB STATION | [5 empty] | 0 (out of 0) | 3026409 | 0 (out of 0) | 3530623.32 | 0 | 0 (out of 0) | 5044049 | 0
3.99 BOH - B10-01 SITE WORK - SUB STATION | [5 empty] | 5 (out of 5) | 25591 | 5 (out of 5) | 25851.31 |  | 5 (out of 5) | 14842
| Note | Note Details
3.99.1 | - | Site preparation
| Item Code | Description | Item Remarks | Unit of Measurement | Quantity/Base Price | Unit Price/Discount % (Excluding VAT) | Total | Unit Price/Discount % (Excluding VAT) | Total |  | Unit Price/Discount % (Excluding VAT) | Total
3.99.2 | B10.1.1 | (*) Site preparation as required |  | m2 | 195 | 15 | 2925 | 4.5 | 877.5 |  | 10 | 1950
| Note | Note Details
3.99.3 | - | Excavation
| Item Code | Description | Item Remarks | Unit of Measurement | Quantity/Base Price | Unit Price/Discount % (Excluding VAT) | Total | Unit Price/Discount % (Excluding VAT) | Total |  | Unit Price/Discount % (Excluding VAT) | Total
3.99.4 | B10.1.2 | (*) Pit excavation to receive foundation bases depth 1.5 m |  | m3 | 293 | 50 | 14650 | 41.37 | 12121.41 |  | 20 | 5860
| Note | Note Details
3.99.5 | - | Filling
| Item Code | Description | Item Remarks | Unit of Measurement | Quantity/Base Price | Unit Price/Discount % (Excluding VAT) | Total | Unit Price/Discount % (Excluding VAT) | Total |  | Unit Price/Discount % (Excluding VAT) | Total
3.99.6 | B10.1.3 | (*) Selected fill from excavated materials all in accordance with the Specifications |  | m3 | 232 | 30 | 6960 | 51.81 | 12019.92 |  | 25 | 5800
| Note | Note Details
3.99.7 | - | Anti Treatment
3.99.8 | - | Allow for termite control; prepare and apply anti-termite treatment; all in accordance with the Specifications and subject to the Contractor's approval
| Item Code | Description | Item Remarks | Unit of Measurement | Quantity/Base Price | Unit Price/Discount % (Excluding VAT) | Total | Unit Price/Discount % (Excluding VAT) | Total |  | Unit Price/Discount % (Excluding VAT) | Total
3.99.9 | B10.1.4 | (*) To horizontal and vertical surfaces |  | m2 | 176 | 6 | 1056 | 4.73 | 832.48 |  | 7 | 1232
| Note | Note Details
3.99.10 | - | Additional items
| Item Code | Description | Item Remarks | Unit of Measurement | Quantity/Base Price | Unit Price/Discount % (Excluding VAT) | Total | Unit Price/Discount % (Excluding VAT) | Total |  | Unit Price/Discount % (Excluding VAT) | Total
3.99.11 | AI | (*) Contractor may price here any items which has been shown in the Contract drawings or any other Contract Documents but overlooked or not specifically mentioned inthe schedule of items and is necessary for the satisfactory completion of the Works. Should the Contractor fail to insert any item here, it will be deemed that lump sum Contract Price includes all such items and no claims for additional items will be entertained. |  | Item | 1 | 0 | 0 | 0 | 0 |  | 0 | 0
| Note | Note Details
3.99.12 | - | Please attach one PDF file to be named "Additional Items for (insert bill no/name & Section No/name)" for the details of these additional items in the additional attachment area at the end of the BOQ.
3.100 BOH - B10-02 CONCRETE WORK - SUB STATION | [5 empty] | 14 (out of 14) | 207850 | 14 (out of 14) | 187912.94 |  | 14 (out of 14) | 128395
| Note | Note Details
3.100.1 | - | SUBSTRUCTURE
3.100.2 | - | Poured Concrete
3.100.3 | - | Plain concrete (20 N/mm2) as per specifications and drawings.
| Item Code | Description | Item Remarks | Unit of Measurement | Quantity/Base Price | Unit Price/Discount % (Excluding VAT) | Total | Unit Price/Discount % (Excluding VAT) | Total |  | Unit Price/Discount % (Excluding VAT) | Total
3.100.4 | B10.2.1 | (*) PCC 05 cm for Grade Slab / Solid Block / Ground Beams |  | m3 | 4 | 500 | 2000 | 490.03 | 1960.12 |  | 385 | 1540
3.100.5 | B10.2.2 | (*) PCC 10 cm for Footings |  | m3 | 7 | 525 | 3675 | 490.03 | 3430.21 |  | 385 | 2695
| Note | Note Details
3.100.6 | - | Reinforcment Concrete (40 N/mm2) in Type I SRC cement including all shuttering,supportsand all related works as per specifications and drawings.
| Item Code | Description | Item Remarks | Unit of Measurement | Quantity/Base Price | Unit Price/Discount % (Excluding VAT) | Total | Unit Price/Discount % (Excluding VAT) | Total |  | Unit Price/Discount % (Excluding VAT) | Total
3.100.7 | B10.2.3 | (*) Isolated Footings |  | m3 | 15 | 1750 | 26250 | 1529.94 | 22949.1 |  | 1050 | 15750
3.100.8 | B10.2.4 | (*) Pad Footings |  | m3 | 10 | 2300 | 23000 | 1529.94 | 15299.4 |  | 1100 | 11000
3.100.9 | B10.2.5 | (*) Concrete TIE beams |  | m3 | 8 | 1700 | 13600 | 2146.74 | 17173.92 |  | 1500 | 12000
3.100.10 | B10.2.6 | (*) Neck cloumns/walls |  | m3 | 10 | 2150 | 21500 | 2444.17 | 24441.7 |  | 2600 | 26000
3.100.11 | B10.2.7 | (*) slab grad 150mm |  | m3 | 7 | 1800 | 12600 | 490.03 | 3430.21 |  | 650 | 4550
3.100.12 | B10.2.8 | (*) Screed for Grade Slab |  | m3 | 48 | 600 | 28800 | 58.71 | 2818.08 |  | 45 | 2160
| Note | Note Details
3.100.13 | - | SUPER STRUCTURE
3.100.14 | - | Reinforcmen Concrete (40 N/mm2) in Type I OPC cement including all shuttering,supportsand all related works as per specifications and drawings.
| Item Code | Description | Item Remarks | Unit of Measurement | Quantity/Base Price | Unit Price/Discount % (Excluding VAT) | Total | Unit Price/Discount % (Excluding VAT) | Total |  | Unit Price/Discount % (Excluding VAT) | Total
3.100.15 | B10.2.9 | (*) Concrete columns |  | m3 | 4 | 2050 | 8200 | 2967.02 | 11868.08 |  | 2200 | 8800
3.100.16 | B10.2.10 | (*) Concrete Beam |  | m3 | 8 | 1950 | 15600 | 2764.32 | 22114.56 |  | 1300 | 10400
3.100.17 | B10.2.11 | (*) Solid Slab |  | m3 | 15 | 2075 | 31125 | 2169.64 | 32544.6 |  | 1300 | 19500
3.100.18 | B10.2.12 | (*) parapet |  | m3 | 10 | 2150 | 21500 | 2764.32 | 27643.2 |  | 1300 | 13000
| Note | Note Details
3.100.19 | - | Sundries
| Item Code | Description | Item Remarks | Unit of Measurement | Quantity/Base Price | Unit Price/Discount % (Excluding VAT) | Total | Unit Price/Discount % (Excluding VAT) | Total |  | Unit Price/Discount % (Excluding VAT) | Total
3.100.20 | B10.2.13 | (*) Expansion joints; all in accordance with the Specifications |  | Item | 1 | 0 | 0 | 2239.76 | 2239.76 |  | 1000 | 1000
| Note | Note Details
3.100.21 | - | Additional items
| Item Code | Description | Item Remarks | Unit of Measurement | Quantity/Base Price | Unit Price/Discount % (Excluding VAT) | Total | Unit Price/Discount % (Excluding VAT) | Total |  | Unit Price/Discount % (Excluding VAT) | Total
3.100.22 | AI | (*) Contractor may price here any items which has been shown in the Contract drawings or any other Contract Documents but overlooked or not specifically mentioned inthe schedule of items and is necessary for the satisfactory completion of the Works. Should the Contractor fail to insert any item here, it will be deemed that lump sum Contract Price includes all such items and no claims for additional items will be entertained. |  | Item | 1 | 0 | 0 | 0 | 0 |  | 0 | 0
| Note | Note Details
3.100.23 | - | Please attach one PDF file to be named "Additional Items for (insert bill no/name & Section No/name)" for the details of these additional items in the additional attachment area at the end of the BOQ.
3.101 BOH - B10-03 MASONRY - SUB STATION | [5 empty] | 4 (out of 4) | 53780 | 4 (out of 4) | 35725.9 |  | 4 (out of 4) | 27875
| Note | Note Details
3.101.1 | - | External block work
3.101.2 | - | Concrete masonry units bedded and jointed in cement including mortar including concrete filling, wall ties, bed joints, reinforcement metal lath (where required), head restraint,anchors, and column stiffeners; including all necessary accessories; as shown on Drawing all in accordance with the Specifications
| Item Code | Description | Item Remarks | Unit of Measurement | Quantity/Base Price | Unit Price/Discount % (Excluding VAT) | Total | Unit Price/Discount % (Excluding VAT) | Total |  | Unit Price/Discount % (Excluding VAT) | Total
3.101.3 | B10.3.1 | (*) Solid blockwork External 20CM |  | m2 | 178 | 200 | 35600 | 134.05 | 23860.9 |  | 110 | 19580
| Note | Note Details
3.101.4 | - | Internal block work
3.101.5 | - | Concrete masonry units bedded and jointed in cement including mortar including concrete filling, wall ties, bed joints, reinforcement metal lath (where required), head restraint,anchors, and column stiffeners; including all necessary accessories; as shown on Drawing all in accordance with the Specifications
| Item Code | Description | Item Remarks | Unit of Measurement | Quantity/Base Price | Unit Price/Discount % (Excluding VAT) | Total | Unit Price/Discount % (Excluding VAT) | Total |  | Unit Price/Discount % (Excluding VAT) | Total
3.101.6 | B10.3.2 | (*) hollow Block Internal 20cm |  | m2 | 53 | 180 | 9540 | 130.2 | 6900.6 |  | 75 | 3975
| Note | Note Details
3.101.7 | - | Solid block work
| Item Code | Description | Item Remarks | Unit of Measurement | Quantity/Base Price | Unit Price/Discount % (Excluding VAT) | Total | Unit Price/Discount % (Excluding VAT) | Total |  | Unit Price/Discount % (Excluding VAT) | Total
3.101.8 | B10.3.3 | (*) Solid blockwork External 25CM |  | m2 | 36 | 240 | 8640 | 137.9 | 4964.4 |  | 120 | 4320
| Note | Note Details
3.101.9 | - | Additional items
| Item Code | Description | Item Remarks | Unit of Measurement | Quantity/Base Price | Unit Price/Discount % (Excluding VAT) | Total | Unit Price/Discount % (Excluding VAT) | Total |  | Unit Price/Discount % (Excluding VAT) | Total
3.101.10 | AI | (*) Contractor may price here any items which has been shown in the Contract drawings or any other Contract Documents but overlooked or not specifically mentioned inthe schedule of items and is necessary for the satisfactory completion of the Works. Should the Contractor fail to insert any item here, it will be deemed that lump sum Contract Price includes all such items and no claims for additional items will be entertained. |  | Item | 1 | 0 | 0 | 0 | 0 |  | 0 | 0
| Note | Note Details
3.101.11 | - | Please attach one PDF file to be named "Additional Items for (insert bill no/name & Section No/name)" for the details of these additional items in the additional attachment area at the end of the BOQ.
3.102 BOH - B10-04 METAL WORK - SUB STATION | [5 empty] | 3 (out of 3) | 14850 | 3 (out of 3) | 25448.52 |  | 3 (out of 3) | 32200
| Note | Note Details
3.102.1 | - | Chaquard plate
3.102.2 | - | Supply and installation of Chaquard plate including all accessories,fixing etc. all complete as detailed on drawing and engineer approval
| Item Code | Description | Item Remarks | Unit of Measurement | Quantity/Base Price | Unit Price/Discount % (Excluding VAT) | Total | Unit Price/Discount % (Excluding VAT) | Total |  | Unit Price/Discount % (Excluding VAT) | Total
3.102.3 | B10.4.1 | (*) Chaquard plate |  | m2 | 18 | 525 | 9450 | 887.74 | 15979.32 |  | 900 | 16200
| Note | Note Details
3.102.4 | - | Cat Ladder
3.102.5 | - | Supply and installation of Cat Ladder. including all accessories,fixing etc. all complete as detailed on drawing and engineer approval
| Item Code | Description | Item Remarks | Unit of Measurement | Quantity/Base Price | Unit Price/Discount % (Excluding VAT) | Total | Unit Price/Discount % (Excluding VAT) | Total |  | Unit Price/Discount % (Excluding VAT) | Total
3.102.6 | B10.4.2 | (*) Cat Ladder 6m |  | No. | 1 | 5400 | 5400 | 9469.2 | 9469.2 |  | 16000 | 16000
| Note | Note Details
3.102.7 | - | Additional items
| Item Code | Description | Item Remarks | Unit of Measurement | Quantity/Base Price | Unit Price/Discount % (Excluding VAT) | Total | Unit Price/Discount % (Excluding VAT) | Total |  | Unit Price/Discount % (Excluding VAT) | Total
3.102.8 | AI | (*) Contractor may price here any items which has been shown in the Contract drawings or any other Contract Documents but overlooked or not specifically mentioned inthe schedule of items and is necessary for the satisfactory completion of the Works. Should the Contractor fail to insert any item here, it will be deemed that lump sum Contract Price includes all such items and no claims for additional items will be entertained. |  | Item | 1 | 0 | 0 | 0 | 0 |  | 0 | 0
| Note | Note Details
3.102.9 | - | Please attach one PDF file to be named "Additional Items for (insert bill no/name & Section No/name)" for the details of these additional items in the additional attachment area at the end of the BOQ.
3.103 BOH - B10-05 THERMAL AND MOISTURE PROTECTION - SUB STATION | [5 empty] | 7 (out of 7) | 25983 | 7 (out of 7) | 55210.48 |  | 7 (out of 7) | 28057
| Note | Note Details
3.103.1 | - | Waterproofing courses
3.103.2 | - | Waterproofing system for the substructure, 2 coat of bitumen paint as per drawings and specifications.
| Item Code | Description | Item Remarks | Unit of Measurement | Quantity/Base Price | Unit Price/Discount % (Excluding VAT) | Total | Unit Price/Discount % (Excluding VAT) | Total |  | Unit Price/Discount % (Excluding VAT) | Total
3.103.3 | B10.5.1 | (*) To horizontal areas |  | m2 | 176 | 30 | 5280 | 57.05 | 10040.8 |  | 10 | 1760
3.103.4 | B10.5.2 | (*) To vertical areas |  | m2 | 142 | 34 | 4828 | 102.62 | 14572.04 |  | 10 | 1420
| Note | Note Details
3.103.5 | - | 1000 Gauge Polythene Sheet, all in accordance with the Specifications
| Item Code | Description | Item Remarks | Unit of Measurement | Quantity/Base Price | Unit Price/Discount % (Excluding VAT) | Total | Unit Price/Discount % (Excluding VAT) | Total |  | Unit Price/Discount % (Excluding VAT) | Total
3.103.6 | B10.5.3 | (*) To horizontal areas |  | m2 | 176 | 5 | 880 | 4.38 | 770.88 |  | 7 | 1232
| Note | Note Details
3.103.7 | - | Supply and Apply isolation joints as per drawings ,specifications
| Item Code | Description | Item Remarks | Unit of Measurement | Quantity/Base Price | Unit Price/Discount % (Excluding VAT) | Total | Unit Price/Discount % (Excluding VAT) | Total |  | Unit Price/Discount % (Excluding VAT) | Total
3.103.8 | B10.5.4 | (*) Isolation Joint for Grade Slab 15 cm |  | m | 56 | 60 | 3360 | 146.77 | 8219.12 |  | 15 | 840
| Note | Note Details
3.103.9 | - | Roof waterproofing
3.103.10 | - | Waterproofing system for the Roof, as per drawings and specifications.
| Item Code | Description | Item Remarks | Unit of Measurement | Quantity/Base Price | Unit Price/Discount % (Excluding VAT) | Total | Unit Price/Discount % (Excluding VAT) | Total |  | Unit Price/Discount % (Excluding VAT) | Total
3.103.11 | B10.5.5 | (*) Roof Waterproofing |  | m2 | 73 | 130 | 9490 | 248.57 | 18145.61 |  | 275 | 20075
3.103.12 | B10.5.6 | (*) Roof Waterproofing skirting |  | m | 39 | 55 | 2145 | 88.77 | 3462.03 |  | 70 | 2730
| Note | Note Details
3.103.13 | - | Additional items
| Item Code | Description | Item Remarks | Unit of Measurement | Quantity/Base Price | Unit Price/Discount % (Excluding VAT) | Total | Unit Price/Discount % (Excluding VAT) | Total |  | Unit Price/Discount % (Excluding VAT) | Total
3.103.14 | AI | (*) Contractor may price here any items which has been shown in the Contract drawings or any other Contract Documents but overlooked or not specifically mentioned inthe schedule of items and is necessary for the satisfactory completion of the Works. Should the Contractor fail to insert any item here, it will be deemed that lump sum Contract Price includes all such items and no claims for additional items will be entertained. |  | Item | 1 | 0 | 0 | 0 | 0 |  | 0 | 0
| Note | Note Details
3.103.15 | - | Please attach one PDF file to be named "Additional Items for (insert bill no/name & Section No/name)" for the details of these additional items in the additional attachment area at the end of the BOQ.
3.104 BOH - B10-06 DOORS AND WINDOWS - SUB STATION | [5 empty] | 4 (out of 4) | 17255 | 4 (out of 4) | 62141.66 |  | 4 (out of 4) | 34900
| Note | Note Details
3.104.1 | - | Metal Door
3.104.2 | - | Supply and install Metal Door,including all accessories needed for installation as per mention in drawings & specifications
| Item Code | Description | Item Remarks | Unit of Measurement | Quantity/Base Price | Unit Price/Discount % (Excluding VAT) | Total | Unit Price/Discount % (Excluding VAT) | Total |  | Unit Price/Discount % (Excluding VAT) | Total
3.104.3 | B10.6.1 | (*) D1-HDG 2700X3000 |  | No. | 2 | 5265 | 10530 | 21305.71 | 42611.42 |  | 12000 | 24000
| Note | Note Details
3.104.4 | - | Aluminum Door
3.104.5 | - | Supply and install powder coated Aluminum Door ,including all accessories needed for installation as per mention in drawings & specifications
| Item Code | Description | Item Remarks | Unit of Measurement | Quantity/Base Price | Unit Price/Discount % (Excluding VAT) | Total | Unit Price/Discount % (Excluding VAT) | Total |  | Unit Price/Discount % (Excluding VAT) | Total
3.104.6 | B10.6.2 | (*) D2-Powder coated Alu. 1200x3000 |  | No. | 1 | 2525 | 2525 | 7693.73 | 7693.73 |  | 3300 | 3300
3.104.7 | B10.6.3 | (*) D2-Powder coated Alu. 2000x3000 |  | No. | 1 | 4200 | 4200 | 11836.51 | 11836.51 |  | 7600 | 7600
| Note | Note Details
3.104.8 | - | Additional items
| Item Code | Description | Item Remarks | Unit of Measurement | Quantity/Base Price | Unit Price/Discount % (Excluding VAT) | Total | Unit Price/Discount % (Excluding VAT) | Total |  | Unit Price/Discount % (Excluding VAT) | Total
3.104.9 | AI | (*) Contractor may price here any items which has been shown in the Contract drawings or any other Contract Documents but overlooked or not specifically mentioned inthe schedule of items and is necessary for the satisfactory completion of the Works. Should the Contractor fail to insert any item here, it will be deemed that lump sum Contract Price includes all such items and no claims for additional items will be entertained. |  | Item | 1 | 0 | 0 | 0 | 0 |  | 0 | 0
| Note | Note Details
3.104.10 | - | Please attach one PDF file to be named "Additional Items for (insert bill no/name & Section No/name)" for the details of these additional items in the additional attachment area at the end of the BOQ.
3.105 BOH - B10-08 FINISHES - SUB STATION | [5 empty] | 8 (out of 8) | 72960 | 8 (out of 8) | 82353.32 |  | 8 (out of 8) | 119045
| Note | Note Details
3.105.1 | - | External Finishes
3.105.2 | - | Prapare and apply paint on Plaster including all necessary wrok as per drawing and specifications
| Item Code | Description | Item Remarks | Unit of Measurement | Quantity/Base Price | Unit Price/Discount % (Excluding VAT) | Total | Unit Price/Discount % (Excluding VAT) | Total |  | Unit Price/Discount % (Excluding VAT) | Total
3.105.3 | B10.7.1 | (*) External Epoxy Paint over plaster for inside Parapet |  | m2 | 244 | 58 | 14152 | 65.1 | 15884.4 |  | 70 | 17080
| Note | Note Details
3.105.4 | - | Wall Finishes
3.105.5 | - | Prapare and apply paint on Plaster including all necessary wrok as per drawing and specifications DIVISION 9-099656
| Item Code | Description | Item Remarks | Unit of Measurement | Quantity/Base Price | Unit Price/Discount % (Excluding VAT) | Total | Unit Price/Discount % (Excluding VAT) | Total |  | Unit Price/Discount % (Excluding VAT) | Total
3.105.6 | B10.7.2 | (*) Internal Epoxy Paint |  | m2 | 240 | 48 | 11520 | 53.26 | 12782.4 |  | 40 | 9600
| Note | Note Details
3.105.7 | - | Floor Finishes
3.105.8 | - | Supply and fix Epoxy Paint on cement screed including all necessary wrok as per drawing and specifications DIVISION 09-096723
| Item Code | Description | Item Remarks | Unit of Measurement | Quantity/Base Price | Unit Price/Discount % (Excluding VAT) | Total | Unit Price/Discount % (Excluding VAT) | Total |  | Unit Price/Discount % (Excluding VAT) | Total
3.105.9 | B10.7.3 | (*) Epoxy Paint |  | m2 | 108 | 148 | 15984 | 53.26 | 5752.08 |  | 165 | 17820
| Note | Note Details
3.105.10 | - | Ceiling Finishes
3.105.11 | - | Prapare and apply paint on Plaster including all necessary wrok as per drawing and specifications DIVISION 9-099656
| Item Code | Description | Item Remarks | Unit of Measurement | Quantity/Base Price | Unit Price/Discount % (Excluding VAT) | Total | Unit Price/Discount % (Excluding VAT) | Total |  | Unit Price/Discount % (Excluding VAT) | Total
3.105.12 | B10.7.4 | (*) Epoxy Paint |  | m2 | 89 | 48 | 4272 | 53.26 | 4740.14 |  | 45 | 4005
| Note | Note Details
3.105.13 | - | Backgrounds
3.105.14 | - | Supply and apply ready mixed sand cement plaster with all related accessories mesh, angles, etc., as per drawings and specifications. Cement plaster finish to internal surfaces
| Item Code | Description | Item Remarks | Unit of Measurement | Quantity/Base Price | Unit Price/Discount % (Excluding VAT) | Total | Unit Price/Discount % (Excluding VAT) | Total |  | Unit Price/Discount % (Excluding VAT) | Total
3.105.15 | B10.7.5 | (*) Walls |  | m2 | 240 | 44 | 10560 | 67.82 | 16276.8 |  | 120 | 28800
3.105.16 | B10.7.6 | (*) ceiling |  | m2 | 89 | 48 | 4272 | 67.82 | 6035.98 |  | 140 | 12460
3.105.17 | B10.7.7 | (*) Elevations |  | m2 | 244 | 50 | 12200 | 85.58 | 20881.52 |  | 120 | 29280
| Note | Note Details
3.105.18 | - | Additional items
| Item Code | Description | Item Remarks | Unit of Measurement | Quantity/Base Price | Unit Price/Discount % (Excluding VAT) | Total | Unit Price/Discount % (Excluding VAT) | Total |  | Unit Price/Discount % (Excluding VAT) | Total
3.105.19 | AI | (*) Contractor may price here any items which has been shown in the Contract drawings or any other Contract Documents but overlooked or not specifically mentioned inthe schedule of items and is necessary for the satisfactory completion of the Works. Should the Contractor fail to insert any item here, it will be deemed that lump sum Contract Price includes all such items and no claims for additional items will be entertained. |  | Item | 1 | 0 | 0 | 0 | 0 |  | 0 | 0
| Note | Note Details
3.105.20 | - | Please attach one PDF file to be named "Additional Items for (insert bill no/name & Section No/name)" for the details of these additional items in the additional attachment area at the end of the BOQ.
3.106 BOH - B10-08 ACCESSORIES - SUB STATION | [5 empty] | 3 (out of 3) | 7950 | 3 (out of 3) | 3953.41 |  | 3 (out of 3) | 22000
| Note | Note Details
3.106.1 | - | GRC Culstra
3.106.2 | - | Supply and install GRC Culstra ,including all accessories needed for installation as per mention in drawings & specifications
| Item Code | Description | Item Remarks | Unit of Measurement | Quantity/Base Price | Unit Price/Discount % (Excluding VAT) | Total | Unit Price/Discount % (Excluding VAT) | Total |  | Unit Price/Discount % (Excluding VAT) | Total
3.106.3 | B10.8.1 | (*) GRC Culstra |  | m2 | 7 | 850 | 5950 | 142.04 | 994.28 |  | 3000 | 21000
| Note | Note Details
3.106.4 | - | Signage
3.106.5 | - | Supply and install Signage ,including all accessories needed for installation as per mention in drawings & specifications
| Item Code | Description | Item Remarks | Unit of Measurement | Quantity/Base Price | Unit Price/Discount % (Excluding VAT) | Total | Unit Price/Discount % (Excluding VAT) | Total |  | Unit Price/Discount % (Excluding VAT) | Total
3.106.6 | B10.8.2 | (*) Signage |  | Item | 1 | 2000 | 2000 | 2959.13 | 2959.13 |  | 1000 | 1000
| Note | Note Details
3.106.7 | - | Additional items
| Item Code | Description | Item Remarks | Unit of Measurement | Quantity/Base Price | Unit Price/Discount % (Excluding VAT) | Total | Unit Price/Discount % (Excluding VAT) | Total |  | Unit Price/Discount % (Excluding VAT) | Total
3.106.8 | AI | (*) Contractor may price here any items which has been shown in the Contract drawings or any other Contract Documents but overlooked or not specifically mentioned inthe schedule of items and is necessary for the satisfactory completion of the Works. Should the Contractor fail to insert any item here, it will be deemed that lump sum Contract Price includes all such items and no claims for additional items will be entertained. |  | Item | 1 | 0 | 0 | 0 | 0 |  | 0 | 0
| Note | Note Details
3.106.9 | - | Please attach one PDF file to be named "Additional Items for (insert bill no/name & Section No/name)" for the details of these additional items in the additional attachment area at the end of the BOQ.
3.107 BOH - B10-09 MECHANICAL INSTALLATION - SUB STATION | [5 empty] | 28 (out of 28) | 641395 | 28 (out of 28) | 395367.91 |  | 28 (out of 28) | 407010
| Note | Note Details
3.107.1 | - | Heating, ventilating and air-conditioning
3.107.2 | - | Supply, installation, testing, balancing & commissioning of complete Air Conditioning, Heating & Ventilation ,System as specified complete with in all respects as per drawings, specification, applicable standards, manufacturer recommendations, and as per drawings, mentioned in specification complete in all respects ready to operate including all builders work, coordination with other trades etc but not limited to the following;
| Item Code | Description | Item Remarks | Unit of Measurement | Quantity/Base Price | Unit Price/Discount % (Excluding VAT) | Total | Unit Price/Discount % (Excluding VAT) | Total |  | Unit Price/Discount % (Excluding VAT) | Total
3.107.3 | B10.9.1 | (*) Wall Mounted Unit |  | No. | 2 | 5850 | 11700 | 17754.76 | 35509.52 |  | 8000 | 16000
3.107.4 | B10.9.2 | (*) VRF Outdoor Unit |  | No. | 1 | 17500 | 17500 | 17754.76 | 17754.76 |  | 20000 | 20000
| Note | Note Details
3.107.5 | - | Storm Water
3.107.6 | - | Supply, install and commission Drainage, uPVC soil ,waste, vent and rain water pipes- above ground and below ground pipes and fittings including supports, brackets, hangers in accordance with the specification including coordination and connection to Sanitary wares as per required to complete Drainage System.
| Item Code | Description | Item Remarks | Unit of Measurement | Quantity/Base Price | Unit Price/Discount % (Excluding VAT) | Total | Unit Price/Discount % (Excluding VAT) | Total |  | Unit Price/Discount % (Excluding VAT) | Total
3.107.7 | B10.9.3 | (*) Rain water inlet |  | No. | 1 | 1500 | 1500 | 946.92 | 946.92 |  | 850 | 850
3.107.8 | B10.9.4 | (*) Rain water pipe 100 mm |  | m | 12 | 105 | 1260 | 88.77 | 1065.24 |  | 90 | 1080
3.107.9 | B10.9.5 | (*) Soakaway Pit Cover with seal |  | No. | 1 | 12000 | 12000 | 4230.64 | 4230.64 |  | 6500 | 6500
| Note | Note Details
3.107.10 | - | Fire protection
3.107.11 | - | Supply and installation, testing, commissioning fire fighting system with all accessories as per ADDC latest code
| Item Code | Description | Item Remarks | Unit of Measurement | Quantity/Base Price | Unit Price/Discount % (Excluding VAT) | Total | Unit Price/Discount % (Excluding VAT) | Total |  | Unit Price/Discount % (Excluding VAT) | Total
3.107.12 | B10.9.6 | (*) 6 kg dry powder fire extinguisher |  | No. | 4 | 525 | 2100 | 532.64 | 2130.56 |  | 420 | 1680
3.107.13 | B10.9.7 | (*) 5 kg co2 fire extinguisher |  | No. | 4 | 415 | 1660 | 473.46 | 1893.84 |  | 400 | 1600
3.107.14 | B10.9.8 | (*) 9 ltr foam fire extinguisher |  | No. | 1 | 435 | 435 | 1006.1 | 1006.1 |  | 1500 | 1500
3.107.15 | B10.9.9 | (*) 30 kg trolley co2 fire extinguisher |  | No. | 2 | 6300 | 12600 | 2367.3 | 4734.6 |  | 2500 | 5000
3.107.16 | B10.9.10 | (*) 50 kg trolley dry powder fire extinguisher |  | No. | 1 | 3500 | 3500 | 3550.95 | 3550.95 |  | 5000 | 5000
3.107.17 | B10.9.11 | (*) 50 ltr trolley foam fire extinguisher |  | No. | 1 | 4540 | 4540 | 5326.43 | 5326.43 |  | 8000 | 8000
3.107.18 | B10.9.12 | (*) UL/FM Clean agent system |  | No. | 2 | 125000 | 250000 | 69835.39 | 139670.78 |  | 72000 | 144000
3.107.19 | B10.9.13 | (*) UL/FM Water spray system |  | No. | 1 | 146000 | 146000 | 41427.77 | 41427.77 |  | 66000 | 66000
3.107.20 | B10.9.14 | (*) UL/FM foam spray system |  | No. | 1 | 161100 | 161100 | 88773.8 | 88773.8 |  | 105000 | 105000
| Note | Note Details
3.107.21 | - | SUNDRIES:-
| Item Code | Description | Item Remarks | Unit of Measurement | Quantity/Base Price | Unit Price/Discount % (Excluding VAT) | Total | Unit Price/Discount % (Excluding VAT) | Total |  | Unit Price/Discount % (Excluding VAT) | Total
3.107.22 | B10.9.15 | (*) Allow for supports |  | Item | 1 | 5000 | 5000 | 3550.95 | 3550.95 |  | 5000 | 5000
3.107.23 | B10.9.16 | (*) Allow for identifications, tag plates, labels, signage and colour coding for all services. |  | Item | 1 | 1000 | 1000 | 3550.95 | 3550.95 |  | 2000 | 2000
3.107.24 | B10.9.17 | (*) Allow for testing and pre-commissioning |  | Item | 1 | 2000 | 2000 | 3550.95 | 3550.95 |  | 500 | 500
3.107.25 | B10.9.18 | (*) Allow for commissioning |  | Item | 1 | 1000 | 1000 | 3550.95 | 3550.95 |  | 500 | 500
3.107.26 | B10.9.19 | (*) Allow for tools and spares |  | Item | 1 | 500 | 500 | 3550.95 | 3550.95 |  | 500 | 500
3.107.27 | B10.9.20 | (*) Allow for document and certification |  | Item | 1 | 500 | 500 | 3550.95 | 3550.95 |  | 1000 | 1000
3.107.28 | B10.9.21 | (*) Allow for co-ordination with other services |  | Item | 1 | 500 | 500 | 3550.95 | 3550.95 |  | 1000 | 1000
3.107.29 | B10.9.22 | (*) Allow for cutting or forming holes, mortises, chases, or the like and making good finishing |  | Item | 1 | 500 | 500 | 3550.95 | 3550.95 |  | 1500 | 1500
3.107.30 | B10.9.23 | (*) Allow for building in or cutting and pinning brackets or the like and making good finishing |  | Item | 1 | 500 | 500 | 3550.95 | 3550.95 |  | 1000 | 1000
3.107.31 | B10.9.24 | (*) Allow for protective painting to all systems |  | Item | 1 | 500 | 500 | 3550.95 | 3550.95 |  | 800 | 800
3.107.32 | B10.9.25 | (*) Allow for decorative painting to all systems |  | Item | 1 | 500 | 500 | 3550.95 | 3550.95 |  | 1000 | 1000
3.107.33 | B10.9.26 | (*) Allow for drawings, manuals, submittal, samples inspections, instruction books |  | Item | 1 | 2000 | 2000 | 3550.95 | 3550.95 |  | 2000 | 2000
3.107.34 | B10.9.27 | (*) Allow for builders work |  | Item | 1 | 1000 | 1000 | 4734.6 | 4734.6 |  | 8000 | 8000
| Note | Note Details
3.107.35 | - | Additional items
| Item Code | Description | Item Remarks | Unit of Measurement | Quantity/Base Price | Unit Price/Discount % (Excluding VAT) | Total | Unit Price/Discount % (Excluding VAT) | Total |  | Unit Price/Discount % (Excluding VAT) | Total
3.107.36 | AI | (*) Contractor may price here any items which has been shown in the Contract drawings or any other Contract Documents but overlooked or not specifically mentioned inthe schedule of items and is necessary for the satisfactory completion of the Works. Should the Contractor fail to insert any item here, it will be deemed that lump sum Contract Price includes all such items and no claims for additional items will be entertained. |  | Item | 1 | 0 | 0 | 0 | 0 |  | 0 | 0
| Note | Note Details
3.107.37 | - | Please attach one PDF file to be named "Additional Items for (insert bill no/name & Section No/name)" for the details of these additional items in the additional attachment area at the end of the BOQ.
3.108 BOH - B10-10 ELECTRICAL INSTALLATION - SUB STATION | [5 empty] | 60 (out of 60) | 1958795 | 60 (out of 60) | 2656657.87 |  | 60 (out of 60) | 4229725
| Note | Note Details
3.108.1 | - | Electrical Works
| Item Code | Description | Item Remarks | Unit of Measurement | Quantity/Base Price | Unit Price/Discount % (Excluding VAT) | Total | Unit Price/Discount % (Excluding VAT) | Total |  | Unit Price/Discount % (Excluding VAT) | Total
3.108.2 | B10.10.1 | (*) SUPPLY INSTALL TERMIANT 3C X 240mm 11KV cable as per AADC spceification |  | m | 2088 | 390 | 814320 | 443.87 | 926800.56 |  | 660 | 1378080
3.108.3 | B10.10.2 | (*) SUPPLY INSTALL TEST & COMMISSION TRM as per AADC spceification |  | No. | 1 | 65000 | 65000 | 97651.18 | 97651.18 |  | 150000 | 150000
3.108.4 | B10.10.3 | (*) SUPPLY INSTALL TEST & COMMISSION 1000kva TRANSFORMER 0.4/11KVA as per AADC spceification |  | No. | 1 | 110000 | 110000 | 124283.32 | 124283.32 |  | 100000 | 100000
3.108.5 | B10.10.4 | (*) SUPPLY INSTALL TEST & COMMISSION LV PANEL |  | No. | 1 | 95000 | 95000 | 207138.86 | 207138.86 |  | 300000 | 300000
3.108.6 | B10.10.5 | (*) SUPPLY INSTALL TEST & COMMISSION MCC PANEL |  | No. | 1 | 55000 | 55000 | 59182.53 | 59182.53 |  | 150000 | 150000
3.108.7 | B10.10.6 | (*) SUPPLY INSTALL TEST & COMMISSION CAPACITOR BANK |  | No. | 1 | 45000 | 45000 | 65100.78 | 65100.78 |  | 45000 | 45000
| Note | Note Details
3.108.8 | - | Final Distribution Board
3.108.9 | - | Supply, install, test and commission Wall mounted/ Free Standing Final Distribution Boards including circuit breakers, energy monitoring, conduits, ducts and trays from incoming/Outgoing power supply and all terminations as shown on the Drawings & Specifications for the following:-
| Item Code | Description | Item Remarks | Unit of Measurement | Quantity/Base Price | Unit Price/Discount % (Excluding VAT) | Total | Unit Price/Discount % (Excluding VAT) | Total |  | Unit Price/Discount % (Excluding VAT) | Total
3.108.10 | B10.10.7 | (*) DB-SS |  | No. | 1 | 7100 | 7100 | 10061.03 | 10061.03 |  | 3500 | 3500
3.108.11 | B10.10.7.1 | (*) DB-PR |  | No. | 1 | 8500 | 8500 | 7101.9 | 7101.9 |  | 1800 | 1800
3.108.12 | B10.10.8 | (*) DB-CR |  | No. | 1 | 7500 | 7500 | 7101.9 | 7101.9 |  | 3000 | 3000
3.108.13 | B10.10.9 | (*) CONTAIMENT & UPVC DUCT FOR EXTERNAL CABLES |  | LS | 1 | 25000 | 25000 | 59182.53 | 59182.53 |  | 1100000 | 1100000
| Note | Note Details
3.108.14 | - | Supply, install, test and commission of Low Voltage armoured cables including glands, connections, conduits, cable ducts, Cable Trays, GI cable trunking, civil works, cable cleats, earthing cable, fixings and termination complete as shown on Drawings and Specifications
3.108.15 | - | Cables from SMDB to the following
| Item Code | Description | Item Remarks | Unit of Measurement | Quantity/Base Price | Unit Price/Discount % (Excluding VAT) | Total | Unit Price/Discount % (Excluding VAT) | Total |  | Unit Price/Discount % (Excluding VAT) | Total
3.108.16 | B10.10.10 | (*) (4C 16mm2 XLPE/SWA/PVC + 1C 10mm2 CU PVC) |  | m | 10 | 50 | 500 | 81.67 | 816.7 |  | 170 | 1700
3.108.17 | B10.10.11 | (*) (4C 35mm2 XLPE/SWA/PVC + 1C 16mm2 CU PVC) |  | m | 460 | 95 | 43700 | 120.73 | 55535.8 |  | 205 | 94300
3.108.18 | B10.10.11.1 | (*) (4C 95mm2 XLPE/SWA/PVC + 1C 50mm2 CU PVC) |  | m | 610 | 170 | 103700 | 223.71 | 136463.1 |  | 265 | 161650
3.108.19 | B10.10.12 | (*) (4C 120mm2 XLPE/SWA/PVC + 1C 70mm2 CU PVC) |  | m | 30 | 240 | 7200 | 255.67 | 7670.1 |  | 420 | 12600
3.108.20 | B10.10.13 | (*) (4C 150mm2 XLPE/SWA/PVC + 1C 70mm2 CU PVC) |  | m | 1070 | 300 | 321000 | 318.4 | 340688 |  | 500 | 535000
3.108.21 | B10.10.14 | (*) (4C 240mm2 XLPE/SWA/PVC + 1C120mm2 CU PVC) |  | m | 20 | 450 | 9000 | 420.2 | 8404 |  | 630 | 12600
| Note | Note Details
3.108.22 | - | Cables Trays and Trunking
3.108.23 | - | Internal armoured cables, cable trays, cable ducts, GI cable trunking, civil works etc. including all fixings and termination complete as per shown in schematic diagram, load schedules and drawings.
| Item Code | Description | Item Remarks | Unit of Measurement | Quantity/Base Price | Unit Price/Discount % (Excluding VAT) | Total | Unit Price/Discount % (Excluding VAT) | Total |  | Unit Price/Discount % (Excluding VAT) | Total
3.108.24 | B10.10.16 | (*) GI Trunking 50mm x 50mm |  | Item | 1 | 10000 | 10000 | 8877.38 | 8877.38 |  | 0 | 0
3.108.25 | B10.10.17 | (*) GI Trunking 100mm x 100mm |  | Item | 1 | 7500 | 7500 | 11836.51 | 11836.51 |  | 0 | 0
3.108.26 | B10.10.18 | (*) GI Trunking 150mm x 150mm |  | Item | 1 | 7500 | 7500 | 11836.51 | 11836.51 |  | 0 | 0
3.108.27 | B10.10.19 | (*) 100mm HDGI cable tray |  | Item | 1 | 10000 | 10000 | 17754.76 | 17754.76 |  | 1000 | 1000
3.108.28 | B10.10.20 | (*) 150 mm HDGI cable tray |  | Item | 1 | 7500 | 7500 | 23673.01 | 23673.01 |  | 5000 | 5000
3.108.29 | B10.10.21 | (*) 200 mm HDGI cable tray |  | Item | 1 | 9000 | 9000 | 59182.53 | 59182.53 |  | 2000 | 2000
3.108.30 | B10.10.22 | (*) 300 mm HDGI cable tray |  | Item | 1 | 9000 | 9000 | 35509.52 | 35509.52 |  | 7000 | 7000
| Note | Note Details
3.108.31 | - | DISCONNECTING SWITCHES:-
3.108.32 | - | Supply ,Install, testing and commissioning AC23,IP65 Disconnecting switches including all interconnecting cables, wires , trays and Equipments Points from SMD panels and terminations.
| Item Code | Description | Item Remarks | Unit of Measurement | Quantity/Base Price | Unit Price/Discount % (Excluding VAT) | Total | Unit Price/Discount % (Excluding VAT) | Total |  | Unit Price/Discount % (Excluding VAT) | Total
3.108.33 | B10.10.22 | (*) Single phase Isolator (SPN) IP65 |  | No. | 1 | 900 | 900 | 1006.1 | 1006.1 |  | 300 | 300
3.108.34 | B10.10.23 | (*) Three Phase Isolator (TPN) IP 65 |  | No. | 1 | 1200 | 1200 | 1775.48 | 1775.48 |  | 650 | 650
| Note | Note Details
3.108.35 | - | POWER INSTALLATION:
3.108.36 | - | Wiring Devices Points
3.108.37 | - | Supply ,Install, testing and commissioning complete including points of Wiring devices with cover plates and outlet boxes , wiring cable tray & required all terminations,conduits,boxes , back boxes, couplers, draw boxes, junction boxes, wiring etc complete as per Drawings and Specifications.
| Item Code | Description | Item Remarks | Unit of Measurement | Quantity/Base Price | Unit Price/Discount % (Excluding VAT) | Total | Unit Price/Discount % (Excluding VAT) | Total |  | Unit Price/Discount % (Excluding VAT) | Total
3.108.38 | B10.10.23 | (*) 13A switched single socket outlet W/P |  | No. | 3 | 540 | 1620 | 532.64 | 1597.92 |  | 480 | 1440
3.108.39 | B10.10.24 | (*) 13A switched double socket outlet |  | No. | 6 | 600 | 3600 | 887.74 | 5326.44 |  | 480 | 2880
| Note | Note Details
3.108.40 | - | LIGHTING FIXTURES
3.108.41 | - | Supply, install, testing and commissioning complete Light fittings including cabling, wiring, conduits and switches in connections to permanent wiring system
| Item Code | Description | Item Remarks | Unit of Measurement | Quantity/Base Price | Unit Price/Discount % (Excluding VAT) | Total | Unit Price/Discount % (Excluding VAT) | Total |  | Unit Price/Discount % (Excluding VAT) | Total
3.108.42 | B10.10.25 | (*) Electrical points for Type L6 |  | No. | 15 | 1550 | 23250 | 1420.38 | 21305.7 |  | 535 | 8025
3.108.43 | B10.10.26 | (*) Electrical points for Type L7 |  | No. | 6 | 1860 | 11160 | 1302.02 | 7812.12 |  | 1215 | 7290
3.108.44 | B10.10.27 | (*) Surface Mountain Self Contained Non Maintained, 3 Hours Duration 1x12W Emergency Light |  | No. | 4 | 1200 | 4800 | 1775.48 | 7101.92 |  | 750 | 3000
| Note | Note Details
3.108.45 | - | WIRING DEVICES & ACCESSORIES
3.108.46 | - | Supply, install and connect the following devices including device boxes, cover, plates, conduits and wiring between devices and distribution boards, switch panels, etc. as per drawings:
| Item Code | Description | Item Remarks | Unit of Measurement | Quantity/Base Price | Unit Price/Discount % (Excluding VAT) | Total | Unit Price/Discount % (Excluding VAT) | Total |  | Unit Price/Discount % (Excluding VAT) | Total
3.108.47 | B10.10.28 | (*) 20A double pole switch |  | No. | 2 | 600 | 1200 | 828.56 | 1657.12 |  | 380 | 760
3.108.48 | B10.10.29 | (*) One way one gang lighting grid switch |  | No. | 5 | 500 | 2500 | 769.37 | 3846.85 |  | 320 | 1600
| Note | Note Details
3.108.49 | - | CCTV System Installation
3.108.50 | - | Allow for all necessary works in connection with CCTV installation complete including supply, installation, testing and commissioning as per the drawings and/or the specifications
3.108.51 | - | Complete CCTV system including NVR,work station,CAT6 cabling ,power caling... ETC and all devices / elements as shown on the drawings and/or in specification including supply, installation, connections, testing & commissioning and documentation. Include all builders work, fixing accessories, wires/ cables, tagging, cable tray with cover, trunking, conduits, supports, back boxes,couplers and accessories as required
| Item Code | Description | Item Remarks | Unit of Measurement | Quantity/Base Price | Unit Price/Discount % (Excluding VAT) | Total | Unit Price/Discount % (Excluding VAT) | Total |  | Unit Price/Discount % (Excluding VAT) | Total
3.108.52 | B10.10.30 | (*) Fixed camera IP (DAY & Night )POE weather proof ,Recongize |  | No. | 2 | 10000 | 20000 | 7724.5 | 15449 |  | 9500 | 19000
| Note | Note Details
3.108.53 | - | Earthing & bonding System
| Item Code | Description | Item Remarks | Unit of Measurement | Quantity/Base Price | Unit Price/Discount % (Excluding VAT) | Total | Unit Price/Discount % (Excluding VAT) | Total |  | Unit Price/Discount % (Excluding VAT) | Total
3.108.54 | B10.10.31 | (*) Supply, install ,testing and commissioning with all accessories of the earthing and bonding system complete including Earth Bar main earth electrodes , earthing continuity conductors ,bonding conductors and earth pit etc, as specified. |  | Item | 1 | 25000 | 25000 | 47346.02 | 47346.02 |  | 80000 | 80000
| Note | Note Details
3.108.55 | - | Lightning Protection System
3.108.56 | - | Supply, install, test and commission complete lightning protection system air termination network, fitting and connection complete in accordance with Specifications and Drawings.
| Item Code | Description | Item Remarks | Unit of Measurement | Quantity/Base Price | Unit Price/Discount % (Excluding VAT) | Total | Unit Price/Discount % (Excluding VAT) | Total |  | Unit Price/Discount % (Excluding VAT) | Total
3.108.57 | B10.10.32 | (*) Earth pit |  | Item | 1 | 15500 | 15500 | 7101.9 | 7101.9 |  | 3000 | 3000
3.108.58 | B10.10.33 | (*) Free standing air terminal for protection of mechanical |  | Item | 1 | 15000 | 15000 | 8877.38 | 8877.38 |  | 1500 | 1500
3.108.59 | B10.10.34 | (*) Thermo weld in all joints |  | Item | 1 | 8000 | 8000 | 8877.38 | 8877.38 |  | 1000 | 1000
3.108.60 | B10.10.35 | (*) Copper tape down conductor |  | Item | 1 | 5000 | 5000 | 9469.2 | 9469.2 |  | 2000 | 2000
3.108.61 | B10.10.36 | (*) Down conductor to earth pit |  | Item | 1 | 7500 | 7500 | 8285.55 | 8285.55 |  | 1500 | 1500
3.108.62 | B10.10.37 | (*) 1C 70mm² PVC/SC direct buried cable |  | Item | 1 | 8000 | 8000 | 2959.13 | 2959.13 |  | 5000 | 5000
3.108.63 | B10.10.38 | (*) 25x 3mm bare copper tape lightning protection air terminal |  | Item | 1 | 6000 | 6000 | 10061.03 | 10061.03 |  | 7500 | 7500
| Note | Note Details
3.108.64 | - | FIRE ALARM & SECURITY SYSTEMS
3.108.65 | - | ANALOGUE ADDRESSABLE FIRE ALARM SYSTEM
3.108.66 | - | Fire Alarm Installation
3.108.67 | - | Allow for all necessary works in connection with fire alarm installation complete including supply, installation, testing and commissioning as per the drawings and/or the specifications
3.108.68 | - | Complete addressable fire alarm system including all devices / elements as shown on the drawings and/or in specification including supply, installation, connections, testing & commissioning and documentation. Include all builders work, detector base, fixing accessories, fire resistant cables, tagging, cable tray with cover, trunking, conduits, supports, back boxes, couplers and accessories as required.
| Item Code | Description | Item Remarks | Unit of Measurement | Quantity/Base Price | Unit Price/Discount % (Excluding VAT) | Total | Unit Price/Discount % (Excluding VAT) | Total |  | Unit Price/Discount % (Excluding VAT) | Total
3.108.69 | B10.10.39 | (*) Addressable Smoke detector |  | No. | 2 | 465 | 930 | 1420.38 | 2840.76 |  | 350 | 700
3.108.70 | B10.10.40 | (*) Addressable heat detector |  | No. | 4 | 400 | 1600 | 1479.56 | 5918.24 |  | 450 | 1800
3.108.71 | B10.10.41 | (*) Addressable manual call point |  | No. | 1 | 465 | 465 | 2308.12 | 2308.12 |  | 500 | 500
3.108.72 | B10.10.42 | (*) Addressable Fire Alarm sounder with strobe weather proof |  | No. | 1 | 860 | 860 | 2130.57 | 2130.57 |  | 650 | 650
3.108.73 | B10.10.43 | (*) Monitor Module |  | No. | 2 | 595 | 1190 | 7101.9 | 14203.8 |  | 1500 | 3000
| Note | Note Details
3.108.74 | - | SUNDRIES:-
| Item Code | Description | Item Remarks | Unit of Measurement | Quantity/Base Price | Unit Price/Discount % (Excluding VAT) | Total | Unit Price/Discount % (Excluding VAT) | Total |  | Unit Price/Discount % (Excluding VAT) | Total
3.108.75 | B10.10.44 | (*) Allow for supports |  | Item | 1 | 2000 | 2000 | 11836.51 | 11836.51 |  | 1000 | 1000
3.108.76 | B10.10.45 | (*) Allow for identifications, tag plates, labels, signage and colour coding for all services. |  | Item | 1 | 1000 | 1000 | 11836.51 | 11836.51 |  | 500 | 500
3.108.77 | B10.10.46 | (*) Allow for testing and pre-commissioning |  | Item | 1 | 2000 | 2000 | 23673.01 | 23673.01 |  | 500 | 500
3.108.78 | B10.10.47 | (*) Allow for commissioning |  | Item | 1 | 2000 | 2000 | 11836.51 | 11836.51 |  | 500 | 500
3.108.79 | B10.10.48 | (*) Allow for tools and spares |  | Item | 1 | 1000 | 1000 | 11836.51 | 11836.51 |  | 300 | 300
3.108.80 | B10.10.49 | (*) Allow for document and certification |  | Item | 1 | 1000 | 1000 | 11836.51 | 11836.51 |  | 500 | 500
3.108.81 | B10.10.50 | (*) Allow for co-ordination with other services |  | Item | 1 | 500 | 500 | 11836.51 | 11836.51 |  | 1000 | 1000
3.108.82 | B10.10.51 | (*) Allow for cutting or forming holes, mortises, chases, or the like and making good finishing |  | Item | 1 | 1000 | 1000 | 11836.51 | 11836.51 |  | 1500 | 1500
3.108.83 | B10.10.52 | (*) Allow for building in or cutting and pinning brackets or the like and making good finishing |  | Item | 1 | 500 | 500 | 11836.51 | 11836.51 |  | 1500 | 1500
3.108.84 | B10.10.53 | (*) Allow for protective painting to all systems |  | Item | 1 | 500 | 500 | 11836.51 | 11836.51 |  | 800 | 800
3.108.85 | B10.10.54 | (*) Allow for decorative painting to all systems |  | Item | 1 | 500 | 500 | 11836.51 | 11836.51 |  | 800 | 800
3.108.86 | B10.10.55 | (*) Allow for drawings, manuals, submittal, samples inspections, instruction books |  | Item | 1 | 2000 | 2000 | 11836.51 | 11836.51 |  | 1500 | 1500
3.108.87 | B10.10.56 | (*) Allow for builders work |  | Item | 1 | 1500 | 1500 | 23673.01 | 23673.01 |  | 2000 | 2000
| Note | Note Details
3.108.88 | - | Additional items
| Item Code | Description | Item Remarks | Unit of Measurement | Quantity/Base Price | Unit Price/Discount % (Excluding VAT) | Total | Unit Price/Discount % (Excluding VAT) | Total |  | Unit Price/Discount % (Excluding VAT) | Total
3.108.89 | AI | (*) Contractor may price here any items which has been shown in the Contract drawings or any other Contract Documents but overlooked or not specifically mentioned inthe schedule of items and is necessary for the satisfactory completion of the Works. Should the Contractor fail to insert any item here, it will be deemed that lump sum Contract Price includes all such items and no claims for additional items will be entertained. |  | Item | 1 | 0 | 0 | 0 | 0 |  | 0 | 0
| Note | Note Details
3.108.90 | - | Please attach one PDF file to be named "Additional Items for (insert bill no/name & Section No/name)" for the details of these additional items in the additional attachment area at the end of the BOQ.
3.109 ES - BILL NO 11 - ELEPHANT SAFARI - CAFÉ BUILDING | [5 empty] | 0 (out of 0) | 21278257.8 | 0 (out of 0) | 19690720.61 | 0 | 0 (out of 0) | 21909678 | 0
3.110 ES - B11-01 SITE WORK - CAFÉ BUILDING | [5 empty] | 6 (out of 6) | 383071 | 6 (out of 6) | 339215.76 |  | 6 (out of 6) | 212212
| Note | Note Details
3.110.1 | - | Site preparation
| Item Code | Description | Item Remarks | Unit of Measurement | Quantity/Base Price | Unit Price/Discount % (Excluding VAT) | Total | Unit Price/Discount % (Excluding VAT) | Total |  | Unit Price/Discount % (Excluding VAT) | Total
3.110.2 | B11.1.1 | (*) Site preparation as required |  | m2 | 900 | 15 | 13500 | 4.5 | 4050 |  | 10 | 9000
| Note | Note Details
3.110.3 | - | Excavation
| Item Code | Description | Item Remarks | Unit of Measurement | Quantity/Base Price | Unit Price/Discount % (Excluding VAT) | Total | Unit Price/Discount % (Excluding VAT) | Total |  | Unit Price/Discount % (Excluding VAT) | Total
3.110.4 | B11.1.2 | (*) Pit excavation to receive foundation bases depth 1.5 m |  | m3 | 1365 | 50 | 68250 | 41.37 | 56470.05 |  | 15 | 20475
| Note | Note Details
3.110.5 | - | Cut & Fill
| Item Code | Description | Item Remarks | Unit of Measurement | Quantity/Base Price | Unit Price/Discount % (Excluding VAT) | Total | Unit Price/Discount % (Excluding VAT) | Total |  | Unit Price/Discount % (Excluding VAT) | Total
3.110.6 | B11.1.3 | (*) Cut & Fill all in accordance with the Drawing & Specifications |  | m3 | 7541 | 35 | 263935 | 28.68 | 216275.88 |  | 20 | 150820
| Note | Note Details
3.110.7 | - | Filling
| Item Code | Description | Item Remarks | Unit of Measurement | Quantity/Base Price | Unit Price/Discount % (Excluding VAT) | Total | Unit Price/Discount % (Excluding VAT) | Total |  | Unit Price/Discount % (Excluding VAT) | Total
3.110.8 | B11.1.4 | (*) Selected fill from excavated materials all in accordance with the Specifications |  | m3 | 1170 | 30 | 35100 | 51.81 | 60617.7 |  | 25 | 29250
| Note | Note Details
3.110.9 | - | Anti Treatment
3.110.10 | - | Allow for termite control; prepare and apply anti-termite treatment; all in accordance with the Specifications and subject to the Contractor's approval
| Item Code | Description | Item Remarks | Unit of Measurement | Quantity/Base Price | Unit Price/Discount % (Excluding VAT) | Total | Unit Price/Discount % (Excluding VAT) | Total |  | Unit Price/Discount % (Excluding VAT) | Total
3.110.11 | B11.1.5 | (*) To horizontal and vertical surfaces |  | m2 | 381 | 6 | 2286 | 4.73 | 1802.13 |  | 7 | 2667
| Note | Note Details
3.110.12 | - | Additional items
| Item Code | Description | Item Remarks | Unit of Measurement | Quantity/Base Price | Unit Price/Discount % (Excluding VAT) | Total | Unit Price/Discount % (Excluding VAT) | Total |  | Unit Price/Discount % (Excluding VAT) | Total
3.110.13 | AI | (*) Contractor may price here any items which has been shown in the Contract drawings or any other Contract Documents but overlooked or not specifically mentioned inthe schedule of items and is necessary for the satisfactory completion of the Works. Should the Contractor fail to insert any item here, it will be deemed that lump sum Contract Price includes all such items and no claims for additional items will be entertained. |  | Item | 1 | 0 | 0 | 0 | 0 |  | 0 | 0
| Note | Note Details
3.110.14 | - | Please attach one PDF file to be named "Additional Items for (insert bill no/name & Section No/name)" for the details of these additional items in the additional attachment area at the end of the BOQ.
3.111 ES - B11-02 CONCRETE WORK - CAFÉ BUILDING | [5 empty] | 12 (out of 12) | 551250 | 12 (out of 12) | 521263.16 |  | 12 (out of 12) | 352095
| Note | Note Details
3.111.1 | - | SUBSTRUCTURE
3.111.2 | - | Poured Concrete
3.111.3 | - | Plain concrete (20 N/mm2) as per specifications and drawings.
| Item Code | Description | Item Remarks | Unit of Measurement | Quantity/Base Price | Unit Price/Discount % (Excluding VAT) | Total | Unit Price/Discount % (Excluding VAT) | Total |  | Unit Price/Discount % (Excluding VAT) | Total
3.111.4 | B11.2.1 | (*) PCC 05 cm for Grade Slab / Solid Block / Ground Beams |  | m3 | 34 | 500 | 17000 | 490.03 | 16661.02 |  | 385 | 13090
3.111.5 | B11.2.2 | (*) PCC 10 cm for Footings |  | m3 | 16 | 525 | 8400 | 490.03 | 7840.48 |  | 385 | 6160
| Note | Note Details
3.111.6 | - | Reinforcment Concrete (40 N/mm2) in Type I SRC cement including all shuttering,supportsand all related works as per specifications and drawings.
| Item Code | Description | Item Remarks | Unit of Measurement | Quantity/Base Price | Unit Price/Discount % (Excluding VAT) | Total | Unit Price/Discount % (Excluding VAT) | Total |  | Unit Price/Discount % (Excluding VAT) | Total
3.111.7 | B11.2.3 | (*) Footings |  | m3 | 50 | 1750 | 87500 | 1529.94 | 76497 |  | 1200 | 60000
3.111.8 | B11.2.4 | (*) Concrete TIE beams |  | m3 | 56 | 1700 | 95200 | 2146.74 | 120217.44 |  | 1360 | 76160
3.111.9 | B11.2.5 | (*) Neck cloumns |  | m3 | 12 | 1800 | 21600 | 2444.17 | 29330.04 |  | 1960 | 23520
3.111.10 | B11.2.6 | (*) slab grad 150mm |  | m3 | 85 | 1800 | 153000 | 824.95 | 70120.75 |  | 650 | 55250
3.111.11 | B11.2.7 | (*) Screed for Grade Slab |  | m2 | 563 | 50 | 28150 | 58.71 | 33053.73 |  | 45 | 25335
| Note | Note Details
3.111.12 | - | SUPER STRUCTURE
3.111.13 | - | Reinforcmen Concrete (40 N/mm2) in Type I OPC cement including all shuttering,supportsand all related works as per specifications and drawings.
| Item Code | Description | Item Remarks | Unit of Measurement | Quantity/Base Price | Unit Price/Discount % (Excluding VAT) | Total | Unit Price/Discount % (Excluding VAT) | Total |  | Unit Price/Discount % (Excluding VAT) | Total
3.111.14 | B11.2.8 | (*) Concrete columns |  | m3 | 7 | 2050 | 14350 | 2967.02 | 20769.14 |  | 2100 | 14700
3.111.15 | B11.2.9 | (*) Concrete Beam |  | m3 | 19 | 1950 | 37050 | 2764.32 | 52522.08 |  | 1520 | 28880
3.111.16 | B11.2.10 | (*) Solid Slab 20cm |  | m3 | 40 | 2100 | 84000 | 2169.64 | 86785.6 |  | 1150 | 46000
| Note | Note Details
3.111.17 | - | Sundries
| Item Code | Description | Item Remarks | Unit of Measurement | Quantity/Base Price | Unit Price/Discount % (Excluding VAT) | Total | Unit Price/Discount % (Excluding VAT) | Total |  | Unit Price/Discount % (Excluding VAT) | Total
3.111.18 | B11.2.11 | (*) Expansion joints; all in accordance with the Specifications |  | Item | 1 | 5000 | 5000 | 7465.88 | 7465.88 |  | 3000 | 3000
| Note | Note Details
3.111.19 | - | Additional items
| Item Code | Description | Item Remarks | Unit of Measurement | Quantity/Base Price | Unit Price/Discount % (Excluding VAT) | Total | Unit Price/Discount % (Excluding VAT) | Total |  | Unit Price/Discount % (Excluding VAT) | Total
3.111.20 | AI | (*) Contractor may price here any items which has been shown in the Contract drawings or any other Contract Documents but overlooked or not specifically mentioned inthe schedule of items and is necessary for the satisfactory completion of the Works. Should the Contractor fail to insert any item here, it will be deemed that lump sum Contract Price includes all such items and no claims for additional items will be entertained. |  | Item | 1 | 0 | 0 | 0 | 0 |  | 0 | 0
| Note | Note Details
3.111.21 | - | Please attach one PDF file to be named "Additional Items for (insert bill no/name & Section No/name)" for the details of these additional items in the additional attachment area at the end of the BOQ.
3.112 ES - B11-03 MASONRY - CAFÉ BUILDING | [5 empty] | 4 (out of 4) | 111460 | 4 (out of 4) | 72629.55 |  | 4 (out of 4) | 60500
| Note | Note Details
3.112.1 | - | External block work
3.112.2 | - | Concrete masonry units bedded and jointed in cement including mortar including concrete filling, wall ties, bed joints, reinforcement metal lath (where required), head restraint,anchors, and column stiffeners; including all necessary accessories; as shown on Drawing all in accordance with the Specifications
| Item Code | Description | Item Remarks | Unit of Measurement | Quantity/Base Price | Unit Price/Discount % (Excluding VAT) | Total | Unit Price/Discount % (Excluding VAT) | Total |  | Unit Price/Discount % (Excluding VAT) | Total
3.112.3 | B11.3.1 | (*) Solid blockwork External 20CM |  | m2 | 383 | 200 | 76600 | 134.05 | 51341.15 |  | 110 | 42130
| Note | Note Details
3.112.4 | - | Internal block work
3.112.5 | - | Concrete masonry units bedded and jointed in cement including mortar including concrete filling, wall ties, bed joints, reinforcement metal lath (where required), head restraint,anchors, and column stiffeners; including all necessary accessories; as shown on Drawing all in accordance with the Specifications
| Item Code | Description | Item Remarks | Unit of Measurement | Quantity/Base Price | Unit Price/Discount % (Excluding VAT) | Total | Unit Price/Discount % (Excluding VAT) | Total |  | Unit Price/Discount % (Excluding VAT) | Total
3.112.6 | B11.3.2 | (*) Hollow Block 20CM |  | m2 | 47 | 180 | 8460 | 130.2 | 6119.4 |  | 110 | 5170
| Note | Note Details
3.112.7 | - | Solid block work
| Item Code | Description | Item Remarks | Unit of Measurement | Quantity/Base Price | Unit Price/Discount % (Excluding VAT) | Total | Unit Price/Discount % (Excluding VAT) | Total |  | Unit Price/Discount % (Excluding VAT) | Total
3.112.8 | B11.3.3 | (*) Solid blockwork External 25CM |  | m2 | 110 | 240 | 26400 | 137.9 | 15169 |  | 120 | 13200
| Note | Note Details
3.112.9 | - | Additional items
| Item Code | Description | Item Remarks | Unit of Measurement | Quantity/Base Price | Unit Price/Discount % (Excluding VAT) | Total | Unit Price/Discount % (Excluding VAT) | Total |  | Unit Price/Discount % (Excluding VAT) | Total
3.112.10 | AI | (*) Contractor may price here any items which has been shown in the Contract drawings or any other Contract Documents but overlooked or not specifically mentioned inthe schedule of items and is necessary for the satisfactory completion of the Works. Should the Contractor fail to insert any item here, it will be deemed that lump sum Contract Price includes all such items and no claims for additional items will be entertained. |  | Item | 1 | 0 | 0 | 0 | 0 |  | 0 | 0
| Note | Note Details
3.112.11 | - | Please attach one PDF file to be named "Additional Items for (insert bill no/name & Section No/name)" for the details of these additional items in the additional attachment area at the end of the BOQ.
3.113 ES - B11-04 THERMAL AND MOISTURE PROTECTION - CAFÉ BUILDING | [5 empty] | 8 (out of 8) | 115207 | 8 (out of 8) | 255690.81 |  | 8 (out of 8) | 45267
| Note | Note Details
3.113.1 | - | Waterproofing courses
3.113.2 | - | Waterproofing system for the substructure, 2 coat of bitumen paint as per drawings and specifications.
| Item Code | Description | Item Remarks | Unit of Measurement | Quantity/Base Price | Unit Price/Discount % (Excluding VAT) | Total | Unit Price/Discount % (Excluding VAT) | Total |  | Unit Price/Discount % (Excluding VAT) | Total
3.113.3 | B11.4.1 | (*) To horizontal areas |  | m2 | 1395 | 30 | 41850 | 57.05 | 79584.75 |  | 10 | 13950
3.113.4 | B11.4.2 | (*) To vertical areas |  | m2 | 803 | 34 | 27302 | 102.62 | 82403.86 |  | 10 | 8030
| Note | Note Details
3.113.5 | - | 1000 Gauge Polythene Sheet, all in accordance with the Specifications
| Item Code | Description | Item Remarks | Unit of Measurement | Quantity/Base Price | Unit Price/Discount % (Excluding VAT) | Total | Unit Price/Discount % (Excluding VAT) | Total |  | Unit Price/Discount % (Excluding VAT) | Total
3.113.6 | B11.4.3 | (*) To horizontal areas |  | m2 | 381 | 5 | 1905 | 4.38 | 1668.78 |  | 7 | 2667
| Note | Note Details
3.113.7 | - | Supply and Apply isolation joints as per drawings ,specifications
| Item Code | Description | Item Remarks | Unit of Measurement | Quantity/Base Price | Unit Price/Discount % (Excluding VAT) | Total | Unit Price/Discount % (Excluding VAT) | Total |  | Unit Price/Discount % (Excluding VAT) | Total
3.113.8 | B11.4.4 | (*) Isolation Joint for Grade Slab 15 cm |  | m | 544 | 60 | 32640 | 146.77 | 79842.88 |  | 15 | 8160
| Note | Note Details
3.113.9 | - | Roof waterproofing
3.113.10 | - | Waterproofing system for the Roof, as per drawings and specifications.
| Item Code | Description | Item Remarks | Unit of Measurement | Quantity/Base Price | Unit Price/Discount % (Excluding VAT) | Total | Unit Price/Discount % (Excluding VAT) | Total |  | Unit Price/Discount % (Excluding VAT) | Total
3.113.11 | B11.4.5 | (*) Roof Waterproofing |  | m2 | 32 | 130 | 4160 | 248.57 | 7954.24 |  | 275 | 8800
3.113.12 | B11.4.6 | (*) Roof Waterproofing skirting |  | m | 30 | 55 | 1650 | 88.77 | 2663.1 |  | 70 | 2100
| Note | Note Details
3.113.13 | - | Waterproofing for wet areas
3.113.14 | - | Waterproofing system for wet areas, 1.5mm thick seamless water proofing membrane
| Item Code | Description | Item Remarks | Unit of Measurement | Quantity/Base Price | Unit Price/Discount % (Excluding VAT) | Total | Unit Price/Discount % (Excluding VAT) | Total |  | Unit Price/Discount % (Excluding VAT) | Total
3.113.15 | B11.4.7 | (*) Wet area with protection 3cm screed |  | m2 | 30 | 190 | 5700 | 52.44 | 1573.2 |  | 52 | 1560
| Note | Note Details
3.113.16 | - | Additional items
| Item Code | Description | Item Remarks | Unit of Measurement | Quantity/Base Price | Unit Price/Discount % (Excluding VAT) | Total | Unit Price/Discount % (Excluding VAT) | Total |  | Unit Price/Discount % (Excluding VAT) | Total
3.113.17 | AI | (*) Contractor may price here any items which has been shown in the Contract drawings or any other Contract Documents but overlooked or not specifically mentioned inthe schedule of items and is necessary for the satisfactory completion of the Works. Should the Contractor fail to insert any item here, it will be deemed that lump sum Contract Price includes all such items and no claims for additional items will be entertained. |  | Item | 1 | 0 | 0 | 0 | 0 |  | 0 | 0
| Note | Note Details
3.113.18 | - | Please attach one PDF file to be named "Additional Items for (insert bill no/name & Section No/name)" for the details of these additional items in the additional attachment area at the end of the BOQ.
3.114 ES - B11-05 DOORS AND WINDOWS - CAFÉ BUILDING | [5 empty] | 10 (out of 10) | 50830 | 10 (out of 10) | 1326753.95 |  | 10 (out of 10) | 113400
| Note | Note Details
3.114.1 | - | Metal Door
3.114.2 | - | Supply and install Metal Door,including all accessories needed for installation as per mention in drawings & specifications
| Item Code | Description | Item Remarks | Unit of Measurement | Quantity/Base Price | Unit Price/Discount % (Excluding VAT) | Total | Unit Price/Discount % (Excluding VAT) | Total |  | Unit Price/Discount % (Excluding VAT) | Total
3.114.3 | B11.5.1 | (*) D2- Metal Swing Door 1000x2200 |  | No. | 4 | 1320 | 5280 | 4971.33 | 19885.32 |  | 4500 | 18000
3.114.4 | B11.5.2 | (*) D3-Metal Swing Door 800x2200 |  | No. | 1 | 1100 | 1100 | 4261.14 | 4261.14 |  | 4500 | 4500
| Note | Note Details
3.114.5 | - | Glass Door
3.114.6 | - | Supply and install Glass Door,including all accessories needed for installation as per mention in drawings & specifications
| Item Code | Description | Item Remarks | Unit of Measurement | Quantity/Base Price | Unit Price/Discount % (Excluding VAT) | Total | Unit Price/Discount % (Excluding VAT) | Total |  | Unit Price/Discount % (Excluding VAT) | Total
3.114.7 | B11.5.3 | (*) D1- Glass Swing Door 1600x2000 |  | No. | 4 | 2250 | 9000 | 8285.55 | 33142.2 |  | 8000 | 32000
| Note | Note Details
3.114.8 | - | Aluminum Windows
3.114.9 | - | Supply and install powder coated Aluminum Windows ,including all accessories needed for installation as per mention in drawings & specifications
| Item Code | Description | Item Remarks | Unit of Measurement | Quantity/Base Price | Unit Price/Discount % (Excluding VAT) | Total | Unit Price/Discount % (Excluding VAT) | Total |  | Unit Price/Discount % (Excluding VAT) | Total
3.114.10 | B11.5.4 | (*) W1-Powder coated Alu. 9775x2200 |  | No. | 1 | 15150 | 15150 | 106528.56 | 106528.56 |  | 22000 | 22000
3.114.11 | B11.5.5 | (*) W2-Powder coated Alu. 4400x2200 |  | No. | 1 | 6775 | 6775 | 47346.02 | 47346.02 |  | 9800 | 9800
3.114.12 | B11.5.6 | (*) W3-Powder coated Alu. 3300x2200 |  | No. | 1 | 5100 | 5100 | 35509.52 | 35509.52 |  | 7600 | 7600
3.114.13 | B11.5.7 | (*) W4-Powder coated Alu. 2200x2200 |  | No. | 2 | 3400 | 6800 | 23673.01 | 47346.02 |  | 5400 | 10800
3.114.14 | B11.5.8 | (*) W5-Powder coated Alu. 2500x600 |  | No. | 1 | 1125 | 1125 | 7101.9 | 7101.9 |  | 5800 | 5800
3.114.15 | B11.5.9 | (*) W6-Powder coated Alu. 1000x600 |  | No. | 1 | 500 | 500 | 1775.48 | 1775.48 |  | 2900 | 2900
| Note | Note Details
3.114.16 | - | Additional items
| Item Code | Description | Item Remarks | Unit of Measurement | Quantity/Base Price | Unit Price/Discount % (Excluding VAT) | Total | Unit Price/Discount % (Excluding VAT) | Total |  | Unit Price/Discount % (Excluding VAT) | Total
3.114.17 | AI | (*) Contractor may price here any items which has been shown in the Contract drawings or any other Contract Documents but overlooked or not specifically mentioned inthe schedule of items and is necessary for the satisfactory completion of the Works. Should the Contractor fail to insert any item here, it will be deemed that lump sum Contract Price includes all such items and no claims for additional items will be entertained. |  | Item | 1 | 0 | 0 | 1023857.79 | 1023857.79 |  | 0 | 0
| Note | Note Details
3.114.18 | - | Please attach one PDF file to be named "Additional Items for (insert bill no/name & Section No/name)" for the details of these additional items in the additional attachment area at the end of the BOQ.
3.115 ES - B11-06 FINISHES - CAFÉ BUILDING | [5 empty] | 14 (out of 14) | 1039318 | 14 (out of 14) | 1862860.14 |  | 14 (out of 14) | 3654825
| Note | Note Details
3.115.1 | - | External Finishes
3.115.2 | - | Prapare and apply paint on Plaster including all necessary wrok as per drawing and specifications
| Item Code | Description | Item Remarks | Unit of Measurement | Quantity/Base Price | Unit Price/Discount % (Excluding VAT) | Total | Unit Price/Discount % (Excluding VAT) | Total |  | Unit Price/Discount % (Excluding VAT) | Total
3.115.3 | B11.6.1 | (*) External Heritage Paint over plaster |  | m2 | 470 | 58 | 27260 | 195.3 | 91791 |  | 55 | 25850
| Note | Note Details
3.115.4 | - | Wall Finishes
3.115.5 | - | Prapare and apply paint on Plaster including all necessary wrok as per drawing and specifications DIVISION 9-09 91 23
| Item Code | Description | Item Remarks | Unit of Measurement | Quantity/Base Price | Unit Price/Discount % (Excluding VAT) | Total | Unit Price/Discount % (Excluding VAT) | Total |  | Unit Price/Discount % (Excluding VAT) | Total
3.115.6 | B11.6.2 | (*) Rustic finish Paint |  | m2 | 579 | 58 | 33582 | 159.79 | 92518.41 |  | 55 | 31845
| Note | Note Details
3.115.7 | - | Prapare and apply wooden wall cladding including all necessary wrok as per drawing and specifications DIVISION 097710
| Item Code | Description | Item Remarks | Unit of Measurement | Quantity/Base Price | Unit Price/Discount % (Excluding VAT) | Total | Unit Price/Discount % (Excluding VAT) | Total |  | Unit Price/Discount % (Excluding VAT) | Total
3.115.8 | B11.6.2.1 | (*) wooden wall cladding |  | m2 | 66 | 650 | 42900 | 1775.48 | 117181.68 |  | 800 | 52800
| Note | Note Details
3.115.9 | - | Prapare and apply artificial trees including all necessary wrok as per drawing and specifications DIVISION 129213
| Item Code | Description | Item Remarks | Unit of Measurement | Quantity/Base Price | Unit Price/Discount % (Excluding VAT) | Total | Unit Price/Discount % (Excluding VAT) | Total |  | Unit Price/Discount % (Excluding VAT) | Total
3.115.10 | B11.6.2.2 | (*) artificial trees |  | Item | 1 | 65000 | 65000 | 34325.87 | 34325.87 |  | 50000 | 50000
| Note | Note Details
3.115.11 | - | Floor Finishes
3.115.12 | - | Supply and fix Stamped concrete on cement screed including all necessary wrok as per drawing and specifications DIVISION 3-03 35 33
| Item Code | Description | Item Remarks | Unit of Measurement | Quantity/Base Price | Unit Price/Discount % (Excluding VAT) | Total | Unit Price/Discount % (Excluding VAT) | Total |  | Unit Price/Discount % (Excluding VAT) | Total
3.115.13 | B11.6.3 | (*) Stamped concrete Floors |  | m2 | 30 | 245 | 7350 | 266.32 | 7989.6 |  | 300 | 9000
| Note | Note Details
3.115.14 | - | Supply and Install Wood Decking , including all necessary wrok as per drawing and specifications ,DIVISION 6-06 73 00
| Item Code | Description | Item Remarks | Unit of Measurement | Quantity/Base Price | Unit Price/Discount % (Excluding VAT) | Total | Unit Price/Discount % (Excluding VAT) | Total |  | Unit Price/Discount % (Excluding VAT) | Total
3.115.15 | B11.6.4 | (*) Wood Decking Floors |  | m2 | 74 | 725 | 53650 | 769.37 | 56933.38 |  | 800 | 59200
| Note | Note Details
3.115.16 | - | Supply and fix Threshold including all necessary wrok as per drawing and specifications
| Item Code | Description | Item Remarks | Unit of Measurement | Quantity/Base Price | Unit Price/Discount % (Excluding VAT) | Total | Unit Price/Discount % (Excluding VAT) | Total |  | Unit Price/Discount % (Excluding VAT) | Total
3.115.17 | B11.6.5 | (*) Steps Trade and riser |  | m | 5 | 350 | 1750 | 710.19 | 3550.95 |  | 0 | 0
| Note | Note Details
3.115.18 | - | Supply and fix Steps Trade and riser including all necessary wrok as per drawing and specifications
| Item Code | Description | Item Remarks | Unit of Measurement | Quantity/Base Price | Unit Price/Discount % (Excluding VAT) | Total | Unit Price/Discount % (Excluding VAT) | Total |  | Unit Price/Discount % (Excluding VAT) | Total
3.115.19 | B11.6.6 | (*) Threshold |  | m | 5 | 95 | 475 | 355.1 | 1775.5 |  | 200 | 1000
| Note | Note Details
3.115.20 | - | Ceiling Finishes
3.115.21 | - | Supply And Fix Aluminium Tiles including all necessary wrok as per drawing and specifications DIVISION 9-09 51 33
| Item Code | Description | Item Remarks | Unit of Measurement | Quantity/Base Price | Unit Price/Discount % (Excluding VAT) | Total | Unit Price/Discount % (Excluding VAT) | Total |  | Unit Price/Discount % (Excluding VAT) | Total
3.115.22 | B11.6.7 | (*) Aluminium Tiles |  | m2 | 30 | 250 | 7500 | 272.24 | 8167.2 |  | 250 | 7500
| Note | Note Details
3.115.23 | - | Supply And Fix Straw wave ceiling including all necessary wrok as per drawing and specifications
| Item Code | Description | Item Remarks | Unit of Measurement | Quantity/Base Price | Unit Price/Discount % (Excluding VAT) | Total | Unit Price/Discount % (Excluding VAT) | Total |  | Unit Price/Discount % (Excluding VAT) | Total
3.115.24 | B11.6.8 | (*) Straw wave ceiling |  | m2 | 1431 | 525 | 751275 | 919.7 | 1316090.7 |  | 2300 | 3291300
| Note | Note Details
3.115.25 | - | Prapare and apply paint including all necessary wrok as per drawing and specifications
| Item Code | Description | Item Remarks | Unit of Measurement | Quantity/Base Price | Unit Price/Discount % (Excluding VAT) | Total | Unit Price/Discount % (Excluding VAT) | Total |  | Unit Price/Discount % (Excluding VAT) | Total
3.115.26 | B11.6.9 | (*) Anti Fungus Above Ceiling |  | m2 | 30 | 18 | 540 | 41.43 | 1242.9 |  | 15 | 450
| Note | Note Details
3.115.27 | - | Backgrounds
3.115.28 | - | Supply and apply ready mixed sand cement plaster with all related accessories mesh, angles, etc., as per drawings and specifications. Cement plaster finish to internal surfaces
| Item Code | Description | Item Remarks | Unit of Measurement | Quantity/Base Price | Unit Price/Discount % (Excluding VAT) | Total | Unit Price/Discount % (Excluding VAT) | Total |  | Unit Price/Discount % (Excluding VAT) | Total
3.115.29 | B11.6.10 | (*) Walls |  | m2 | 579 | 44 | 25476 | 109.25 | 63255.75 |  | 120 | 69480
3.115.30 | B11.6.11 | (*) Elevations |  | m2 | 470 | 48 | 22560 | 144.76 | 68037.2 |  | 120 | 56400
| Note | Note Details
3.115.31 | - | Additional items
| Item Code | Description | Item Remarks | Unit of Measurement | Quantity/Base Price | Unit Price/Discount % (Excluding VAT) | Total | Unit Price/Discount % (Excluding VAT) | Total |  | Unit Price/Discount % (Excluding VAT) | Total
3.115.32 | AI | (*) Contractor may price here any items which has been shown in the Contract drawings or any other Contract Documents but overlooked or not specifically mentioned inthe schedule of items and is necessary for the satisfactory completion of the Works. Should the Contractor fail to insert any item here, it will be deemed that lump sum Contract Price includes all such items and no claims for additional items will be entertained. |  | Item | 1 | 0 | 0 | 0 | 0 |  | 0 | 0
| Note | Note Details
3.115.33 | - | Please attach one PDF file to be named "Additional Items for (insert bill no/name & Section No/name)" for the details of these additional items in the additional attachment area at the end of the BOQ.
3.116 ES - B11-07 ACCESSORIES - CAFÉ BUILDING | [5 empty] | 10 (out of 10) | 9913600 | 10 (out of 10) | 5724437.71 |  | 10 (out of 10) | 7919350
| Note | Note Details
3.116.1 | - | Vanity Counters
3.116.2 | - | Supply and install Vanity Counters ,including all accessories needed for installation as per mention in drawings & specifications
| Item Code | Description | Item Remarks | Unit of Measurement | Quantity/Base Price | Unit Price/Discount % (Excluding VAT) | Total | Unit Price/Discount % (Excluding VAT) | Total |  | Unit Price/Discount % (Excluding VAT) | Total
3.116.3 | B11.7.1 | (*) Vanity Counters |  | m | 4 | 2250 | 9000 | 4142.78 | 16571.12 |  | 1200 | 4800
| Note | Note Details
3.116.4 | - | Wooden Rail
3.116.5 | - | Supply and install Wooden Rail,including all accessories needed for installation as per mention in drawings & specifications
| Item Code | Description | Item Remarks | Unit of Measurement | Quantity/Base Price | Unit Price/Discount % (Excluding VAT) | Total | Unit Price/Discount % (Excluding VAT) | Total |  | Unit Price/Discount % (Excluding VAT) | Total
3.116.6 | B11.7.2 | (*) Wooden Rail H=1 |  | No. | 90 | 600 | 54000 | 1420.38 | 127834.2 |  | 1100 | 99000
| Note | Note Details
3.116.7 | - | Mock Trees
3.116.8 | - | Mock Trees,including all accessories needed for installation as per mention in drawings & specifications
| Item Code | Description | Item Remarks | Unit of Measurement | Quantity/Base Price | Unit Price/Discount % (Excluding VAT) | Total | Unit Price/Discount % (Excluding VAT) | Total |  | Unit Price/Discount % (Excluding VAT) | Total
3.116.9 | B11.7.3 | (*) Mock Trees 4 to 5 M |  | No. | 120 | 58000 | 6960000 | 27000 | 3240000 |  | 40000 | 4800000
3.116.10 | B11.7.4 | (*) Mock Trees 10M |  | No. | 30 | 95000 | 2850000 | 77500 | 2325000 |  | 100000 | 3000000
| Note | Note Details
3.116.11 | - | Mirrors
3.116.12 | - | Mirrors , Trees,as per drawings and specifications.
| Item Code | Description | Item Remarks | Unit of Measurement | Quantity/Base Price | Unit Price/Discount % (Excluding VAT) | Total | Unit Price/Discount % (Excluding VAT) | Total |  | Unit Price/Discount % (Excluding VAT) | Total
3.116.13 | B11.7.5 | (*) Mirrors For Toilets |  | No. | 6 | 850 | 5100 | 1775.48 | 10652.88 |  | 1200 | 7200
| Note | Note Details
3.116.14 | - | Signage
3.116.15 | - | Supply and install Signage ,including all accessories needed for installation as per mention in drawings & specifications
| Item Code | Description | Item Remarks | Unit of Measurement | Quantity/Base Price | Unit Price/Discount % (Excluding VAT) | Total | Unit Price/Discount % (Excluding VAT) | Total |  | Unit Price/Discount % (Excluding VAT) | Total
3.116.16 | B11.7.6 | (*) WAYFINDIND DIRECTIONAL SIGN / PERMANENT |  | Item | 1 | 12000 | 12000 | 1420.38 | 1420.38 |  | 1500 | 1500
3.116.17 | B11.7.7 | (*) SPECIAL FUNCTION SIGN |  | Item | 1 | 12000 | 12000 | 1183.65 | 1183.65 |  | 1250 | 1250
3.116.18 | B11.7.8 | (*) ROOM SIGN / PERMANENT |  | Item | 1 | 4500 | 4500 | 591.83 | 591.83 |  | 600 | 600
3.116.19 | B11.7.9 | (*) FULLY COMPLIANT, MANDATORY INTERIOR FIRE AND SAFETY SIGNS/ refer to architectural set |  | Item | 1 | 7000 | 7000 | 1183.65 | 1183.65 |  | 5000 | 5000
| Note | Note Details
3.116.20 | - | Additional items
| Item Code | Description | Item Remarks | Unit of Measurement | Quantity/Base Price | Unit Price/Discount % (Excluding VAT) | Total | Unit Price/Discount % (Excluding VAT) | Total |  | Unit Price/Discount % (Excluding VAT) | Total
3.116.21 | AI | (*) Contractor may price here any items which has been shown in the Contract drawings or any other Contract Documents but overlooked or not specifically mentioned inthe schedule of items and is necessary for the satisfactory completion of the Works. Should the Contractor fail to insert any item here, it will be deemed that lump sum Contract Price includes all such items and no claims for additional items will be entertained. |  | Item | 1 | 0 | 0 | 0 | 0 |  | 0 | 0
| Note | Note Details
3.116.22 | - | Please attach one PDF file to be named "Additional Items for (insert bill no/name & Section No/name)" for the details of these additional items in the additional attachment area at the end of the BOQ.
3.117 ES - B11-8 FURNISHINGS AND EQUIPMENT - CAFÉ BUILDING | [5 empty] | 11 (out of 11) | 331000 | 11 (out of 11) | 596559.67 |  | 11 (out of 11) | 642500
| Note | Note Details
3.117.1 | - | Equipment
3.117.2 | - | Supply and install Cafe equipment ,including all accessories needed for installation as per mention in drawings & specifications
| Item Code | Description | Item Remarks | Unit of Measurement | Quantity/Base Price | Unit Price/Discount % (Excluding VAT) | Total | Unit Price/Discount % (Excluding VAT) | Total |  | Unit Price/Discount % (Excluding VAT) | Total
3.117.3 | B11.8.1 | (*) Cafe equipment |  | Item | 1 | 38000 | 38000 | 0 | 0 |  | 0 | 0
| Note | Note Details
3.117.4 | - | Furnutire
3.117.5 | - | Supply Furniture ,including all accessories needed as per mention in drawings & specifications
| Item Code | Description | Item Remarks | Unit of Measurement | Quantity/Base Price | Unit Price/Discount % (Excluding VAT) | Total | Unit Price/Discount % (Excluding VAT) | Total |  | Unit Price/Discount % (Excluding VAT) | Total
3.117.6 | B11.8.1 | (*) F/S-01,3 SEATER SOFA |  | No. | 9 | 3500 | 31500 | 6273.35 | 56460.15 |  | 12000 | 108000
3.117.7 | B11.8.2 | (*) F/S-02,SOFA-1 |  | No. | 20 | 2250 | 45000 | 5148.88 | 102977.6 |  | 5000 | 100000
3.117.8 | B11.8.3 | (*) F/S-03,SOFA-2 |  | No. | 24 | 1850 | 44400 | 2130.57 | 51133.68 |  | 4000 | 96000
3.117.9 | B11.8.4 | (*) F/S-04,SOFA-3 |  | No. | 44 | 2500 | 110000 | 2663.21 | 117181.24 |  | 3000 | 132000
3.117.10 | B11.8.5 | (*) F/S-05,STOOL |  | No. | 6 | 500 | 3000 | 6391.71 | 38350.26 |  | 3000 | 18000
3.117.11 | B11.8.6 | (*) F/T-01,COFFEE TABLE -1 |  | No. | 9 | 1200 | 10800 | 6391.71 | 57525.39 |  | 8000 | 72000
3.117.12 | B11.8.7 | (*) F/T-02,COFFEE TABLE -2 |  | No. | 13 | 1400 | 18200 | 3906.05 | 50778.65 |  | 3000 | 39000
3.117.13 | B11.8.8 | (*) F/T-03,COFFEE TABLE -3 |  | No. | 11 | 1600 | 17600 | 7338.63 | 80724.93 |  | 2500 | 27500
| Note | Note Details
3.117.14 | - | Custom made Furnutire
3.117.15 | - | Supply Custom made Furniture ,including all accessories needed as per mention in drawings & specifications
| Item Code | Description | Item Remarks | Unit of Measurement | Quantity/Base Price | Unit Price/Discount % (Excluding VAT) | Total | Unit Price/Discount % (Excluding VAT) | Total |  | Unit Price/Discount % (Excluding VAT) | Total
3.117.16 | B11.8.9 | (*) F/CO-01,CUSTOMIZED COUNTER |  | No. | 1 | 12500 | 12500 | 41427.77 | 41427.77 |  | 50000 | 50000
| Note | Note Details
3.117.17 | - | Additional items
| Item Code | Description | Item Remarks | Unit of Measurement | Quantity/Base Price | Unit Price/Discount % (Excluding VAT) | Total | Unit Price/Discount % (Excluding VAT) | Total |  | Unit Price/Discount % (Excluding VAT) | Total
3.117.18 | AI | (*) Contractor may price here any items which has been shown in the Contract drawings or any other Contract Documents but overlooked or not specifically mentioned inthe schedule of items and is necessary for the satisfactory completion of the Works. Should the Contractor fail to insert any item here, it will be deemed that lump sum Contract Price includes all such items and no claims for additional items will be entertained. |  | Item | 1 | 0 | 0 | 0 | 0 |  | 0 | 0
| Note | Note Details
3.117.19 | - | Please attach one PDF file to be named "Additional Items for (insert bill no/name & Section No/name)" for the details of these additional items in the additional attachment area at the end of the BOQ.
3.118 ES - B11-9 MECHANICAL INSTALLATION - CAFÉ BUILDING | [5 empty] | 75 (out of 75) | 4539761.8 | 75 (out of 75) | 4650706.06 |  | 75 (out of 75) | 5949694
| Note | Note Details
3.118.1 | - | Heating, ventilating and air-conditioning
3.118.2 | - | Supply, installation, testing, balancing & commissioning of complete Air Conditioning, Heating & Ventilation ,System as specified complete with in all respects as per drawings, specification, applicable standards, manufacturer recommendations, and as per drawings, mentioned in specification complete in all respects ready to operate including all builders work, coordination with other trades etc but not limited to the following;
| Item Code | Description | Item Remarks | Unit of Measurement | Quantity/Base Price | Unit Price/Discount % (Excluding VAT) | Total | Unit Price/Discount % (Excluding VAT) | Total |  | Unit Price/Discount % (Excluding VAT) | Total
3.118.3 | B11.9.1 | (*) Air Handling Unit (AHU), complete including connection to condensate drain piping, chilled water Pipework, connection to the duct work, necessary flexible connections, vibration isolators in accordance with the manufacturer's recommendations including final electrical connection, control panel, etc.; all in accordance with the specification and drawings |  | No. | 1 | 40565 | 40565 | 195302.35 | 195302.35 |  | 48000 | 48000
3.118.4 | B11.9.2 | (*) VRF Outdoor Unit complete with necessary Pipework, valves, strainers, flexible connections, thermometers; controls and associated accessories, vibration isolators, comply with manufacturer's details, final electrical connection, control panel and acoustic linings to reduced noise level; condensate drain piping up to the nearest floor drain, etc.; all in accordance with the specification and drawings |  | No. | 1 | 83175 | 83175 | 17754.76 | 17754.76 |  | 54000 | 54000
3.118.5 | B11.9.3 | (*) Air curtain with automatic door switch |  | No. | 4 | 3230 | 12920 | 7101.9 | 28407.6 |  | 4000 | 16000
3.118.6 | B11.9.4 | (*) Supply and return air grilles |  | No. | 1 | 825 | 825 | 2367.3 | 2367.3 |  | 420 | 420
3.118.7 | B11.9.5 | (*) Volume control damper |  | No. | 16 | 990 | 15840 | 1775.48 | 28407.68 |  | 720 | 11520
3.118.8 | B11.9.6 | (*) Galvanized steel sheet metal, rectangular ductwork complete with insulation and all bends, tees, junctions, transformations, splitters, turning vanes, access panels, bell mouths, pressure dampers, fire dampers, fire retardant sealants for all ductwork passing through fire rated structures and connection to equipment, etc.; all in accordance with the specification and drawings |  | m2 | 70 | 415 | 29050 | 236.73 | 16571.1 |  | 1170 | 81900
3.118.9 | B11.9.7 | (*) Inline Extract Fan |  | No. | 2 | 825 | 1650 | 4734.6 | 9469.2 |  | 4200 | 8400
3.118.10 | B11.9.8 | (*) Jet Diffuser |  | No. | 16 | 800 | 12800 | 4142.78 | 66284.48 |  | 2280 | 36480
3.118.11 | B11.9.9 | (*) Exhaust Disc Valve |  | No. | 6 | 660 | 3960 | 1775.48 | 10652.88 |  | 960 | 5760
3.118.12 | B11.9.10 | (*) Exhaust Air Louver |  | No. | 2 | 660 | 1320 | 1775.48 | 3550.96 |  | 900 | 1800
| Note | Note Details
3.118.13 | - | Drainage system
3.118.14 | - | Supply, install and commission Drainage, uPVC soil ,waste, vent and rain water pipes- above ground and below ground pipes and fittings including supports, brackets, hangers in accordance with the specification including coordination and connection to Sanitary wares as per required to complete Drainage System.
| Item Code | Description | Item Remarks | Unit of Measurement | Quantity/Base Price | Unit Price/Discount % (Excluding VAT) | Total | Unit Price/Discount % (Excluding VAT) | Total |  | Unit Price/Discount % (Excluding VAT) | Total
3.118.15 | B11.9.11 | (*) Floor trap |  | No. | 7 | 425 | 2975 | 295.91 | 2071.37 |  | 650 | 4550
3.118.16 | B11.9.12 | (*) Gully trap with Cover |  | No. | 1 | 965 | 965 | 1775.48 | 1775.48 |  | 1700 | 1700
3.118.17 | B11.9.13 | (*) uPVC pipe work installation including excavation, accessories, fittings and fixings all in accordance to the specification and drawings; 50 mm dia |  | m | 10 | 105 | 1050 | 118.37 | 1183.7 |  | 55 | 550
3.118.18 | B11.9.14 | (*) Drainage pipe 110 mm |  | m | 15 | 125 | 1875 | 142.04 | 2130.6 |  | 90 | 1350
3.118.19 | B11.9.15 | (*) Drainage pipe 82 mm |  | m | 20 | 116 | 2320 | 136.12 | 2722.4 |  | 75 | 1500
3.118.20 | B11.9.16 | (*) Floor Clean Out |  | No. | 3 | 315 | 945 | 591.83 | 1775.49 |  | 600 | 1800
3.118.21 | B11.9.17 | (*) Vent Pipe 75mm |  | m | 10 | 122 | 1220 | 295.91 | 2959.1 |  | 75 | 750
3.118.22 | B11.9.18 | (*) Supply and installation of sewerage manhole double sealed cover as per design complying to local regulation; Manhole Cover |  | No. | 1 | 22500 | 22500 | 6448.53 | 6448.53 |  | 3500 | 3500
| Note | Note Details
3.118.23 | - | Water Supply
| Item Code | Description | Item Remarks | Unit of Measurement | Quantity/Base Price | Unit Price/Discount % (Excluding VAT) | Total | Unit Price/Discount % (Excluding VAT) | Total |  | Unit Price/Discount % (Excluding VAT) | Total
3.118.24 | B11.9.19 | (*) Supply and install water heaters including all necessary valve, thermometers, contactors, transformer, diffuser, heating elements and accessories, etc.; all in accordance with the specification and drawings; |  | No. | 3 | 2560 | 7680 | 1420.38 | 4261.14 |  | 850 | 2550
3.118.25 | B11.9.20 | (*) Polypropylene pipe and fittings including insulation, accessories and connections; all in accordance with the specification and drawings; 20 mm dia |  | m | 13 | 64 | 832 | 82.86 | 1077.18 |  | 45 | 585
3.118.26 | B11.9.21 | (*) Ditto; 25mm dia |  | m | 7 | 67 | 469 | 88.77 | 621.39 |  | 50 | 350
3.118.27 | B11.9.22 | (*) Ditto; 32mm dia |  | m | 10 | 76 | 760 | 124.28 | 1242.8 |  | 60 | 600
3.118.28 | B11.9.23 | (*) Hot water pipe 20mm with insulation |  | m | 15 | 64 | 960 | 177.55 | 2663.25 |  | 55 | 825
3.118.29 | B11.9.24 | (*) Water Hammer Arrester |  | No. | 3 | 586 | 1758 | 3550.95 | 10652.85 |  | 350 | 1050
3.118.30 | B11.9.25 | (*) Main Gate Valve |  | No. | 1 | 1500 | 1500 | 2959.13 | 2959.13 |  | 7500 | 7500
3.118.31 | B11.9.26 | (*) Water Meter |  | No. | 1 | 5500 | 5500 | 5918.25 | 5918.25 |  | 2500 | 2500
3.118.32 | B11.9.27 | (*) Water Meter manhole cover |  | No. | 1 | 4500 | 4500 | 4142.78 | 4142.78 |  | 3500 | 3500
3.118.33 | B11.9.28 | (*) Isolation Valve |  | No. | 3 | 760 | 2280 | 2959.13 | 8877.39 |  | 450 | 1350
| Note | Note Details
3.118.34 | - | Fire protection
3.118.35 | - | Supply and installation, testing, commissioning fire fighting system with all accessories as per ADCD latest code
| Item Code | Description | Item Remarks | Unit of Measurement | Quantity/Base Price | Unit Price/Discount % (Excluding VAT) | Total | Unit Price/Discount % (Excluding VAT) | Total |  | Unit Price/Discount % (Excluding VAT) | Total
3.118.36 | B11.9.29 | (*) Fire hose cabinet |  | No. | 1 | 10325 | 10325 | 8877.38 | 8877.38 |  | 18000 | 18000
3.118.37 | B11.9.30 | (*) 6 kg dry powder fire extinguisher |  | No. | 1 | 525 | 525 | 473.46 | 473.46 |  | 420 | 420
3.118.38 | B11.9.31 | (*) 5 kg co2 fire extinguisher |  | No. | 1 | 425 | 425 | 532.64 | 532.64 |  | 400 | 400
3.118.39 | B11.9.32 | (*) 65mm Fire fighting pipe |  | No. | 10 | 2500 | 25000 | 142.04 | 1420.4 |  | 190 | 1900
3.118.40 | B11.9.33 | (*) Main Gate Valve |  | No. | 1 | 1750 | 1750 | 4142.78 | 4142.78 |  | 15000 | 15000
| Note | Note Details
3.118.41 | - | Irrigation for site plan
| Item Code | Description | Item Remarks | Unit of Measurement | Quantity/Base Price | Unit Price/Discount % (Excluding VAT) | Total | Unit Price/Discount % (Excluding VAT) | Total |  | Unit Price/Discount % (Excluding VAT) | Total
3.118.42 | B11.9.34 | (*) Irrigation Pump Set with control panel |  | No. | 1 | 52000 | 52000 | 1123834.84 | 1123834.84 |  | 120000 | 120000
3.118.43 | B11.9.35 | (*) Irrigation solenoid valve box |  | No. | 38 | 1925 | 73150 | 355.1 | 13493.8 |  | 420 | 15960
3.118.44 | B11.9.36 | (*) Irrigation solenoid valve |  | No. | 38 | 550 | 20900 | 3195.86 | 121442.68 |  | 2800 | 106400
3.118.45 | B11.9.37 | (*) Irrigation Dripper |  | No. | 595 | 17 | 10115 | 112.45 | 66907.75 |  | 10 | 5950
3.118.46 | B11.9.38 | (*) Irrigation Gun |  | No. | 26 | 2500 | 65000 | 13316.07 | 346217.82 |  | 4500 | 117000
3.118.47 | B11.9.39 | (*) Irrigation pipe 110mm dia |  | m | 3735 | 132 | 493020 | 108.9 | 406741.5 |  | 150 | 560250
3.118.48 | B11.9.40 | (*) Irrigation pipe 50mm dia |  | m | 5880 | 120 | 705600 | 31.96 | 187924.8 |  | 80 | 470400
3.118.49 | B11.9.41 | (*) Irrigation pipe 32mm dia |  | m | 2270 | 116 | 263320 | 22.49 | 51052.3 |  | 50 | 113500
3.118.50 | B11.9.42 | (*) Flush Valve |  | No. | 4 | 210 | 840 | 591.83 | 2367.32 |  | 1200 | 4800
| Note | Note Details
3.118.51 | - | Drainage & rain water for Site Plan
| Item Code | Description | Item Remarks | Unit of Measurement | Quantity/Base Price | Unit Price/Discount % (Excluding VAT) | Total | Unit Price/Discount % (Excluding VAT) | Total |  | Unit Price/Discount % (Excluding VAT) | Total
3.118.52 | B11.9.43 | (*) Drainage pipe 225 mm for manhole connection |  | m | 1275.8 | 191 | 243677.8 | 137.9 | 175932.82 |  | 280 | 357224
3.118.53 | B11.9.44 | (*) Drainage pipe 150 mm for manhole connection |  | m | 20 | 168 | 3360 | 126.04 | 2520.8 |  | 180 | 3600
3.118.54 | B11.9.45 | (*) Drainage Manhole cover with double seal |  | No. | 48 | 14500 | 696000 | 6448.53 | 309529.44 |  | 11200 | 537600
3.118.55 | B11.9.46 | (*) Storm Water Manhole cover with double seal |  | No. | 6 | 12500 | 75000 | 18105.42 | 108632.52 |  | 15000 | 90000
3.118.56 | B11.9.47 | (*) Catchment Basin Cover |  | No. | 8 | 12000 | 96000 | 9645.37 | 77162.96 |  | 7500 | 60000
3.118.57 | B11.9.48 | (*) Stormwater pipe 300 mm for manhole connection |  | m | 250 | 265 | 66250 | 177.56 | 44390 |  | 320 | 80000
3.118.58 | B11.9.49 | (*) Stormwater pipe 150 mm for catch basins connection |  | m | 145 | 168 | 24360 | 126.04 | 18275.8 |  | 180 | 26100
| Note | Note Details
3.118.59 | - | Water Supply for site plan
| Item Code | Description | Item Remarks | Unit of Measurement | Quantity/Base Price | Unit Price/Discount % (Excluding VAT) | Total | Unit Price/Discount % (Excluding VAT) | Total |  | Unit Price/Discount % (Excluding VAT) | Total
3.118.60 | B11.9.50 | (*) GRP Tank near Elephant and Lion Safari |  | No. | 1 | 27000 | 27000 | 80488.24 | 80488.24 |  | 20000 | 20000
3.118.61 | B11.9.51 | (*) GRP Tank near Elephant Village |  | No. | 1 | 36000 | 36000 | 80488.24 | 80488.24 |  | 40000 | 40000
3.118.62 | B11.9.52 | (*) Booster Pump |  | No. | 2 | 4000 | 8000 | 41427.77 | 82855.54 |  | 43000 | 86000
3.118.63 | B11.9.53 | (*) Gate valve |  | No. | 12 | 7500 | 90000 | 2959.13 | 35509.56 |  | 6500 | 78000
3.118.64 | B11.9.54 | (*) 100mm HDPE Water Pipeline |  | No. | 1370 | 120 | 164400 | 68.13 | 93338.1 |  | 180 | 246600
3.118.65 | B11.9.55 | (*) 50mm HDPE Water Pipeline |  | No. | 930 | 80 | 74400 | 59.62 | 55446.6 |  | 100 | 93000
3.118.66 | B11.9.56 | (*) 32mm HDPE Water Pipeline |  | No. | 574 | 40 | 22960 | 58.44 | 33544.56 |  | 90 | 51660
| Note | Note Details
3.118.67 | - | Fire protection for site plan
3.118.68 | - | Supply and installation, testing, commissioning fire fighting system with all accessories as per ADDC latest code
3.118.69 | - | Fire Fighting Pipe
| Item Code | Description | Item Remarks | Unit of Measurement | Quantity/Base Price | Unit Price/Discount % (Excluding VAT) | Total | Unit Price/Discount % (Excluding VAT) | Total |  | Unit Price/Discount % (Excluding VAT) | Total
3.118.70 | B11.9.58 | (*) 200mm dia HDPE Pipe |  | m | 2452 | 225 | 551700 | 157.8 | 386925.6 |  | 700 | 1716400
3.118.71 | B11.9.59 | (*) 110mm dia HDPE Pipe |  | m | 128 | 125 | 16000 | 68.13 | 8720.64 |  | 500 | 64000
3.118.72 | B11.9.60 | (*) 65mm dia HDPE Pipe |  | m | 42 | 95 | 3990 | 51.56 | 2165.52 |  | 220 | 9240
3.118.73 | B11.9.61 | (*) Fire Hydrants |  | No. | 7 | 24500 | 171500 | 20139.82 | 140978.74 |  | 21000 | 147000
3.118.74 | B11.9.62 | (*) Main Gate Valves |  | No. | 20 | 8450 | 169000 | 2367.3 | 47346 |  | 15000 | 300000
| Note | Note Details
3.118.75 | - | SUNDRIES:-
| Item Code | Description | Item Remarks | Unit of Measurement | Quantity/Base Price | Unit Price/Discount % (Excluding VAT) | Total | Unit Price/Discount % (Excluding VAT) | Total |  | Unit Price/Discount % (Excluding VAT) | Total
3.118.76 | B11.9.63 | (*) Allow for supports |  | Item | 1 | 1000 | 1000 | 5918.25 | 5918.25 |  | 8000 | 8000
3.118.77 | B11.9.64 | (*) Allow for identifications, tag plates, labels, signage and colour coding for all services. |  | Item | 1 | 3000 | 3000 | 5918.25 | 5918.25 |  | 3000 | 3000
3.118.78 | B11.9.65 | (*) Allow for testing and pre-commissioning |  | Item | 1 | 2000 | 2000 | 5918.25 | 5918.25 |  | 500 | 500
3.118.79 | B11.9.66 | (*) Allow for commissioning |  | Item | 1 | 1000 | 1000 | 11836.51 | 11836.51 |  | 500 | 500
3.118.80 | B11.9.67 | (*) Allow for tools and spares |  | Item | 1 | 1000 | 1000 | 5918.25 | 5918.25 |  | 500 | 500
3.118.81 | B11.9.68 | (*) Allow for document and certification |  | Item | 1 | 500 | 500 | 5918.25 | 5918.25 |  | 2000 | 2000
3.118.82 | B11.9.69 | (*) Allow for co-ordination with other services |  | Item | 1 | 500 | 500 | 5918.25 | 5918.25 |  | 2000 | 2000
3.118.83 | B11.9.70 | (*) Allow for cutting or forming holes, mortises, chases, or the like and making good finishing |  | Item | 1 | 1000 | 1000 | 5918.25 | 5918.25 |  | 3000 | 3000
3.118.84 | B11.9.71 | (*) Allow for building in or cutting and pinning brackets or the like and making good finishing |  | Item | 1 | 500 | 500 | 5918.25 | 5918.25 |  | 2500 | 2500
3.118.85 | B11.9.72 | (*) Allow for protective painting to all systems |  | Item | 1 | 1000 | 1000 | 5918.25 | 5918.25 |  | 1500 | 1500
3.118.86 | B11.9.73 | (*) Allow for decorative painting to all systems |  | Item | 1 | 500 | 500 | 5918.25 | 5918.25 |  | 1000 | 1000
3.118.87 | B11.9.74 | (*) Allow for drawings, manuals, submittal, samples inspections, instruction books |  | Item | 1 | 2000 | 2000 | 5918.25 | 5918.25 |  | 8000 | 8000
3.118.88 | B11.9.75 | (*) Allow for builders work |  | Item | 1 | 2000 | 2000 | 11836.51 | 11836.51 |  | 60000 | 60000
| Note | Note Details
3.118.89 | - | Additional items
| Item Code | Description | Item Remarks | Unit of Measurement | Quantity/Base Price | Unit Price/Discount % (Excluding VAT) | Total | Unit Price/Discount % (Excluding VAT) | Total |  | Unit Price/Discount % (Excluding VAT) | Total
3.118.90 | AI | (*) Contractor may price here any items which has been shown in the Contract drawings or any other Contract Documents but overlooked or not specifically mentioned inthe schedule of items and is necessary for the satisfactory completion of the Works. Should the Contractor fail to insert any item here, it will be deemed that lump sum Contract Price includes all such items and no claims for additional items will be entertained. |  | Item | 1 | 0 | 0 | 0 | 0 |  | 0 | 0
| Note | Note Details
3.118.91 | - | Please attach one PDF file to be named "Additional Items for (insert bill no/name & Section No/name)" for the details of these additional items in the additional attachment area at the end of the BOQ.
3.119 ES - B11-10 ELECTRICAL INSTALLATION - CAFÉ BUILDING | [5 empty] | 106 (out of 106) | 4242760 | 106 (out of 106) | 4340603.8 |  | 106 (out of 106) | 2959835
| Note | Note Details
3.119.1 | - | Electrical Works
3.119.2 | - | Sub-Main Distribution Board
3.119.3 | - | Supply, install, test and commission Wall mounted/ Free Standing Sub main Distribution Boards including circuit breakers, energy monitoring, conduits, ducts and trays from incoming/Outgoing power supply and all terminations as shown on the Drawings & Specifications for the following:-
| Item Code | Description | Item Remarks | Unit of Measurement | Quantity/Base Price | Unit Price/Discount % (Excluding VAT) | Total | Unit Price/Discount % (Excluding VAT) | Total |  | Unit Price/Discount % (Excluding VAT) | Total
3.119.4 | B11.10.1 | (*) SMDB-ELS |  | No. | 1 | 30000 | 30000 | 23673.01 | 23673.01 |  | 15000 | 15000
| Note | Note Details
3.119.5 | - | Final Distribution Board
3.119.6 | - | Supply, install, test and commission Wall mounted/ Free Standing Final Distribution Boards including circuit breakers, energy monitoring, conduits, ducts and trays from incoming/Outgoing power supply and all terminations as shown on the Drawings & Specifications for the following:-
| Item Code | Description | Item Remarks | Unit of Measurement | Quantity/Base Price | Unit Price/Discount % (Excluding VAT) | Total | Unit Price/Discount % (Excluding VAT) | Total |  | Unit Price/Discount % (Excluding VAT) | Total
3.119.7 | B11.10.2 | (*) DB-CAFÉ |  | No. | 1 | 7000 | 7000 | 8877.38 | 8877.38 |  | 3000 | 3000
3.119.8 | B11.10.4 | (*) DB P1 |  | No. | 1 | 6000 | 6000 | 7101.9 | 7101.9 |  | 2000 | 2000
3.119.9 | B11.10.5 | (*) DB P2 |  | No. | 1 | 7000 | 7000 | 7693.73 | 7693.73 |  | 2500 | 2500
3.119.10 | B11.10.6 | (*) DB P3 |  | No. | 1 | 7000 | 7000 | 6214.17 | 6214.17 |  | 2500 | 2500
| Note | Note Details
3.119.11 | - | CABLES AND CABLES SUPPORT SYSTEMS:-
3.119.12 | - | Supply, install, test and commission of Low Voltage armoured cables including glands, connections, conduits, cable ducts, Cable Trays, GI cable trunking, civil works, cable cleats, earthing cable, fixings and termination complete as shown on Drawings and Specifications
3.119.13 | - | Cables from SMDB to the following
| Item Code | Description | Item Remarks | Unit of Measurement | Quantity/Base Price | Unit Price/Discount % (Excluding VAT) | Total | Unit Price/Discount % (Excluding VAT) | Total |  | Unit Price/Discount % (Excluding VAT) | Total
3.119.14 | B11.10.7 | (*) (4C 16mm2 XLPE/SWA/PVC + 1C 10mm2 CU PVC) |  | m | 25 | 50 | 1250 | 81.67 | 2041.75 |  | 170 | 4250
3.119.15 | B11.10.8 | (*) (4C 25mm2 XLPE/SWA/PVC + 1C 16mm2 CU PVC) |  | m | 603 | 65 | 39195 | 100.61 | 60667.83 |  | 190 | 114570
3.119.16 | B11.10.9 | (*) (4C 35mm2 XLPE/SWA/PVC + 1C 16mm2 CU PVC) |  | m | 165 | 95 | 15675 | 120.73 | 19920.45 |  | 205 | 33825
3.119.17 | B11.10.9.1 | (*) (4C 50mm2 XLPE/SWA/PVC + 1C 25mm2 CU PVC) |  | m | 209 | 110 | 22990 | 139.15 | 29082.35 |  | 235 | 49115
3.119.18 | B11.10.10 | (*) UPVC Ducts |  | m | 1 | 250 | 250 | 91425.17 | 91425.17 |  | 8000 | 8000
| Note | Note Details
3.119.19 | - | Cables Trays and Trunking
3.119.20 | - | Internal armoured cables, cable trays, cable ducts, GI cable trunking, civil works etc. including all fixings and termination complete as per shown in schematic diagram, load schedules and drawings.
| Item Code | Description | Item Remarks | Unit of Measurement | Quantity/Base Price | Unit Price/Discount % (Excluding VAT) | Total | Unit Price/Discount % (Excluding VAT) | Total |  | Unit Price/Discount % (Excluding VAT) | Total
3.119.21 | B11.10.11 | (*) GI Trunking 50mm x 50mm |  | Item | 1 | 7500 | 7500 | 8877.38 | 8877.38 |  | 0 | 0
3.119.22 | B11.10.12 | (*) GI Trunking 100mm x 100mm |  | Item | 1 | 5000 | 5000 | 10061.03 | 10061.03 |  | 0 | 0
3.119.23 | B11.10.13 | (*) GI Trunking 150mm x 150mm |  | Item | 1 | 5500 | 5500 | 10356.94 | 10356.94 |  | 0 | 0
3.119.24 | B11.10.14 | (*) 100mm HDGI cable tray |  | Item | 1 | 7500 | 7500 | 9469.2 | 9469.2 |  | 10000 | 10000
3.119.25 | B11.10.15 | (*) 150 mm HDGI cable tray |  | Item | 1 | 7000 | 7000 | 10061.03 | 10061.03 |  | 5000 | 5000
3.119.26 | B11.10.16 | (*) 200 mm HDGI cable tray |  | Item | 1 | 6500 | 6500 | 11836.51 | 11836.51 |  | 2000 | 2000
3.119.27 | B11.10.17 | (*) 300 mm HDGI cable tray |  | Item | 1 | 6000 | 6000 | 14203.81 | 14203.81 |  | 5000 | 5000
| Note | Note Details
3.119.28 | - | DISCONNECTING SWITCHES:-
3.119.29 | - | Supply ,Install, testing and commissioning AC23,IP65 Disconnecting switches including all interconnecting cables, wires , trays and Equipments Points from SMD panels and terminations.
| Item Code | Description | Item Remarks | Unit of Measurement | Quantity/Base Price | Unit Price/Discount % (Excluding VAT) | Total | Unit Price/Discount % (Excluding VAT) | Total |  | Unit Price/Discount % (Excluding VAT) | Total
3.119.30 | B11.10.18 | (*) Single phase Isolator (SPN) IP65 |  | No. | 1 | 900 | 900 | 1006.1 | 1006.1 |  | 500 | 500
3.119.31 | B11.10.19 | (*) Three Phase Isolator (TPN) IP 65 |  | No. | 1 | 1200 | 1200 | 1775.48 | 1775.48 |  | 950 | 950
| Note | Note Details
3.119.32 | - | POWER INSTALLATION:
3.119.33 | - | Wiring Devices Points
3.119.34 | - | Supply ,Install, testing and commissioning complete including points of Wiring devices with cover plates and outlet boxes , wiring cable tray & required all terminations,conduits,boxes , back boxes, couplers, draw boxes, junction boxes, wiring etc complete as per Drawings and Specifications.
| Item Code | Description | Item Remarks | Unit of Measurement | Quantity/Base Price | Unit Price/Discount % (Excluding VAT) | Total | Unit Price/Discount % (Excluding VAT) | Total |  | Unit Price/Discount % (Excluding VAT) | Total
3.119.35 | B11.10.11 | (*) 13A switched single socket outlet |  | No. | 4 | 540 | 2160 | 710.19 | 2840.76 |  | 320 | 1280
3.119.36 | B11.10.12 | (*) 13A switched double socket outlet |  | No. | 12 | 600 | 7200 | 828.56 | 9942.72 |  | 380 | 4560
3.119.37 | B11.10.13 | (*) 16A Industrial socket |  | No. | 1 | 1000 | 1000 | 887.74 | 887.74 |  | 0 | 0
3.119.38 | B11.10.14 | (*) Flexible outlet Above false ceiling |  | No. | 10 | 720 | 7200 | 828.56 | 8285.6 |  | 420 | 4200
3.119.39 | B11.10.15 | (*) Flex outlet for water heater |  | No. | 2 | 720 | 1440 | 828.56 | 1657.12 |  | 400 | 800
3.119.40 | B11.10.17 | (*) cocker control unit |  | No. | 1 | 3000 | 3000 | 887.74 | 887.74 |  | 0 | 0
3.119.41 | B11.10.18 | (*) Floor box |  | No. | 3 | 2200 | 6600 | 591.83 | 1775.49 |  | 2500 | 7500
| Note | Note Details
3.119.42 | - | LIGHTING FIXTURES
3.119.43 | - | Supply, install, testing and commissioning complete Light fittings including cabling, wiring, conduits and switches in connections to permanent wiring system
| Item Code | Description | Item Remarks | Unit of Measurement | Quantity/Base Price | Unit Price/Discount % (Excluding VAT) | Total | Unit Price/Discount % (Excluding VAT) | Total |  | Unit Price/Discount % (Excluding VAT) | Total
3.119.44 | B11.10.19 | (*) Electrical points for Type L4 |  | No. | 10 | 1340 | 13400 | 946.92 | 9469.2 |  | 380 | 3800
3.119.45 | B11.10.22 | (*) Electrical points for Type L7 |  | No. | 3 | 1860 | 5580 | 1302.02 | 3906.06 |  | 1215 | 3645
3.119.46 | B11.10.23 | (*) Electrical points for Type HB |  | No. | 50 | 2500 | 125000 | 1538.75 | 76937.5 |  | 2890 | 144500
3.119.47 | B11.10.24 | (*) Surface Mountain Self Contained Non Maintained, 3 Hours Duration 1x12W Emergency Light |  | No. | 25 | 1200 | 30000 | 1775.48 | 44387 |  | 750 | 18750
3.119.48 | B11.10.25 | (*) Self Contained and Maintained, 3 Hours Duration 1x8W Exit Light |  | No. | 4 | 1200 | 4800 | 1479.56 | 5918.24 |  | 915 | 3660
3.119.49 | B11.10.26 | (*) Self Contained and Maintained, 3 Hours Duration 1x8W Exit Light with indication Arrow |  | No. | 2 | 1200 | 2400 | 1657.11 | 3314.22 |  | 1053 | 2106
| Note | Note Details
3.119.50 | - | WIRING DEVICES & ACCESSORIES
3.119.51 | - | Supply, install and connect the following devices including device boxes, cover, plates, conduits and wiring between devices and distribution boards, switch panels, etc. as per drawings:
| Item Code | Description | Item Remarks | Unit of Measurement | Quantity/Base Price | Unit Price/Discount % (Excluding VAT) | Total | Unit Price/Discount % (Excluding VAT) | Total |  | Unit Price/Discount % (Excluding VAT) | Total
3.119.52 | B11.10.27 | (*) 20A double pole switch |  | No. | 2 | 600 | 1200 | 887.74 | 1775.48 |  | 380 | 760
3.119.53 | B11.10.28 | (*) One way one gang lighting grid switch |  | No. | 2 | 500 | 1000 | 769.37 | 1538.74 |  | 320 | 640
| Note | Note Details
3.119.54 | - | LIGHTING CONTROL SYSTEM:
3.119.55 | - | Supply, install, test and commission complete lighting control system including, cabling, wiring, termination and power connections ,(Data if required)conduits, back boxes, couplers, accessories and suitable for each rooms, halls, corridors and offices and all place at the bulding with all required software and programming activities for all components of the system to the Specification ,shown on Drawings and operation performance requested by the Engineer and not limited to the following .
| Item Code | Description | Item Remarks | Unit of Measurement | Quantity/Base Price | Unit Price/Discount % (Excluding VAT) | Total | Unit Price/Discount % (Excluding VAT) | Total |  | Unit Price/Discount % (Excluding VAT) | Total
3.119.56 | B11.10.30 | (*) Overide Switch |  | Item | 1 | 6000 | 6000 | 5918.25 | 5918.25 |  | 10000 | 10000
3.119.57 | B11.10.31 | (*) 360 Motion sensor |  | Item | 1 | 6000 | 6000 | 1183.65 | 1183.65 |  | 20000 | 20000
3.119.58 | B11.10.32 | (*) Lighting Control Panel |  | No. | 1 | 27500 | 27500 | 23673.01 | 23673.01 |  | 70000 | 70000
3.119.59 | B11.10.33 | (*) LCD Touch screen |  | No. | 1 | 12500 | 12500 | 8285.55 | 8285.55 |  | 5000 | 5000
3.119.60 | B11.10.34 | (*) Photocell & timer switcher W/P IP54 |  | No. | 1 | 4500 | 4500 | 8285.55 | 8285.55 |  | 2000 | 2000
| Note | Note Details
3.119.61 | - | COMMUNICATION SYSTEMS
3.119.62 | - | TELECOMMUNICATION SYSTEM:-
3.119.63 | - | Supply, install, testing and commissioning complete Telecom System Equipments Points & Accessories including connection and terminations as per Client Requirements, drawings ,Specifications and as per latest Etisalat regulations.
| Item Code | Description | Item Remarks | Unit of Measurement | Quantity/Base Price | Unit Price/Discount % (Excluding VAT) | Total | Unit Price/Discount % (Excluding VAT) | Total |  | Unit Price/Discount % (Excluding VAT) | Total
3.119.64 | B11.10.35 | (*) IDF |  | No. | 1 | 12000 | 12000 | 11836.51 | 11836.51 |  | 25000 | 25000
3.119.65 | B11.10.36 | (*) Dual RJ 45outlet |  | No. | 3 | 800 | 2400 | 946.92 | 2840.76 |  | 720 | 2160
3.119.66 | B11.10.37 | (*) Single RJ 45outlet (above false cielling) |  | No. | 3 | 600 | 1800 | 887.74 | 2663.22 |  | 420 | 1260
3.119.67 | B11.10.38 | (*) Patch panel |  | No. | 2 | 1000 | 2000 | 17754.76 | 35509.52 |  | 2500 | 5000
3.119.68 | B11.10.38.1 | (*) 24 POE port switch |  | No. | 1 | 4500 | 4500 | 17754.76 | 17754.76 |  | 6000 | 6000
3.119.69 | B11.10.39 | (*) Conduites, wiring, cables, termination, trunking, ,junction boxes,earthing and trays etc related to telecommunication system |  | Item | 1 | 6500 | 6500 | 35509.52 | 35509.52 |  | 82000 | 82000
| Note | Note Details
3.119.70 | - | Cables Trays and Trunking
3.119.71 | - | cable trays, cable ducts, GI cable trunking, civil works etc. including all fixings and termination complete as per shown in schematic diagram, load schedules drawings and requirments
| Item Code | Description | Item Remarks | Unit of Measurement | Quantity/Base Price | Unit Price/Discount % (Excluding VAT) | Total | Unit Price/Discount % (Excluding VAT) | Total |  | Unit Price/Discount % (Excluding VAT) | Total
3.119.72 | B11.10.40 | (*) GI Trunking 50mm x 50mm |  | Item | 1 | 5500 | 5500 | 8877.38 | 8877.38 |  | 0 | 0
3.119.73 | B11.10.41 | (*) GI Trunking 100mm x 100mm |  | Item | 1 | 5500 | 5500 | 10061.03 | 10061.03 |  | 0 | 0
3.119.74 | B11.10.42 | (*) GI Trunking 150mm x 150mm |  | Item | 1 | 5500 | 5500 | 10356.94 | 10356.94 |  | 0 | 0
3.119.75 | B11.10.43 | (*) 100mm HDGI cable tray |  | Item | 1 | 5500 | 5500 | 9469.2 | 9469.2 |  | 0 | 0
3.119.76 | B11.10.44 | (*) 150mm HDGI cable tray |  | Item | 1 | 5500 | 5500 | 10061.03 | 10061.03 |  | 0 | 0
| Note | Note Details
3.119.77 | - | PUBLIC ADDRESS SYSTEM
3.119.78 | - | Allow for all necessary works in connection with PA installation complete including supply, installation, testing and commissioning as per the drawings and/or the specifications
3.119.79 | - | Complete PA system including all devices / elements as shown on the drawings and/or in specification including supply, installation, connections, testing & commissioning and documentation. Include all builders work, fixing accessories, wires/ cables, tagging, cable tray with cover, trunking, conduits, supports, back boxes,couplers and accessories as required
| Item Code | Description | Item Remarks | Unit of Measurement | Quantity/Base Price | Unit Price/Discount % (Excluding VAT) | Total | Unit Price/Discount % (Excluding VAT) | Total |  | Unit Price/Discount % (Excluding VAT) | Total
3.119.80 | B11.10.45 | (*) 20watts WALL MOUNTED speaker |  | No. | 9 | 2500 | 22500 | 1420.38 | 12783.42 |  | 2000 | 18000
3.119.81 | B11.10.46 | (*) Touching screen paging microphone |  | No. | 1 | 2000 | 2000 | 14795.63 | 14795.63 |  | 2000 | 2000
3.119.82 | B11.10.47 | (*) AM/FM tuner |  | No. | 1 | 2000 | 2000 | 1775.48 | 1775.48 |  | 5000 | 5000
3.119.83 | B11.10.48 | (*) Power amplifier |  | No. | 1 | 2500 | 2500 | 33142.22 | 33142.22 |  | 15000 | 15000
3.119.84 | B11.10.49 | (*) System manager |  | No. | 1 | 12000 | 12000 | 75753.64 | 75753.64 |  | 25000 | 25000
3.119.85 | B11.10.50 | (*) Conduits, wiring, cables, termination, trunking, junction boxes and trays etc. related to Public address system as specified |  | Item | 1 | 12000 | 12000 | 42611.42 | 42611.42 |  | 30000 | 30000
| Note | Note Details
3.119.86 | - | CCTV System Installation
3.119.87 | - | Allow for all necessary works in connection with CCTV installation complete including supply, installation, testing and commissioning as per the drawings and/or the specifications
3.119.88 | - | Complete CCTV system including NVR,work station,CAT6 cabling ,power caling... ETC and all devices / elements as shown on the drawings and/or in specification including supply, installation, connections, testing & commissioning and documentation. Include all builders work, fixing accessories, wires/ cables, tagging, cable tray with cover, trunking, conduits, supports, back boxes,couplers and accessories as required
| Item Code | Description | Item Remarks | Unit of Measurement | Quantity/Base Price | Unit Price/Discount % (Excluding VAT) | Total | Unit Price/Discount % (Excluding VAT) | Total |  | Unit Price/Discount % (Excluding VAT) | Total
3.119.89 | B11.10.51 | (*) Dome type camera IP (Day & Night) POE ,Recognize |  | No. | 4 | 10000 | 40000 | 4888.48 | 19553.92 |  | 6000 | 24000
3.119.90 | B11.10.52 | (*) Dome type camera IP (Day & Night) POE, Identify |  | No. | 1 | 10000 | 10000 | 4888.48 | 4888.48 |  | 7500 | 7500
3.119.91 | B11.10.53 | (*) Fixed camera IP (DAY & Night )POE weather proof ,Recongize |  | No. | 12 | 10000 | 120000 | 7724.5 | 92694 |  | 9500 | 114000
3.119.92 | B11.10.54 | (*) port switch |  | No. | 2 | 3500 | 7000 | 13168.11 | 26336.22 |  | 0 | 0
3.119.93 | B11.10.55 | (*) 24 POE port switch |  | No. | 2 | 4500 | 9000 | 33142.22 | 66284.44 |  | 6000 | 12000
3.119.94 | B11.10.56 | (*) video manager server |  | No. | 1 | 210000 | 210000 | 56815.23 | 56815.23 |  | 25000 | 25000
3.119.95 | B11.10.57 | (*) Storage server |  | No. | 1 | 540000 | 540000 | 177547.59 | 177547.59 |  | 50000 | 50000
3.119.96 | B11.10.58 | (*) Patch panel |  | No. | 2 | 1000 | 2000 | 17754.76 | 35509.52 |  | 2500 | 5000
3.119.97 | B11.10.59 | (*) Conduites, wiring, patch panels, cables, termination, trunking, ,junction boxes,earthing and trays... etc related work required for CCTV system |  | Item | 1 | 15000 | 15000 | 59182.53 | 59182.53 |  | 100000 | 100000
| Note | Note Details
3.119.98 | - | Uninterruptible Power Supply
3.119.99 | - | Supply, install, test and commission of UPS including battery bank, rectifier, inverters static by pass switch, control panel, ducts, cable terminations, cable tray, conduits, civil works, etc. in accordance with the site conditions, Requirements, Drawings and Specification.
| Item Code | Description | Item Remarks | Unit of Measurement | Quantity/Base Price | Unit Price/Discount % (Excluding VAT) | Total | Unit Price/Discount % (Excluding VAT) | Total |  | Unit Price/Discount % (Excluding VAT) | Total
3.119.100 | B11.10.60 | (*) 5 KVA UPS (for racks) |  | No. | 1 | 45000 | 45000 | 26040.31 | 26040.31 |  | 25000 | 25000
| Note | Note Details
3.119.101 | - | Earthing & bonding System
| Item Code | Description | Item Remarks | Unit of Measurement | Quantity/Base Price | Unit Price/Discount % (Excluding VAT) | Total | Unit Price/Discount % (Excluding VAT) | Total |  | Unit Price/Discount % (Excluding VAT) | Total
3.119.102 | B11.10.61 | (*) Supply, install ,testing and commissioning with all accessories of the earthing and bonding system complete including Earth Bar main earth electrodes , earthing continuity conductors ,bonding conductors and earth pit etc, as specified. |  | Item | 1 | 20000 | 20000 | 17754.76 | 17754.76 |  | 8000 | 8000
| Note | Note Details
3.119.103 | - | Lightning Protection System
3.119.104 | - | Supply, install, test and commission complete lightning protection system air termination network, fitting and connection complete in accordance with Specifications and Drawings.
| Item Code | Description | Item Remarks | Unit of Measurement | Quantity/Base Price | Unit Price/Discount % (Excluding VAT) | Total | Unit Price/Discount % (Excluding VAT) | Total |  | Unit Price/Discount % (Excluding VAT) | Total
3.119.105 | B11.10.62 | (*) Earth pit |  | Item | 1 | 10500 | 10500 | 7101.9 | 7101.9 |  | 15000 | 15000
3.119.106 | B11.10.63 | (*) Free standing air terminal for protection of mechanical |  | Item | 1 | 2500 | 2500 | 5918.25 | 5918.25 |  | 2000 | 2000
3.119.107 | B11.10.64 | (*) Thermo weld in all joints |  | Item | 1 | 2500 | 2500 | 5918.25 | 5918.25 |  | 1500 | 1500
3.119.108 | B11.10.65 | (*) Copper tape down conductor |  | Item | 1 | 2500 | 2500 | 5918.25 | 5918.25 |  | 2500 | 2500
3.119.109 | B11.10.66 | (*) Down conductor to earth pit |  | Item | 1 | 2500 | 2500 | 5326.43 | 5326.43 |  | 2000 | 2000
3.119.110 | B11.10.67 | (*) 1C 70mm² PVC/SC direct buried cable |  | Item | 1 | 2500 | 2500 | 1775.48 | 1775.48 |  | 71000 | 71000
3.119.111 | B11.10.68 | (*) 25x 3mm bare copper tape lightning protection air terminal |  | Item | 1 | 2500 | 2500 | 10061.03 | 10061.03 |  | 65000 | 65000
| Note | Note Details
3.119.112 | - | FIRE ALARM & SECURITY SYSTEMS
3.119.113 | - | ANALOGUE ADDRESSABLE FIRE ALARM SYSTEM
3.119.114 | - | Fire Alarm Installation
3.119.115 | - | Allow for all necessary works in connection with fire alarm installation complete including supply, installation, testing and commissioning as per the drawings and/or the specifications
3.119.116 | - | Complete addressable fire alarm system including all devices / elements as shown on the drawings and/or in specification including supply, installation, connections, testing & commissioning and documentation. Include all builders work, detector base, fixing accessories, fire resistant cables, tagging, cable tray with cover, trunking, conduits, supports, back boxes, couplers and accessories as required.
| Item Code | Description | Item Remarks | Unit of Measurement | Quantity/Base Price | Unit Price/Discount % (Excluding VAT) | Total | Unit Price/Discount % (Excluding VAT) | Total |  | Unit Price/Discount % (Excluding VAT) | Total
3.119.117 | B11.10.69 | (*) Addressable Fire Alarm control panel |  | No. | 1 | 13200 | 13200 | 47346.02 | 47346.02 |  | 25000 | 25000
3.119.118 | B11.10.70 | (*) Addressable Monitor panel for emergency light |  | No. | 1 | 33000 | 33000 | 29591.27 | 29591.27 |  | 50000 | 50000
3.119.119 | B11.10.71 | (*) Addressable Smoke detector |  | No. | 2 | 465 | 930 | 1479.56 | 2959.12 |  | 350 | 700
3.119.120 | B11.10.72 | (*) Addressable heat detector |  | No. | 2 | 400 | 800 | 1420.38 | 2840.76 |  | 450 | 900
3.119.121 | B11.10.74 | (*) Addressable manual call point |  | No. | 1 | 465 | 465 | 1479.56 | 1479.56 |  | 500 | 500
3.119.122 | B11.10.76 | (*) Addressable Fire Alarm sounder with strobe weather proof |  | No. | 2 | 860 | 1720 | 1420.38 | 2840.76 |  | 650 | 1300
3.119.123 | B11.10.77 | (*) Monitor Module |  | No. | 2 | 600 | 1200 | 2959.13 | 5918.26 |  | 1500 | 3000
3.119.124 | B11.10.78 | (*) conduits, cabling, trays, ducts, trunking related to fire alarm system. |  | Item | 1 | 10750 | 10750 | 35509.52 | 35509.52 |  | 15000 | 15000
| Note | Note Details
3.119.125 | - | ELECTRICAL WORK FOR EXTERNAL
3.119.126 | - | Final Distribution Board
3.119.127 | - | Supply, install, test and commission Wall mounted/ Free Standing Final Distribution Boards including circuit breakers, energy monitoring, conduits, ducts and trays from incoming/Outgoing power supply and all terminations as shown on the Drawings & Specifications for the following:-
| Item Code | Description | Item Remarks | Unit of Measurement | Quantity/Base Price | Unit Price/Discount % (Excluding VAT) | Total | Unit Price/Discount % (Excluding VAT) | Total |  | Unit Price/Discount % (Excluding VAT) | Total
3.119.128 | B11.10.79 | (*) LLC1 |  | No. | 1 | 17160 | 17160 | 9469.2 | 9469.2 |  | 20000 | 20000
3.119.129 | B11.10.80 | (*) LLC2 |  | No. | 1 | 19800 | 19800 | 10652.86 | 10652.86 |  | 25000 | 25000
3.119.130 | B11.10.81 | (*) CONTAIMENT & UPVC DUCT FOR EXTERNAL CABLES |  | Item | 1 | 12000 | 12000 | 17754.76 | 17754.76 |  | 500000 | 500000
| Note | Note Details
3.119.131 | - | HOT WIRE FENCING & HOT MATE SYSTEMS:-
| Item Code | Description | Item Remarks | Unit of Measurement | Quantity/Base Price | Unit Price/Discount % (Excluding VAT) | Total | Unit Price/Discount % (Excluding VAT) | Total |  | Unit Price/Discount % (Excluding VAT) | Total
3.119.132 | B11.10.82 | (*) Supply ,Install, testing and commissioning hot wire system |  | Item | 1 | 320000 | 320000 | 0 | 0 |  | 0 | 0
| Note | Note Details
3.119.133 | - | DISCONNECTING SWITCHES:-
3.119.134 | - | Supply ,Install, testing and commissioning AC23,IP65 Disconnecting switches including all interconnecting cables, wires , trays and Equipments Points from SMD panels and terminations.
| Item Code | Description | Item Remarks | Unit of Measurement | Quantity/Base Price | Unit Price/Discount % (Excluding VAT) | Total | Unit Price/Discount % (Excluding VAT) | Total |  | Unit Price/Discount % (Excluding VAT) | Total
3.119.135 | B11.10.83 | (*) Three Phase Isolator (TPN) IP 65 |  | No. | 8 | 1390 | 11120 | 1775.48 | 14203.84 |  | 950 | 7600
| Note | Note Details
3.119.136 | - | LIGHTING FIXTURES ELECTRICAL POINTS:- (LAND Scape Lighting)
3.119.137 | - | Supply, install, testing and commissioning complete Light fittings including cabling, wiring, conduits and switches in connections to permanent wiring system
| Item Code | Description | Item Remarks | Unit of Measurement | Quantity/Base Price | Unit Price/Discount % (Excluding VAT) | Total | Unit Price/Discount % (Excluding VAT) | Total |  | Unit Price/Discount % (Excluding VAT) | Total
3.119.138 | B11.10.84 | (*) Electrical points for Type L-A |  | No. | 17 | 5280 | 89760 | 2130.57 | 36219.69 |  | 1615 | 27455
3.119.139 | B11.10.85 | (*) Electrical points for Type L-B |  | No. | 287 | 5280 | 1515360 | 2959.13 | 849270.31 |  | 1053 | 302211
3.119.140 | B11.10.86 | (*) Electrical points for Type L-C |  | No. | 19 | 5545 | 105355 | 4734.6 | 89957.4 |  | 702 | 13338
3.119.141 | B11.10.87 | (*) Cables & Wires & Containment |  | Item | 1 | 23000 | 23000 | 11836.51 | 11836.51 |  | 600000 | 600000
3.119.142 | B11.10.88 | (*) under ground Pump Room and main pump room Electrical Work |  | No. | 8 | 55000 | 440000 | 177547.59 | 1420380.72 |  | 0 | 0
| Note | Note Details
3.119.143 | - | SUNDRIES:-
| Item Code | Description | Item Remarks | Unit of Measurement | Quantity/Base Price | Unit Price/Discount % (Excluding VAT) | Total | Unit Price/Discount % (Excluding VAT) | Total |  | Unit Price/Discount % (Excluding VAT) | Total
3.119.144 | B11.10.89 | (*) Allow for supports |  | Item | 1 | 2000 | 2000 | 17754.76 | 17754.76 |  | 15000 | 15000
3.119.145 | B11.10.90 | (*) Allow for identifications, tag plates, labels, signage and colour coding for all services. |  | Item | 1 | 1000 | 1000 | 17754.76 | 17754.76 |  | 2500 | 2500
3.119.146 | B11.10.91 | (*) Allow for testing and pre-commissioning |  | Item | 1 | 5000 | 5000 | 17754.76 | 17754.76 |  | 500 | 500
3.119.147 | B11.10.92 | (*) Allow for commissioning |  | Item | 1 | 2500 | 2500 | 17754.76 | 17754.76 |  | 500 | 500
3.119.148 | B11.10.93 | (*) Allow for tools and spares |  | Item | 1 | 2000 | 2000 | 17754.76 | 17754.76 |  | 500 | 500
3.119.149 | B11.10.94 | (*) Allow for document and certification |  | Item | 1 | 2000 | 2000 | 17754.76 | 17754.76 |  | 1500 | 1500
3.119.150 | B11.10.95 | (*) Allow for co-ordination with other services |  | Item | 1 | 500 | 500 | 17754.76 | 17754.76 |  | 5000 | 5000
3.119.151 | B11.10.96 | (*) Allow for cutting or forming holes, mortises, chases, or the like and making good finishing |  | Item | 1 | 2000 | 2000 | 17754.76 | 17754.76 |  | 5000 | 5000
3.119.152 | B11.10.97 | (*) Allow for building in or cutting and pinning brackets or the like and making good finishing |  | Item | 1 | 1000 | 1000 | 17754.76 | 17754.76 |  | 5000 | 5000
3.119.153 | B11.10.98 | (*) Allow for protective painting to all systems |  | Item | 1 | 1000 | 1000 | 17754.76 | 17754.76 |  | 3000 | 3000
3.119.154 | B11.10.99 | (*) Allow for decorative painting to all systems |  | Item | 1 | 500 | 500 | 17754.76 | 17754.76 |  | 2000 | 2000
3.119.155 | B11.10.100 | (*) Allow for drawings, manuals, submittal, samples inspections, instruction books |  | Item | 1 | 1500 | 1500 | 17754.76 | 17754.76 |  | 5000 | 5000
3.119.156 | B11.10.101 | (*) Allow for builders work |  | Item | 1 | 1000 | 1000 | 23673.01 | 23673.01 |  | 15000 | 15000
| Note | Note Details
3.119.157 | - | Additional items
| Item Code | Description | Item Remarks | Unit of Measurement | Quantity/Base Price | Unit Price/Discount % (Excluding VAT) | Total | Unit Price/Discount % (Excluding VAT) | Total |  | Unit Price/Discount % (Excluding VAT) | Total
3.119.158 | AI | (*) Contractor may price here any items which has been shown in the Contract drawings or any other Contract Documents but overlooked or not specifically mentioned inthe schedule of items and is necessary for the satisfactory completion of the Works. Should the Contractor fail to insert any item here, it will be deemed that lump sum Contract Price includes all such items and no claims for additional items will be entertained. |  | Item | 1 | 0 | 0 | 0 | 0 |  | 0 | 0
| Note | Note Details
3.119.159 | - | Please attach one PDF file to be named "Additional Items for (insert bill no/name & Section No/name)" for the details of these additional items in the additional attachment area at the end of the BOQ.
3.120 ES - B11-11 EXTERNAL WORKS AT ELEPHANT SAFARI | [5 empty] | 0 (out of 0) | 15298555 | 0 (out of 0) | 54006062.92 |  | 0 (out of 0) | 55108780
3.121 ES - B11-11 EXTERNAL WORKS | [5 empty] | 78 (out of 78) | 15298555 | 78 (out of 78) | 54006062.92 |  | 78 (out of 78) | 55108780
| Note | Note Details
3.121.1 | - | External Work
3.121.2 | - | Trees :
3.121.3 | - | Trees : as per mention in drawings & specifications
| Item Code | Description | Item Remarks | Unit of Measurement | Quantity/Base Price | Unit Price/Discount % (Excluding VAT) | Total | Unit Price/Discount % (Excluding VAT) | Total |  | Unit Price/Discount % (Excluding VAT) | Total
3.121.4 | B11.11.1 | (*) VAN |  | No. | 27 | 2250 | 60750 | 3669.32 | 99071.64 |  | 1200 | 32400
3.121.5 | B11.11.2 | (*) VAX |  | No. | 93 | 2250 | 209250 | 3669.32 | 341246.76 |  | 20000 | 1860000
3.121.6 | B11.11.3 | (*) ADD |  | No. | 2 | 3750 | 7500 | 13892.51 | 27785.02 |  | 21000 | 42000
3.121.7 | B11.11.4 | (*) KIP |  | No. | 7 | 2300 | 16100 | 4734.6 | 33142.2 |  | 13000 | 91000
3.121.8 | B11.11.5 | (*) FIS |  | No. | 6 | 2250 | 13500 | 4734.6 | 28407.6 |  | 3000 | 18000
3.121.9 | B11.11.6 | (*) PLR |  | No. | 11 | 1800 | 19800 | 3314.22 | 36456.42 |  | 1800 | 19800
3.121.10 | B11.11.7 | (*) ACA |  | No. | 32 | 1250 | 40000 | 2959.13 | 94692.16 |  | 1200 | 38400
| Note | Note Details
3.121.11 | - | Shurbs :
3.121.12 | - | Shurbs : as per mention in drawings & specifications
| Item Code | Description | Item Remarks | Unit of Measurement | Quantity/Base Price | Unit Price/Discount % (Excluding VAT) | Total | Unit Price/Discount % (Excluding VAT) | Total |  | Unit Price/Discount % (Excluding VAT) | Total
3.121.13 | B11.11.7 | (*) VIA |  | No. | 138 | 22 | 3036 | 118.37 | 16335.06 |  | 28 | 3864
3.121.14 | B11.11.8 | (*) YUB |  | No. | 9 | 33 | 297 | 5918.25 | 53264.25 |  | 340 | 3060
3.121.15 | B11.11.9 | (*) YUN |  | No. | 199 | 35 | 6965 | 1479.56 | 294432.44 |  | 400 | 79600
3.121.16 | B11.11.10 | (*) ATN |  | No. | 207 | 15 | 3105 | 319.59 | 66155.13 |  | 380 | 78660
| Note | Note Details
3.121.17 | - | Grass & Ground cover
3.121.18 | - | Grass & Ground cover, as per mention in drawings & specifications
| Item Code | Description | Item Remarks | Unit of Measurement | Quantity/Base Price | Unit Price/Discount % (Excluding VAT) | Total | Unit Price/Discount % (Excluding VAT) | Total |  | Unit Price/Discount % (Excluding VAT) | Total
3.121.19 | B11.11.11 | (*) PER |  | No. | 514 | 28 | 14392 | 29.59 | 15209.26 |  | 9 | 4626
3.121.20 | B11.11.12 | (*) PES |  | m2 | 135 | 28 | 3780 | 29.59 | 3994.65 |  | 9 | 1215
3.121.21 | B11.11.13 | (*) PED |  | m2 | 711 | 34 | 24174 | 41.43 | 29456.73 |  | 80 | 56880
3.121.22 | B11.11.14 | (*) SAR |  | m2 | 3377 | 48 | 162096 | 104.16 | 351748.32 |  | 300 | 1013100
| Note | Note Details
3.121.23 | - | Pond
3.121.24 | - | Construction of Ponds,including all works , as per mention in drawings & specifications
| Item Code | Description | Item Remarks | Unit of Measurement | Quantity/Base Price | Unit Price/Discount % (Excluding VAT) | Total | Unit Price/Discount % (Excluding VAT) | Total |  | Unit Price/Discount % (Excluding VAT) | Total
3.121.25 | B11.11.15 | (*) Water Pond # 2 ,Area=1000 m2 |  | Item | 1 | 550000 | 550000 | 2528096.89 | 2528096.89 |  | 2150000 | 2150000
3.121.26 | B11.11.16 | (*) Water Pond # 3 ,Area=1100 m2 |  | Item | 1 | 605000 | 605000 | 4037766.87 | 4037766.87 |  | 2730000 | 2730000
3.121.27 | B11.11.17 | (*) Water Pond # 4 ,Area=1800m2 |  | Item | 1 | 990000 | 990000 | 7120084.68 | 7120084.68 |  | 4225000 | 4225000
3.121.28 | B11.11.18 | (*) Water Pond # 5 ,Area=516 m2 |  | Item | 1 | 285000 | 285000 | 368793.82 | 368793.82 |  | 650000 | 650000
| Note | Note Details
3.121.29 | - | Dead Trees
3.121.30 | - | Dead Trees,including all works , as per mention in drawings & specifications
| Item Code | Description | Item Remarks | Unit of Measurement | Quantity/Base Price | Unit Price/Discount % (Excluding VAT) | Total | Unit Price/Discount % (Excluding VAT) | Total |  | Unit Price/Discount % (Excluding VAT) | Total
3.121.31 | B11.11.19 | (*) Dead Trees |  | No. | 16 | 1250 | 20000 | 11836.51 | 189384.16 |  | 50000 | 800000
| Note | Note Details
3.121.32 | - | Natrural Rock
3.121.33 | - | Supply and Fix Natrural Rock ,including all accessories needed , as per mention in drawings & specifications
| Item Code | Description | Item Remarks | Unit of Measurement | Quantity/Base Price | Unit Price/Discount % (Excluding VAT) | Total | Unit Price/Discount % (Excluding VAT) | Total |  | Unit Price/Discount % (Excluding VAT) | Total
3.121.34 | B11.11.20 | (*) Natrural Rock ( AVG 2m) |  | m2 | 60 | 800 | 48000 | 1152.88 | 69172.8 |  | 15000 | 900000
| Note | Note Details
3.121.35 | - | Concrete Pavers
3.121.36 | - | Supply and Fix Concrete Pavers , as per mention in drawings & specifications
| Item Code | Description | Item Remarks | Unit of Measurement | Quantity/Base Price | Unit Price/Discount % (Excluding VAT) | Total | Unit Price/Discount % (Excluding VAT) | Total |  | Unit Price/Discount % (Excluding VAT) | Total
3.121.37 | B11.11.21 | (*) Concrete Pavers 2m Width |  | No. | 50 | 230 | 11500 | 0 | 0 |  | 0 | 0
| Note | Note Details
3.121.38 | - | Fence & Gates
3.121.39 | - | Supply and Install Fence, as per mention in drawings & specifications
| Item Code | Description | Item Remarks | Unit of Measurement | Quantity/Base Price | Unit Price/Discount % (Excluding VAT) | Total | Unit Price/Discount % (Excluding VAT) | Total |  | Unit Price/Discount % (Excluding VAT) | Total
3.121.40 | B11.11.22 | (*) Lion Fence type with height 5 m with hot wire |  | m | 381 | 900 | 342900 | 3473.68 | 1323472.08 |  | 8100 | 3086100
3.121.41 | B11.11.23 | (*) hot wire up & down for lion fence |  | m | 280 | 400 | 112000 | 414.28 | 115998.4 |  | 850 | 238000
3.121.42 | B11.11.24 | (*) Hollow fence by artificial rock between Lion & Elephant with height 5 m |  | m2 | 3360 | 475 | 1596000 | 1751.57 | 5885275.2 |  | 2300 | 7728000
3.121.43 | B11.11.25 | (*) Elephant Moat Fence with retaining wall ( GI Mesh ) |  | m | 6315 | 400 | 2526000 | 1911.63 | 12071943.45 |  | 8100 | 51151500
3.121.44 | B11.11.26 | (*) Gates for Lion area |  | No. | 2 | 18500 | 37000 | 236745.12 | 473490.24 |  | 300000 | 600000
3.121.45 | B11.11.27 | (*) Hot Matt |  | m2 | 630 | 625 | 393750 | 3869.95 | 2438068.5 |  | 4100 | 2583000
3.121.46 | B11.11.28 | (*) Hot wire for the buffer zone |  | m | 3351 | 350 | 1172850 | 508.97 | 1705558.47 |  | 850 | 2848350
| Note | Note Details
3.121.47 | - | Gate and Fence,including all works , as per mention in drawings & specifications
| Item Code | Description | Item Remarks | Unit of Measurement | Quantity/Base Price | Unit Price/Discount % (Excluding VAT) | Total | Unit Price/Discount % (Excluding VAT) | Total |  | Unit Price/Discount % (Excluding VAT) | Total
3.121.48 | B11.11.29 | (*) Service Gate1 5X5 |  | No. | 2 | 20500 | 41000 | 130201.57 | 260403.14 |  | 160000 | 320000
3.121.49 | B11.11.30 | (*) Fence for above |  | m | 30 | 325 | 9750 | 2319.62 | 69588.6 |  | 1200 | 36000
3.121.50 | B11.11.31 | (*) Service Gate 2 5X5 |  | No. | 2 | 10250 | 20500 | 130201.57 | 260403.14 |  | 160000 | 320000
3.121.51 | B11.11.32 | (*) Fence for above |  | m | 30 | 325 | 9750 | 2319.62 | 69588.6 |  | 1200 | 36000
3.121.52 | B11.11.33 | (*) Main Gate1 |  | No. | 1 | 45000 | 45000 | 236730.12 | 236730.12 |  | 285000 | 285000
3.121.53 | B11.11.34 | (*) Main Gate2 |  | No. | 1 | 45000 | 45000 | 236730.12 | 236730.12 |  | 295000 | 295000
3.121.54 | B11.11.35 | (*) Fence for above |  | m | 31 | 400 | 12400 | 2319.62 | 71908.22 |  | 1200 | 37200
3.121.55 | B11.11.36 | (*) Hot Matt For Main Gate |  | m | 45 | 2500 | 112500 | 5918.25 | 266321.25 |  | 21000 | 945000
| Note | Note Details
3.121.56 | - | Natural stone
3.121.57 | - | Supply and Fix natural stone , as per mention in drawings & specifications
| Item Code | Description | Item Remarks | Unit of Measurement | Quantity/Base Price | Unit Price/Discount % (Excluding VAT) | Total | Unit Price/Discount % (Excluding VAT) | Total |  | Unit Price/Discount % (Excluding VAT) | Total
3.121.58 | B11.11.37 | (*) Buffer Zone by natural stone PC Rate 80 Dhs/M3 PV-03 |  | m3 | 4600 | 125 | 575000 | 529.42 | 2435332 |  | 365 | 1679000
| Note | Note Details
3.121.59 | - | Compacted road
3.121.60 | - | Construction of Compacted road , as per mention in drawings & specifications
| Item Code | Description | Item Remarks | Unit of Measurement | Quantity/Base Price | Unit Price/Discount % (Excluding VAT) | Total | Unit Price/Discount % (Excluding VAT) | Total |  | Unit Price/Discount % (Excluding VAT) | Total
3.121.61 | B11.11.38 | (*) Compacted road |  | m2 | 7325 | 78 | 571350 | 18.67 | 136757.75 |  | 105 | 769125
| Note | Note Details
3.121.62 | - | ARTIFICIAL STONE
3.121.63 | - | Supply and fix ARTIFICIAL STONE , as per mention in drawings & specifications
| Item Code | Description | Item Remarks | Unit of Measurement | Quantity/Base Price | Unit Price/Discount % (Excluding VAT) | Total | Unit Price/Discount % (Excluding VAT) | Total |  | Unit Price/Discount % (Excluding VAT) | Total
3.121.64 | B11.11.39 | (*) PV4 ARTIFICIAL STONE |  | m2 | 1100 | 240 | 264000 | 1065.29 | 1171819 |  | 1970 | 2167000
| Note | Note Details
3.121.65 | - | Shade Structure
3.121.66 | - | Construction of Shade Structure , as per mention in drawings & specifications
| Item Code | Description | Item Remarks | Unit of Measurement | Quantity/Base Price | Unit Price/Discount % (Excluding VAT) | Total | Unit Price/Discount % (Excluding VAT) | Total |  | Unit Price/Discount % (Excluding VAT) | Total
3.121.67 | B11.11.40 | (*) Shade Structure |  | m2 | 1800 | 550 | 990000 | 2160.16 | 3888288 |  | 2000 | 3600000
| Note | Note Details
3.121.68 | - | RCC Water Tanks
3.121.69 | - | Construction of Water Tank Type 1:,including all works , as per mention in drawings & specifications
| Item Code | Description | Item Remarks | Unit of Measurement | Quantity/Base Price | Unit Price/Discount % (Excluding VAT) | Total | Unit Price/Discount % (Excluding VAT) | Total |  | Unit Price/Discount % (Excluding VAT) | Total
3.121.70 | B11.11.41 | (*) Excavation |  | m3 | 256 | 40 | 10240 | 41.37 | 10590.72 |  | 10 | 2560
3.121.71 | B11.11.42 | (*) PCC Concrete |  | m3 | 7 | 525 | 3675 | 490.03 | 3430.21 |  | 385 | 2695
3.121.72 | B11.11.43 | (*) RCC footing |  | m3 | 26 | 1900 | 49400 | 1529.94 | 39778.44 |  | 1200 | 31200
3.121.73 | B11.11.44 | (*) Walls 30 cm |  | m3 | 40 | 2300 | 92000 | 2444.17 | 97766.8 |  | 2400 | 96000
3.121.74 | B11.11.45 | (*) Solid Block 10cm |  | m2 | 132 | 170 | 22440 | 115.7 | 15272.4 |  | 120 | 15840
3.121.75 | B11.11.46 | (*) Slab 30 cm |  | m3 | 13 | 2150 | 27950 | 2169.64 | 28205.32 |  | 1400 | 18200
3.121.76 | B11.11.47 | (*) GRP Lining |  | m2 | 156 | 375 | 58500 | 473.46 | 73859.76 |  | 350 | 54600
3.121.77 | B11.11.48 | (*) Polythene sheet |  | m2 | 22 | 5 | 110 | 4.38 | 96.36 |  | 7 | 154
3.121.78 | B11.11.49 | (*) Waterproofing membrane 4mm |  | m2 | 147 | 80 | 11760 | 102.62 | 15085.14 |  | 120 | 17640
| Note | Note Details
3.121.79 | - | Construction of Water Tank Type 2,including all works , as per mention in drawings & specifications
| Item Code | Description | Item Remarks | Unit of Measurement | Quantity/Base Price | Unit Price/Discount % (Excluding VAT) | Total | Unit Price/Discount % (Excluding VAT) | Total |  | Unit Price/Discount % (Excluding VAT) | Total
3.121.80 | B11.11.50 | (*) Excavation |  | m3 | 344 | 40 | 13760 | 41.37 | 14231.28 |  | 10 | 3440
3.121.81 | B11.11.51 | (*) PCC Concrete |  | m3 | 9 | 525 | 4725 | 490.03 | 4410.27 |  | 385 | 3465
3.121.82 | B11.11.52 | (*) RCC footing |  | m3 | 34 | 1900 | 64600 | 1529.94 | 52017.96 |  | 1200 | 40800
3.121.83 | B11.11.53 | (*) Walls 30 cm |  | m3 | 47 | 2350 | 110450 | 2444.17 | 114875.99 |  | 2400 | 112800
3.121.84 | B11.11.54 | (*) Solid Block 10cm |  | m2 | 156 | 1700 | 265200 | 115.7 | 18049.2 |  | 120 | 18720
3.121.85 | B11.11.55 | (*) Slab 30 cm |  | m3 | 19 | 2150 | 40850 | 2169.64 | 41223.16 |  | 1400 | 26600
3.121.86 | B11.11.56 | (*) GRP Lining |  | m2 | 206 | 375 | 77250 | 473.46 | 97532.76 |  | 350 | 72100
3.121.87 | B11.11.57 | (*) Polythene sheet |  | m2 | 43 | 5 | 215 | 4.38 | 188.34 |  | 7 | 301
3.121.88 | B11.11.58 | (*) Waterproofing membrane 4mm |  | m2 | 175 | 80 | 14000 | 102.62 | 17958.5 |  | 120 | 21000
| Note | Note Details
3.121.89 | - | Construction of Water Tank Type 3,including all works , as per mention in drawings & specifications
| Item Code | Description | Item Remarks | Unit of Measurement | Quantity/Base Price | Unit Price/Discount % (Excluding VAT) | Total | Unit Price/Discount % (Excluding VAT) | Total |  | Unit Price/Discount % (Excluding VAT) | Total
3.121.90 | B11.11.60 | (*) Excavation |  | m3 | 1184 | 40 | 47360 | 41.37 | 48982.08 |  | 10 | 11840
3.121.91 | B11.11.61 | (*) PCC Concrete |  | m3 | 30 | 525 | 15750 | 490.03 | 14700.9 |  | 385 | 11550
3.121.92 | B11.11.62 | (*) RCC footing |  | m3 | 148 | 1900 | 281200 | 1529.94 | 226431.12 |  | 1200 | 177600
3.121.93 | B11.11.63 | (*) Walls 30 cm |  | m3 | 99 | 2350 | 232650 | 2444.17 | 241972.83 |  | 2400 | 237600
3.121.94 | B11.11.64 | (*) Solid Block 10cm |  | m2 | 330 | 170 | 56100 | 115.7 | 38181 |  | 120 | 39600
3.121.95 | B11.11.65 | (*) Slab 30 cm |  | m3 | 71 | 2150 | 152650 | 2169.64 | 154044.44 |  | 1400 | 99400
3.121.96 | B11.11.66 | (*) GRP Lining |  | m2 | 654 | 375 | 245250 | 473.46 | 309642.84 |  | 350 | 228900
3.121.97 | B11.11.67 | (*) Polythene sheet |  | m2 | 148 | 5 | 740 | 4.38 | 648.24 |  | 7 | 1036
3.121.98 | B11.11.68 | (*) Waterproofing membrane 4mm |  | m2 | 385 | 80 | 30800 | 102.62 | 39508.7 |  | 120 | 46200
| Note | Note Details
3.121.99 | - | Construction of Water Tank Type 4,including all works , as per mention in drawings & specifications
| Item Code | Description | Item Remarks | Unit of Measurement | Quantity/Base Price | Unit Price/Discount % (Excluding VAT) | Total | Unit Price/Discount % (Excluding VAT) | Total |  | Unit Price/Discount % (Excluding VAT) | Total
3.121.100 | B11.11.69 | (*) Excavation |  | m3 | 1576 | 40 | 63040 | 41.37 | 65199.12 |  | 10 | 15760
3.121.101 | B11.11.70 | (*) PCC Concrete |  | m3 | 40 | 525 | 21000 | 490.03 | 19601.2 |  | 385 | 15400
3.121.102 | B11.11.71 | (*) RCC footing |  | m3 | 197 | 1900 | 374300 | 1529.94 | 301398.18 |  | 1200 | 236400
3.121.103 | B11.11.72 | (*) Walls 30 cm |  | m3 | 124 | 2350 | 291400 | 2444.17 | 303077.08 |  | 2400 | 297600
3.121.104 | B11.11.73 | (*) Solid Block 10cm |  | m2 | 402 | 170 | 68340 | 115.7 | 46511.4 |  | 120 | 48240
3.121.105 | B11.11.74 | (*) Slab 30 cm |  | m3 | 99 | 2150 | 212850 | 2169.64 | 214794.36 |  | 1400 | 138600
3.121.106 | B11.11.75 | (*) GRP Lining |  | m2 | 876 | 375 | 328500 | 473.46 | 414750.96 |  | 350 | 306600
3.121.107 | B11.11.76 | (*) Polythene sheet |  | m2 | 197 | 5 | 985 | 4.38 | 862.86 |  | 7 | 1379
3.121.108 | B11.11.77 | (*) Waterproofing membrane 4mm |  | m2 | 469 | 80 | 37520 | 102.62 | 48128.78 |  | 120 | 56280
| Note | Note Details
3.121.109 | - | Additional items
| Item Code | Description | Item Remarks | Unit of Measurement | Quantity/Base Price | Unit Price/Discount % (Excluding VAT) | Total | Unit Price/Discount % (Excluding VAT) | Total |  | Unit Price/Discount % (Excluding VAT) | Total
3.121.110 | AI | (*) Contractor may price here any items which has been shown in the Contract drawings or any other Contract Documents but overlooked or not specifically mentioned inthe schedule of items and is necessary for the satisfactory completion of the Works. Should the Contractor fail to insert any item here, it will be deemed that lump sum Contract Price includes all such items and no claims for additional items will be entertained. |  | Item | 1 | 0 | 0 | 1950681.08 | 1950681.08 |  | -40921200 | -40921200
| Note | Note Details
3.121.111 | - | Please attach one PDF file to be named "Additional Items for (insert bill no/name & Section No/name)" for the details of these additional items in the additional attachment area at the end of the BOQ.
3.122 ES - BILL NO 12 - ELEPHANT SAFARI - PUMP ROOM &7NO's U/G PUMP ROOMS | [5 empty] | 0 (out of 0) | 4002921 | 0 (out of 0) | 3636754.79 | 0 | 0 (out of 0) | 4428954 | 0
3.123 ES - B12-01 SITE WORK - PUMP ROOM | [5 empty] | 5 (out of 5) | 101406 | 5 (out of 5) | 125911.22 |  | 5 (out of 5) | 64432
| Note | Note Details
3.123.1 | - | Site preparation
| Item Code | Description | Item Remarks | Unit of Measurement | Quantity/Base Price | Unit Price/Discount % (Excluding VAT) | Total | Unit Price/Discount % (Excluding VAT) | Total |  | Unit Price/Discount % (Excluding VAT) | Total
3.123.2 | B12.1.1 | (*) Site preparation as required |  | m2 | 290 | 15 | 4350 | 4.5 | 1305 |  | 10 | 2900
| Note | Note Details
3.123.3 | - | Excavation
| Item Code | Description | Item Remarks | Unit of Measurement | Quantity/Base Price | Unit Price/Discount % (Excluding VAT) | Total | Unit Price/Discount % (Excluding VAT) | Total |  | Unit Price/Discount % (Excluding VAT) | Total
3.123.4 | B12.1.2 | (*) Pit excavation to receive foundation bases depth 1.5 m |  | m3 | 1494 | 40 | 59760 | 41.37 | 61806.78 |  | 20 | 29880
| Note | Note Details
3.123.5 | - | Filling
| Item Code | Description | Item Remarks | Unit of Measurement | Quantity/Base Price | Unit Price/Discount % (Excluding VAT) | Total | Unit Price/Discount % (Excluding VAT) | Total |  | Unit Price/Discount % (Excluding VAT) | Total
3.123.6 | B12.1.3 | (*) Selected fill from excavated materials all in accordance with the Specifications |  | m3 | 1186 | 30 | 35580 | 51.81 | 61446.66 |  | 25 | 29650
| Note | Note Details
3.123.7 | - | Anti Treatment
3.123.8 | - | Allow for termite control; prepare and apply anti-termite treatment; all in accordance with the Specifications and subject to the Contractor's approval
| Item Code | Description | Item Remarks | Unit of Measurement | Quantity/Base Price | Unit Price/Discount % (Excluding VAT) | Total | Unit Price/Discount % (Excluding VAT) | Total |  | Unit Price/Discount % (Excluding VAT) | Total
3.123.9 | B12.1.4 | (*) To horizontal and vertical surfaces |  | m2 | 286 | 6 | 1716 | 4.73 | 1352.78 |  | 7 | 2002
| Note | Note Details
3.123.10 | - | Additional items
| Item Code | Description | Item Remarks | Unit of Measurement | Quantity/Base Price | Unit Price/Discount % (Excluding VAT) | Total | Unit Price/Discount % (Excluding VAT) | Total |  | Unit Price/Discount % (Excluding VAT) | Total
3.123.11 | AI | (*) Contractor may price here any items which has been shown in the Contract drawings or any other Contract Documents but overlooked or not specifically mentioned inthe schedule of items and is necessary for the satisfactory completion of the Works. Should the Contractor fail to insert any item here, it will be deemed that lump sum Contract Price includes all such items and no claims for additional items will be entertained. |  | Item | 1 | 0 | 0 | 0 | 0 |  | 0 | 0
| Note | Note Details
3.123.12 | - | Please attach one PDF file to be named "Additional Items for (insert bill no/name & Section No/name)" for the details of these additional items in the additional attachment area at the end of the BOQ.
3.124 ES - B12-02 CONCRETE WORK - PUMP ROOM | [5 empty] | 12 (out of 12) | 773675 | 12 (out of 12) | 775505.99 |  | 12 (out of 12) | 629860
| Note | Note Details
3.124.1 | - | SUBSTRUCTURE
3.124.2 | - | Poured Concrete
3.124.3 | - | Plain concrete (20 N/mm2) as per specifications and drawings.
| Item Code | Description | Item Remarks | Unit of Measurement | Quantity/Base Price | Unit Price/Discount % (Excluding VAT) | Total | Unit Price/Discount % (Excluding VAT) | Total |  | Unit Price/Discount % (Excluding VAT) | Total
3.124.4 | B12.2.1 | (*) PCC for Footings |  | m3 | 29 | 525 | 15225 | 490.03 | 14210.87 |  | 385 | 11165
| Note | Note Details
3.124.5 | - | Reinforcment Concrete (40 N/mm2) in Type I SRC cement including all shuttering,supportsand all related works as per specifications and drawings.
| Item Code | Description | Item Remarks | Unit of Measurement | Quantity/Base Price | Unit Price/Discount % (Excluding VAT) | Total | Unit Price/Discount % (Excluding VAT) | Total |  | Unit Price/Discount % (Excluding VAT) | Total
3.124.6 | B12.2.1 | (*) Footings |  | m3 | 167 | 1800 | 300600 | 1529.94 | 255499.98 |  | 1200 | 200400
3.124.7 | B12.2.2 | (*) Neck cloumns |  | m3 | 17 | 1800 | 30600 | 2444.17 | 41550.89 |  | 2500 | 42500
3.124.8 | B12.2.3 | (*) walls 30 cm |  | m3 | 94 | 2200 | 206800 | 2444.17 | 229751.98 |  | 2400 | 225600
3.124.9 | B12.2.5 | (*) Screed for Grade Slab |  | m2 | 211 | 50 | 10550 | 58.71 | 12387.81 |  | 45 | 9495
| Note | Note Details
3.124.10 | - | SUPER STRUCTURE
3.124.11 | - | Reinforcmen Concrete (40 N/mm2) in Type I OPC cement including all shuttering,supportsand all related works as per specifications and drawings.
| Item Code | Description | Item Remarks | Unit of Measurement | Quantity/Base Price | Unit Price/Discount % (Excluding VAT) | Total | Unit Price/Discount % (Excluding VAT) | Total |  | Unit Price/Discount % (Excluding VAT) | Total
3.124.12 | B12.2.6 | (*) Concrete columns |  | m3 | 8 | 2150 | 17200 | 2967.02 | 23736.16 |  | 2200 | 17600
3.124.13 | B12.2.7 | (*) Concrete Beam |  | m3 | 6 | 2150 | 12900 | 2764.32 | 16585.92 |  | 1500 | 9000
3.124.14 | B12.2.8 | (*) Solid Slab 22cm |  | m3 | 13 | 2150 | 27950 | 2169.64 | 28205.32 |  | 1300 | 16900
3.124.15 | B12.2.9 | (*) slab for WT 30 cm |  | m3 | 65 | 2150 | 139750 | 2169.64 | 141026.6 |  | 1400 | 91000
3.124.16 | B12.2.10 | (*) parapet |  | m3 | 4 | 2150 | 8600 | 2764.32 | 11057.28 |  | 1300 | 5200
| Note | Note Details
3.124.17 | - | Sundries
| Item Code | Description | Item Remarks | Unit of Measurement | Quantity/Base Price | Unit Price/Discount % (Excluding VAT) | Total | Unit Price/Discount % (Excluding VAT) | Total |  | Unit Price/Discount % (Excluding VAT) | Total
3.124.18 | B12.2.11 | (*) Expansion joints; all in accordance with the Specifications |  | Item | 1 | 3500 | 3500 | 1493.18 | 1493.18 |  | 1000 | 1000
| Note | Note Details
3.124.19 | - | Additional items
| Item Code | Description | Item Remarks | Unit of Measurement | Quantity/Base Price | Unit Price/Discount % (Excluding VAT) | Total | Unit Price/Discount % (Excluding VAT) | Total |  | Unit Price/Discount % (Excluding VAT) | Total
3.124.20 | AI | (*) Contractor may price here any items which has been shown in the Contract drawings or any other Contract Documents but overlooked or not specifically mentioned inthe schedule of items and is necessary for the satisfactory completion of the Works. Should the Contractor fail to insert any item here, it will be deemed that lump sum Contract Price includes all such items and no claims for additional items will be entertained. |  | Item | 1 | 0 | 0 | 0 | 0 |  | 0 | 0
| Note | Note Details
3.124.21 | - | Please attach one PDF file to be named "Additional Items for (insert bill no/name & Section No/name)" for the details of these additional items in the additional attachment area at the end of the BOQ.
3.125 ES - B12-03 MASONRY - PUMP ROOM | [5 empty] | 3 (out of 3) | 107710 | 3 (out of 3) | 72830.6 |  | 3 (out of 3) | 68860
| Note | Note Details
3.125.1 | - | Internal block work
3.125.2 | - | Concrete masonry units bedded and jointed in cement including mortar including concrete filling, wall ties, bed joints, reinforcement metal lath (where required), head restraint,anchors, and column stiffeners; including all necessary accessories; as shown on Drawing all in accordance with the Specifications
| Item Code | Description | Item Remarks | Unit of Measurement | Quantity/Base Price | Unit Price/Discount % (Excluding VAT) | Total | Unit Price/Discount % (Excluding VAT) | Total |  | Unit Price/Discount % (Excluding VAT) | Total
3.125.3 | B12.3.1 | (*) Solid Block 20mm |  | m2 | 230 | 200 | 46000 | 134.05 | 30831.5 |  | 110 | 25300
| Note | Note Details
3.125.4 | - | Solid block work
| Item Code | Description | Item Remarks | Unit of Measurement | Quantity/Base Price | Unit Price/Discount % (Excluding VAT) | Total | Unit Price/Discount % (Excluding VAT) | Total |  | Unit Price/Discount % (Excluding VAT) | Total
3.125.5 | B12.3.2 | (*) SOLID BLOCK 10 cm around UGWT. |  | m2 | 363 | 170 | 61710 | 115.7 | 41999.1 |  | 120 | 43560
| Note | Note Details
3.125.6 | - | Additional items
| Item Code | Description | Item Remarks | Unit of Measurement | Quantity/Base Price | Unit Price/Discount % (Excluding VAT) | Total | Unit Price/Discount % (Excluding VAT) | Total |  | Unit Price/Discount % (Excluding VAT) | Total
3.125.7 | AI | (*) Contractor may price here any items which has been shown in the Contract drawings or any other Contract Documents but overlooked or not specifically mentioned inthe schedule of items and is necessary for the satisfactory completion of the Works. Should the Contractor fail to insert any item here, it will be deemed that lump sum Contract Price includes all such items and no claims for additional items will be entertained. |  | Item | 1 | 0 | 0 | 0 | 0 |  | 0 | 0
| Note | Note Details
3.125.8 | - | Please attach one PDF file to be named "Additional Items for (insert bill no/name & Section No/name)" for the details of these additional items in the additional attachment area at the end of the BOQ.
3.126 ES - B12-04 METAL WORK - PUMP ROOM | [5 empty] | 3 (out of 3) | 9800 | 3 (out of 3) | 11244.68 |  | 3 (out of 3) | 2500
| Note | Note Details
3.126.1 | - | Cat Ladder
3.126.2 | - | Supply and installation of Cat Ladder. including all accessories,fixing etc. all complete as detailed on drawing and engineer approval
| Item Code | Description | Item Remarks | Unit of Measurement | Quantity/Base Price | Unit Price/Discount % (Excluding VAT) | Total | Unit Price/Discount % (Excluding VAT) | Total |  | Unit Price/Discount % (Excluding VAT) | Total
3.126.3 | B12.4.1 | (*) Cat Ladder 6m |  | No. | 1 | 5800 | 5800 | 7101.9 | 7101.9 |  | 1600 | 1600
| Note | Note Details
3.126.4 | - | Access Cover
3.126.5 | - | Access Cover, including all accessories,fixing etc. all complete as detailed on drawing and engineer approval
| Item Code | Description | Item Remarks | Unit of Measurement | Quantity/Base Price | Unit Price/Discount % (Excluding VAT) | Total | Unit Price/Discount % (Excluding VAT) | Total |  | Unit Price/Discount % (Excluding VAT) | Total
3.126.6 | B12.4.2 | (*) Chaquard plate |  | No. | 1 | 4000 | 4000 | 4142.78 | 4142.78 |  | 900 | 900
| Note | Note Details
3.126.7 | - | Additional items
| Item Code | Description | Item Remarks | Unit of Measurement | Quantity/Base Price | Unit Price/Discount % (Excluding VAT) | Total | Unit Price/Discount % (Excluding VAT) | Total |  | Unit Price/Discount % (Excluding VAT) | Total
3.126.8 | AI | (*) Contractor may price here any items which has been shown in the Contract drawings or any other Contract Documents but overlooked or not specifically mentioned inthe schedule of items and is necessary for the satisfactory completion of the Works. Should the Contractor fail to insert any item here, it will be deemed that lump sum Contract Price includes all such items and no claims for additional items will be entertained. |  | Item | 1 | 0 | 0 | 0 | 0 |  | 0 | 0
| Note | Note Details
3.126.9 | - | Please attach one PDF file to be named "Additional Items for (insert bill no/name & Section No/name)" for the details of these additional items in the additional attachment area at the end of the BOQ.
3.127 ES - B12-05 THERMAL AND MOISTURE PROTECTION - PUMP ROOM | [5 empty] | 6 (out of 6) | 334385 | 6 (out of 6) | 416208.94 |  | 6 (out of 6) | 342662
| Note | Note Details
3.127.1 | - | Waterproofing courses
3.127.2 | - | Waterproofing system for the substructure, 4mm membraneas per drawings and specifications.
| Item Code | Description | Item Remarks | Unit of Measurement | Quantity/Base Price | Unit Price/Discount % (Excluding VAT) | Total | Unit Price/Discount % (Excluding VAT) | Total |  | Unit Price/Discount % (Excluding VAT) | Total
3.127.3 | B12.5.1 | (*) 4mm Membrane for UGWT ( Vertical & Horizontal) |  | m2 | 641 | 95 | 60895 | 102.62 | 65779.42 |  | 120 | 76920
3.127.4 | B12.5.2 | (*) GRP Lining |  | m2 | 700 | 375 | 262500 | 473.46 | 331422 |  | 350 | 245000
| Note | Note Details
3.127.5 | - | 1000 Gauge Polythene Sheet, all in accordance with the Specifications
| Item Code | Description | Item Remarks | Unit of Measurement | Quantity/Base Price | Unit Price/Discount % (Excluding VAT) | Total | Unit Price/Discount % (Excluding VAT) | Total |  | Unit Price/Discount % (Excluding VAT) | Total
3.127.6 | B12.5.3 | (*) To horizontal areas |  | m2 | 286 | 5 | 1430 | 4.38 | 1252.68 |  | 7 | 2002
| Note | Note Details
3.127.7 | - | Roof waterproofing
3.127.8 | - | Waterproofing system for the Roof, as per drawings and specifications.
| Item Code | Description | Item Remarks | Unit of Measurement | Quantity/Base Price | Unit Price/Discount % (Excluding VAT) | Total | Unit Price/Discount % (Excluding VAT) | Total |  | Unit Price/Discount % (Excluding VAT) | Total
3.127.9 | B12.5.4 | (*) Roof Waterproofing |  | m2 | 60 | 130 | 7800 | 248.57 | 14914.2 |  | 275 | 16500
3.127.10 | B12.5.5 | (*) Roof Waterproofing skirting |  | m | 32 | 55 | 1760 | 88.77 | 2840.64 |  | 70 | 2240
| Note | Note Details
3.127.11 | - | Additional items
| Item Code | Description | Item Remarks | Unit of Measurement | Quantity/Base Price | Unit Price/Discount % (Excluding VAT) | Total | Unit Price/Discount % (Excluding VAT) | Total |  | Unit Price/Discount % (Excluding VAT) | Total
3.127.12 | AI | (*) Contractor may price here any items which has been shown in the Contract drawings or any other Contract Documents but overlooked or not specifically mentioned inthe schedule of items and is necessary for the satisfactory completion of the Works. Should the Contractor fail to insert any item here, it will be deemed that lump sum Contract Price includes all such items and no claims for additional items will be entertained. |  | Item | 1 | 0 | 0 | 0 | 0 |  | 0 | 0
| Note | Note Details
3.127.13 | - | Please attach one PDF file to be named "Additional Items for (insert bill no/name & Section No/name)" for the details of these additional items in the additional attachment area at the end of the BOQ.
3.128 ES - B12-06 DOORS AND WINDOWS - PUMP ROOM | [5 empty] | 4 (out of 4) | 8500 | 4 (out of 4) | 164527.42 |  | 4 (out of 4) | 18600
| Note | Note Details
3.128.1 | - | Aluminum Door
3.128.2 | - | Supply and install Aluminum Door,including all accessories needed for installation as per mention in drawings & specifications
| Item Code | Description | Item Remarks | Unit of Measurement | Quantity/Base Price | Unit Price/Discount % (Excluding VAT) | Total | Unit Price/Discount % (Excluding VAT) | Total |  | Unit Price/Discount % (Excluding VAT) | Total
3.128.3 | B12.6.1 | (*) Alu-Door 2000x2000 |  | No. | 1 | 2800 | 2800 | 8285.55 | 8285.55 |  | 6600 | 6600
3.128.4 | B12.6.2 | (*) Alu-Door 2400x2000 |  | No. | 1 | 3500 | 3500 | 9469.2 | 9469.2 |  | 6800 | 6800
| Note | Note Details
3.128.5 | - | Aluminum Windows
3.128.6 | - | Supply and install powder coated Aluminum Windows ,including all accessories needed for installation as per mention in drawings & specifications
| Item Code | Description | Item Remarks | Unit of Measurement | Quantity/Base Price | Unit Price/Discount % (Excluding VAT) | Total | Unit Price/Discount % (Excluding VAT) | Total |  | Unit Price/Discount % (Excluding VAT) | Total
3.128.7 | B12.6.3 | (*) W1-Aluminium Window |  | No. | 2 | 1100 | 2200 | 2367.3 | 4734.6 |  | 2600 | 5200
| Note | Note Details
3.128.8 | - | Additional items
| Item Code | Description | Item Remarks | Unit of Measurement | Quantity/Base Price | Unit Price/Discount % (Excluding VAT) | Total | Unit Price/Discount % (Excluding VAT) | Total |  | Unit Price/Discount % (Excluding VAT) | Total
3.128.9 | AI | (*) Contractor may price here any items which has been shown in the Contract drawings or any other Contract Documents but overlooked or not specifically mentioned inthe schedule of items and is necessary for the satisfactory completion of the Works. Should the Contractor fail to insert any item here, it will be deemed that lump sum Contract Price includes all such items and no claims for additional items will be entertained. |  | Item | 1 | 0 | 0 | 142038.07 | 142038.07 |  | 0 | 0
| Note | Note Details
3.128.10 | - | Please attach one PDF file to be named "Additional Items for (insert bill no/name & Section No/name)" for the details of these additional items in the additional attachment area at the end of the BOQ.
3.129 ES - B12-07 FINISHES - PUMP ROOM | [5 empty] | 8 (out of 8) | 77140 | 8 (out of 8) | 72754.12 |  | 8 (out of 8) | 96640
| Note | Note Details
3.129.1 | - | External Finishes
3.129.2 | - | Prapare and apply paint on Plaster including all necessary wrok as per drawing and specifications
| Item Code | Description | Item Remarks | Unit of Measurement | Quantity/Base Price | Unit Price/Discount % (Excluding VAT) | Total | Unit Price/Discount % (Excluding VAT) | Total |  | Unit Price/Discount % (Excluding VAT) | Total
3.129.3 | B12.7.1 | (*) External Epoxy Paint over plaster for inside Parapet |  | m2 | 317 | 58 | 18386 | 65.1 | 20636.7 |  | 40 | 12680
| Note | Note Details
3.129.4 | - | Wall Finishes
3.129.5 | - | Prapare and apply paint on Plaster including all necessary wrok as per drawing and specifications ,DIVISION 09-099123
| Item Code | Description | Item Remarks | Unit of Measurement | Quantity/Base Price | Unit Price/Discount % (Excluding VAT) | Total | Unit Price/Discount % (Excluding VAT) | Total |  | Unit Price/Discount % (Excluding VAT) | Total
3.129.6 | B12.7.2 | (*) Internal Epoxy Paint |  | m2 | 32 | 48 | 1536 | 53.26 | 1704.32 |  | 40 | 1280
| Note | Note Details
3.129.7 | - | Floor Finishes
3.129.8 | - | Supply and fix Epoxy Paint on cement screed including all necessary wrok as per drawing and specifications DIVISION 09-096723
| Item Code | Description | Item Remarks | Unit of Measurement | Quantity/Base Price | Unit Price/Discount % (Excluding VAT) | Total | Unit Price/Discount % (Excluding VAT) | Total |  | Unit Price/Discount % (Excluding VAT) | Total
3.129.9 | B12.7.3 | (*) Epoxy Paint |  | m2 | 180 | 190 | 34200 | 76.94 | 13849.2 |  | 165 | 29700
| Note | Note Details
3.129.10 | - | Ceiling Finishes
3.129.11 | - | Prapare and apply paint on Plaster including all necessary wrok as per drawing and specifications ,DIVISION 09-099123
| Item Code | Description | Item Remarks | Unit of Measurement | Quantity/Base Price | Unit Price/Discount % (Excluding VAT) | Total | Unit Price/Discount % (Excluding VAT) | Total |  | Unit Price/Discount % (Excluding VAT) | Total
3.129.12 | B12.7.4 | (*) Epoxy Paint |  | m2 | 60 | 48 | 2880 | 53.26 | 3195.6 |  | 45 | 2700
| Note | Note Details
3.129.13 | - | Backgrounds
3.129.14 | - | Supply and apply ready mixed sand cement plaster with all related accessories mesh, angles, etc., as per drawings and specifications. Cement plaster finish to internal surfaces
| Item Code | Description | Item Remarks | Unit of Measurement | Quantity/Base Price | Unit Price/Discount % (Excluding VAT) | Total | Unit Price/Discount % (Excluding VAT) | Total |  | Unit Price/Discount % (Excluding VAT) | Total
3.129.15 | B12.7.5 | (*) Walls |  | m2 | 32 | 44 | 1408 | 67.82 | 2170.24 |  | 120 | 3840
3.129.16 | B12.7.6 | (*) ceiling |  | m2 | 60 | 48 | 2880 | 67.82 | 4069.2 |  | 140 | 8400
3.129.17 | B12.7.7 | (*) Elevations |  | m2 | 317 | 50 | 15850 | 85.58 | 27128.86 |  | 120 | 38040
| Note | Note Details
3.129.18 | - | Additional items
| Item Code | Description | Item Remarks | Unit of Measurement | Quantity/Base Price | Unit Price/Discount % (Excluding VAT) | Total | Unit Price/Discount % (Excluding VAT) | Total |  | Unit Price/Discount % (Excluding VAT) | Total
3.129.19 | AI | (*) Contractor may price here any items which has been shown in the Contract drawings or any other Contract Documents but overlooked or not specifically mentioned inthe schedule of items and is necessary for the satisfactory completion of the Works. Should the Contractor fail to insert any item here, it will be deemed that lump sum Contract Price includes all such items and no claims for additional items will be entertained. |  | Item | 1 | 0 | 0 | 0 | 0 |  | 0 | 0
| Note | Note Details
3.129.20 | - | Please attach one PDF file to be named "Additional Items for (insert bill no/name & Section No/name)" for the details of these additional items in the additional attachment area at the end of the BOQ.
3.130 ES - B12-08 ACCESSORIES - PUMP ROOM | [5 empty] | 3 (out of 3) | 2750 | 3 (out of 3) | 14795.63 |  | 3 (out of 3) | 5000
| Note | Note Details
3.130.1 | - | GRC Ladder
3.130.2 | - | Supply and install GRC Ladder ,including all accessories needed for installation as per mention in drawings & specifications
| Item Code | Description | Item Remarks | Unit of Measurement | Quantity/Base Price | Unit Price/Discount % (Excluding VAT) | Total | Unit Price/Discount % (Excluding VAT) | Total |  | Unit Price/Discount % (Excluding VAT) | Total
3.130.3 | B12.8.1 | (*) GRC Ladder 4m |  | No. | 1 | 1750 | 1750 | 5918.25 | 5918.25 |  | 4000 | 4000
| Note | Note Details
3.130.4 | - | Signage
3.130.5 | - | Supply and install Signage ,including all accessories needed for installation as per mention in drawings & specifications
| Item Code | Description | Item Remarks | Unit of Measurement | Quantity/Base Price | Unit Price/Discount % (Excluding VAT) | Total | Unit Price/Discount % (Excluding VAT) | Total |  | Unit Price/Discount % (Excluding VAT) | Total
3.130.6 | B12.8.2 | (*) Signage |  | Item | 1 | 1000 | 1000 | 8877.38 | 8877.38 |  | 1000 | 1000
| Note | Note Details
3.130.7 | - | Additional items
| Item Code | Description | Item Remarks | Unit of Measurement | Quantity/Base Price | Unit Price/Discount % (Excluding VAT) | Total | Unit Price/Discount % (Excluding VAT) | Total |  | Unit Price/Discount % (Excluding VAT) | Total
3.130.8 | AI | (*) Contractor may price here any items which has been shown in the Contract drawings or any other Contract Documents but overlooked or not specifically mentioned inthe schedule of items and is necessary for the satisfactory completion of the Works. Should the Contractor fail to insert any item here, it will be deemed that lump sum Contract Price includes all such items and no claims for additional items will be entertained. |  | Item | 1 | 0 | 0 | 0 | 0 |  | 0 | 0
| Note | Note Details
3.130.9 | - | Please attach one PDF file to be named "Additional Items for (insert bill no/name & Section No/name)" for the details of these additional items in the additional attachment area at the end of the BOQ.
3.131 ES - B12-9 MECHANICAL INSTALLATION -PUMP ROOM & 7NO's U/G PUMP ROOMS | [5 empty] | 36 (out of 36) | 2364440 | 36 (out of 36) | 1730911.49 |  | 36 (out of 36) | 3049360
| Note | Note Details
3.131.1 | - | Heating, ventilating and air-conditioning
3.131.2 | - | Supply, installation, testing, balancing & commissioning of complete Air Conditioning, Heating & Ventilation ,System as specified complete with in all respects as per drawings, specification, applicable standards, manufacturer recommendations, and as per drawings, mentioned in specification complete in all respects ready to operate including all builders work, coordination with other trades etc but not limited to the following;
| Item Code | Description | Item Remarks | Unit of Measurement | Quantity/Base Price | Unit Price/Discount % (Excluding VAT) | Total | Unit Price/Discount % (Excluding VAT) | Total |  | Unit Price/Discount % (Excluding VAT) | Total
3.131.3 | B12.9.1 | (*) DX split air conditioning unit with copper pipes and all accessories |  | No. | 11 | 7775 | 85525 | 20713.89 | 227852.79 |  | 11400 | 125400
| Note | Note Details
3.131.4 | - | Water Supply
| Item Code | Description | Item Remarks | Unit of Measurement | Quantity/Base Price | Unit Price/Discount % (Excluding VAT) | Total | Unit Price/Discount % (Excluding VAT) | Total |  | Unit Price/Discount % (Excluding VAT) | Total
3.131.5 | B12.9.2 | (*) GRP Water Tank |  | No. | 1 | 895000 | 895000 | 17754.76 | 17754.76 |  | 367150 | 367150
3.131.6 | B12.9.3 | (*) Cold water pipe |  | Item | 1 | 103500 | 103500 | 17754.76 | 17754.76 |  | 20000 | 20000
3.131.7 | B12.9.4 | (*) Multimedia filtration system |  | No. | 1 | 21750 | 21750 | 29591.27 | 29591.27 |  | 43000 | 43000
3.131.8 | B12.9.5 | (*) copper silver ionization filtration System |  | No. | 1 | 52000 | 52000 | 59182.53 | 59182.53 |  | 115000 | 115000
3.131.9 | B12.9.6 | (*) Filtration Pump Set |  | No. | 1 | 27000 | 27000 | 5918.25 | 5918.25 |  | 45000 | 45000
3.131.10 | B12.9.7 | (*) Transfer Pump Set |  | No. | 1 | 55000 | 55000 | 23673.01 | 23673.01 |  | 90000 | 90000
3.131.11 | B12.9.8 | (*) GRP Water Tank 1 |  | No. | 1 | 23000 | 23000 | 17754.76 | 17754.76 |  | 20000 | 20000
3.131.12 | B12.9.9 | (*) GRP Water Tank 2 |  | No. | 1 | 107500 | 107500 | 35509.52 | 35509.52 |  | 110000 | 110000
3.131.13 | B12.9.10 | (*) GRP Water Tank 3 |  | No. | 1 | 160000 | 160000 | 20713.89 | 20713.89 |  | 160000 | 160000
3.131.14 | B12.9.11 | (*) GRP Water Tank 4 |  | No. | 1 | 35750 | 35750 | 17754.76 | 17754.76 |  | 41000 | 41000
3.131.15 | B12.9.12 | (*) Water Circulation Pump |  | No. | 4 | 20175 | 80700 | 5918.25 | 23673 |  | 80000 | 320000
3.131.16 | B12.9.13 | (*) Multimedia Filtration Unit |  | No. | 6 | 20175 | 121050 | 17754.76 | 106528.56 |  | 100000 | 600000
3.131.17 | B12.9.14 | (*) Cold Water Pipe |  | No. | 4 | 17500 | 70000 | 11836.51 | 47346.04 |  | 2500 | 10000
| Note | Note Details
3.131.18 | - | Storm Water
3.131.19 | - | Supply, install and commission Drainage, uPVC soil ,waste, vent and rain water pipes- above ground and below ground pipes and fittings including supports, brackets, hangers in accordance with the specification including coordination and connection to Sanitary wares as per required to complete Drainage System.
| Item Code | Description | Item Remarks | Unit of Measurement | Quantity/Base Price | Unit Price/Discount % (Excluding VAT) | Total | Unit Price/Discount % (Excluding VAT) | Total |  | Unit Price/Discount % (Excluding VAT) | Total
3.131.20 | B12.9.15 | (*) Rain water inlet |  | No. | 1 | 1500 | 1500 | 946.92 | 946.92 |  | 850 | 850
3.131.21 | B12.9.16 | (*) Rain water pipe 100 mm |  | m | 8 | 105 | 840 | 88.77 | 710.16 |  | 90 | 720
| Note | Note Details
3.131.22 | - | Fire protection
3.131.23 | - | Supply and installation, testing, commissioning fire fighting system with all accessories as per ADDC latest code
| Item Code | Description | Item Remarks | Unit of Measurement | Quantity/Base Price | Unit Price/Discount % (Excluding VAT) | Total | Unit Price/Discount % (Excluding VAT) | Total |  | Unit Price/Discount % (Excluding VAT) | Total
3.131.24 | B12.9.17 | (*) 6 kg dry powder fire extinguisher |  | No. | 7 | 525 | 3675 | 473.46 | 3314.22 |  | 420 | 2940
3.131.25 | B12.9.18 | (*) 5 kg co2 fire extinguisher |  | No. | 7 | 425 | 2975 | 532.64 | 3728.48 |  | 400 | 2800
3.131.26 | B12.9.19 | (*) Circulation Pump Set |  | No. | 1 | 20175 | 20175 | 11836.51 | 11836.51 |  | 40000 | 40000
3.131.27 | B12.9.20 | (*) UL/FM Fire pump controller |  | No. | 2 | 35000 | 70000 | 29591.27 | 59182.54 |  | 10000 | 20000
3.131.28 | B12.9.21 | (*) UL/ FM Vertical turbine fire fighting pump set consists of electrical ,diesel & submersible jockey pumps |  | No. | 1 | 405000 | 405000 | 887737.97 | 887737.97 |  | 720000 | 720000
3.131.29 | B12.9.22 | (*) 2x4 way inlet breaching |  | No. | 2 | 2500 | 5000 | 5918.25 | 11836.5 |  | 6500 | 13000
| Note | Note Details
3.131.30 | - | SUNDRIES:-
| Item Code | Description | Item Remarks | Unit of Measurement | Quantity/Base Price | Unit Price/Discount % (Excluding VAT) | Total | Unit Price/Discount % (Excluding VAT) | Total |  | Unit Price/Discount % (Excluding VAT) | Total
3.131.31 | B12.9.23 | (*) Allow for supports |  | Item | 1 | 5000 | 5000 | 5918.25 | 5918.25 |  | 7000 | 7000
3.131.32 | B12.9.24 | (*) Allow for identifications, tag plates, labels, signage and colour coding for all services. |  | Item | 1 | 1000 | 1000 | 5918.25 | 5918.25 |  | 5000 | 5000
3.131.33 | B12.9.25 | (*) Allow for testing and pre-commissioning |  | Item | 1 | 2000 | 2000 | 8877.38 | 8877.38 |  | 1000 | 1000
3.131.34 | B12.9.26 | (*) Allow for commissioning |  | Item | 1 | 1500 | 1500 | 8877.38 | 8877.38 |  | 1000 | 1000
3.131.35 | B12.9.27 | (*) Allow for tools and spares |  | Item | 1 | 500 | 500 | 8877.38 | 8877.38 |  | 1000 | 1000
3.131.36 | B12.9.28 | (*) Allow for document and certification |  | Item | 1 | 1000 | 1000 | 5918.25 | 5918.25 |  | 2000 | 2000
3.131.37 | B12.9.29 | (*) Allow for co-ordination with other services |  | Item | 1 | 500 | 500 | 5918.25 | 5918.25 |  | 1000 | 1000
3.131.38 | B12.9.30 | (*) Allow for cutting or forming holes, mortises, chases, or the like and making good finishing |  | Item | 1 | 500 | 500 | 5918.25 | 5918.25 |  | 2000 | 2000
3.131.39 | B12.9.31 | (*) Allow for building in or cutting and pinning brackets or the like and making good finishing |  | Item | 1 | 1000 | 1000 | 5918.25 | 5918.25 |  | 2000 | 2000
3.131.40 | B12.9.32 | (*) Allow for protective painting to all systems |  | Item | 1 | 1000 | 1000 | 8877.38 | 8877.38 |  | 2500 | 2500
3.131.41 | B12.9.33 | (*) Allow for decorative painting to all systems |  | Item | 1 | 500 | 500 | 8877.38 | 8877.38 |  | 2000 | 2000
3.131.42 | B12.9.34 | (*) Allow for drawings, manuals, submittal, samples inspections, instruction books |  | Item | 1 | 1500 | 1500 | 8877.38 | 8877.38 |  | 6000 | 6000
3.131.43 | B12.9.35 | (*) Allow for builders work |  | Item | 1 | 1500 | 1500 | 11836.51 | 11836.51 |  | 150000 | 150000
| Note | Note Details
3.131.44 | - | Additional items
| Item Code | Description | Item Remarks | Unit of Measurement | Quantity/Base Price | Unit Price/Discount % (Excluding VAT) | Total | Unit Price/Discount % (Excluding VAT) | Total |  | Unit Price/Discount % (Excluding VAT) | Total
3.131.45 | AI | (*) Contractor may price here any items which has been shown in the Contract drawings or any other Contract Documents but overlooked or not specifically mentioned inthe schedule of items and is necessary for the satisfactory completion of the Works. Should the Contractor fail to insert any item here, it will be deemed that lump sum Contract Price includes all such items and no claims for additional items will be entertained. |  | Item | 1 | 0 | 0 | 0 | 0 |  | 0 | 0
| Note | Note Details
3.131.46 | - | Please attach one PDF file to be named "Additional Items for (insert bill no/name & Section No/name)" for the details of these additional items in the additional attachment area at the end of the BOQ.
3.132 ES - B12-10 ELECTRICAL INSTALLATION - PUMP ROOM & 7NO's U/G PUMP ROOMS | [5 empty] | 29 (out of 29) | 223115 | 29 (out of 29) | 252064.7 |  | 29 (out of 29) | 151040
| Note | Note Details
3.132.1 | - | Electrical Works
3.132.2 | - | DISCONNECTING SWITCHES:-
3.132.3 | - | Supply ,Install, testing and commissioning AC23,IP65 Disconnecting switches including all interconnecting cables, wires , trays and Equipments Points from SMD panels and terminations.
| Item Code | Description | Item Remarks | Unit of Measurement | Quantity/Base Price | Unit Price/Discount % (Excluding VAT) | Total | Unit Price/Discount % (Excluding VAT) | Total |  | Unit Price/Discount % (Excluding VAT) | Total
3.132.4 | B12.10.1 | (*) Single phase Isolator (SPN) IP65 |  | No | 2 | 900 | 1800 | 1006.1 | 2012.2 |  | 400 | 800
3.132.5 | B12.10.2 | (*) Three Phase Isolator (TPN) IP 65 |  | No | 25 | 1200 | 30000 | 1775.48 | 44387 |  | 950 | 23750
| Note | Note Details
3.132.6 | - | POWER INSTALLATION:
3.132.7 | - | Wiring Devices Points
3.132.8 | - | Supply ,Install, testing and commissioning complete including points of Wiring devices with cover plates and outlet boxes , wiring cable tray & required all terminations,conduits,boxes , back boxes, couplers, draw boxes, junction boxes, wiring etc complete as per Drawings and Specifications.
| Item Code | Description | Item Remarks | Unit of Measurement | Quantity/Base Price | Unit Price/Discount % (Excluding VAT) | Total | Unit Price/Discount % (Excluding VAT) | Total |  | Unit Price/Discount % (Excluding VAT) | Total
3.132.9 | B12.10.3 | (*) 13A switched double socket outlet weather proof |  | No | 4 | 700 | 2800 | 532.64 | 2130.56 |  | 500 | 2000
3.132.10 | B12.10.4 | (*) 2 gang 13A,240 V,2 pole weather proof switched socket outlet IP65 withRCD |  | No | 11 | 750 | 8250 | 532.64 | 5859.04 |  | 600 | 6600
| Note | Note Details
3.132.11 | - | LIGHTING FIXTURES
3.132.12 | - | Supply, install, testing and commissioning complete Light fittings including cabling, wiring, conduits and switches in connections to permanent wiring system
| Item Code | Description | Item Remarks | Unit of Measurement | Quantity/Base Price | Unit Price/Discount % (Excluding VAT) | Total | Unit Price/Discount % (Excluding VAT) | Total |  | Unit Price/Discount % (Excluding VAT) | Total
3.132.13 | B12.10.5 | (*) Electrical points for Type L6 |  | No | 67 | 1550 | 103850 | 916.15 | 61382.05 |  | 535 | 35845
3.132.14 | B12.10.6 | (*) Electrical points for Type L7 |  | No | 1 | 1860 | 1860 | 1446.42 | 1446.42 |  | 1215 | 1215
3.132.15 | B12.10.7 | (*) Surface Mountain Self Contained Non Maintained, 3 Hours Duration 1x12W Emergency Light |  | No | 30 | 1200 | 36000 | 1775.48 | 53264.4 |  | 750 | 22500
| Note | Note Details
3.132.16 | - | WIRING DEVICES & ACCESSORIES
3.132.17 | - | Supply, install and connect the following devices including device boxes, cover, plates, conduits and wiring between devices and distribution boards, switch panels, etc. as per drawings:
| Item Code | Description | Item Remarks | Unit of Measurement | Quantity/Base Price | Unit Price/Discount % (Excluding VAT) | Total | Unit Price/Discount % (Excluding VAT) | Total |  | Unit Price/Discount % (Excluding VAT) | Total
3.132.18 | B12.10.8 | (*) 20A double pole switch weather proof |  | No | 19 | 700 | 13300 | 532.64 | 10120.16 |  | 480 | 9120
3.132.19 | B12.10.9 | (*) One way one gang lighting grid switch weather proof |  | No | 4 | 430 | 1720 | 473.46 | 1893.84 |  | 420 | 1680
3.132.20 | B12.10.10 | (*) One way Two gang lighting grid switch weather proof |  | No | 1 | 505 | 505 | 503.05 | 503.05 |  | 480 | 480
| Note | Note Details
3.132.21 | - | FIRE ALARM & SECURITY SYSTEMS
3.132.22 | - | ANALOGUE ADDRESSABLE FIRE ALARM SYSTEM
3.132.23 | - | Fire Alarm Installation
3.132.24 | - | Allow for all necessary works in connection with fire alarm installation complete including supply, installation, testing and commissioning as per the drawings and/or the specifications
3.132.25 | - | Complete addressable fire alarm system including all devices / elements as shown on the drawings and/or in specification including supply, installation, connections, testing & commissioning and documentation. Include all builders work, detector base, fixing accessories, fire resistant cables, tagging, cable tray with cover, trunking, conduits, supports, back boxes, couplers and accessories as required.
| Item Code | Description | Item Remarks | Unit of Measurement | Quantity/Base Price | Unit Price/Discount % (Excluding VAT) | Total | Unit Price/Discount % (Excluding VAT) | Total |  | Unit Price/Discount % (Excluding VAT) | Total
3.132.26 | B12.10.11 | (*) Addressable heat detector |  | No | 2 | 400 | 800 | 1479.56 | 2959.12 |  | 450 | 900
3.132.27 | B12.10.12 | (*) Addressable manual call point weather proof |  | No | 1 | 1320 | 1320 | 1716.29 | 1716.29 |  | 500 | 500
3.132.28 | B12.10.13 | (*) Addressable Fire Alarm sounder with strobe weather proof |  | No | 1 | 1720 | 1720 | 1657.11 | 1657.11 |  | 650 | 650
3.132.29 | B12.10.14 | (*) Monitor Module |  | No | 2 | 595 | 1190 | 2959.13 | 5918.26 |  | 1500 | 3000
3.132.30 | B12.10.15 | (*) conduits, cabling, trays, ducts, trunking related to fire alarm system. |  | Item | 1 | 5000 | 5000 | 9469.2 | 9469.2 |  | 15000 | 15000
| Note | Note Details
3.132.31 | - | SUNDRIES:-
| Item Code | Description | Item Remarks | Unit of Measurement | Quantity/Base Price | Unit Price/Discount % (Excluding VAT) | Total | Unit Price/Discount % (Excluding VAT) | Total |  | Unit Price/Discount % (Excluding VAT) | Total
3.132.32 | B12.10.16 | (*) Allow for supports |  | Item | 1 | 1000 | 1000 | 3550.95 | 3550.95 |  | 300 | 300
3.132.33 | B12.10.17 | (*) Allow for identifications, tag plates, labels, signage and colour coding for all services. |  | Item | 1 | 1000 | 1000 | 3550.95 | 3550.95 |  | 300 | 300
3.132.34 | B12.10.18 | (*) Allow for testing and pre-commissioning |  | Item | 1 | 1000 | 1000 | 3550.95 | 3550.95 |  | 200 | 200
3.132.35 | B12.10.19 | (*) Allow for commissioning |  | Item | 1 | 1000 | 1000 | 3550.95 | 3550.95 |  | 200 | 200
3.132.36 | B12.10.20 | (*) Allow for tools and spares |  | Item | 1 | 1000 | 1000 | 3550.95 | 3550.95 |  | 200 | 200
3.132.37 | B12.10.21 | (*) Allow for document and certification |  | Item | 1 | 1500 | 1500 | 3550.95 | 3550.95 |  | 300 | 300
3.132.38 | B12.10.22 | (*) Allow for co-ordination with other services |  | Item | 1 | 500 | 500 | 3550.95 | 3550.95 |  | 500 | 500
3.132.39 | B12.10.23 | (*) Allow for cutting or forming holes, mortises, chases, or the like and making good finishing |  | Item | 1 | 500 | 500 | 3550.95 | 3550.95 |  | 1000 | 1000
3.132.40 | B12.10.24 | (*) Allow for building in or cutting and pinning brackets or the like and making good finishing |  | Item | 1 | 1000 | 1000 | 3550.95 | 3550.95 |  | 1000 | 1000
3.132.41 | B12.10.25 | (*) Allow for protective painting to all systems |  | Item | 1 | 1000 | 1000 | 3550.95 | 3550.95 |  | 500 | 500
3.132.42 | B12.10.26 | (*) Allow for decorative painting to all systems |  | Item | 1 | 500 | 500 | 3550.95 | 3550.95 |  | 500 | 500
3.132.43 | B12.10.27 | (*) Allow for drawings, manuals, submittal, samples inspections, instruction books |  | Item | 1 | 1500 | 1500 | 3550.95 | 3550.95 |  | 2000 | 2000
3.132.44 | B12.10.28 | (*) Allow for builders work |  | Item | 1 | 1500 | 1500 | 4734.6 | 4734.6 |  | 20000 | 20000
| Note | Note Details
3.132.45 | - | Additional items
| Item Code | Description | Item Remarks | Unit of Measurement | Quantity/Base Price | Unit Price/Discount % (Excluding VAT) | Total | Unit Price/Discount % (Excluding VAT) | Total |  | Unit Price/Discount % (Excluding VAT) | Total
3.132.46 | AI | (*) Contractor may price here any items which has been shown in the Contract drawings or any other Contract Documents but overlooked or not specifically mentioned inthe schedule of items and is necessary for the satisfactory completion of the Works. Should the Contractor fail to insert any item here, it will be deemed that lump sum Contract Price includes all such items and no claims for additional items will be entertained. |  | Item | 1 | 0 | 0 | 0 | 0 |  | 0 | 0
| Note | Note Details
3.132.47 | - | Please attach one PDF file to be named "Additional Items for (insert bill no/name & Section No/name)" for the details of these additional items in the additional attachment area at the end of the BOQ.
3.133 ES - BILL NO 13 - ELEPHANT SAFARI - CONTROL ROOM | [5 empty] | 0 (out of 0) | 154875 | 0 (out of 0) | 257638.49 | 0 | 0 (out of 0) | 130034 | 0
3.134 ES - B13-01 SITE WORK - CONTROL ROOM | [5 empty] | 5 (out of 5) | 2448 | 5 (out of 5) | 2405.14 |  | 5 (out of 5) | 1356
| Note | Note Details
3.134.1 | - | Site preparation
| Item Code | Description | Item Remarks | Unit of Measurement | Quantity/Base Price | Unit Price/Discount % (Excluding VAT) | Total | Unit Price/Discount % (Excluding VAT) | Total |  | Unit Price/Discount % (Excluding VAT) | Total
3.134.2 | B13.1.1 | (*) Site preparation as required |  | m2 | 20 | 15 | 300 | 4.5 | 90 |  | 10 | 200
| Note | Note Details
3.134.3 | - | Excavation
| Item Code | Description | Item Remarks | Unit of Measurement | Quantity/Base Price | Unit Price/Discount % (Excluding VAT) | Total | Unit Price/Discount % (Excluding VAT) | Total |  | Unit Price/Discount % (Excluding VAT) | Total
3.134.4 | B13.1.2 | (*) Pit excavation to receive foundation bases depth 1.5 m |  | m3 | 30 | 50 | 1500 | 41.37 | 1241.1 |  | 20 | 600
| Note | Note Details
3.134.5 | - | Filling
| Item Code | Description | Item Remarks | Unit of Measurement | Quantity/Base Price | Unit Price/Discount % (Excluding VAT) | Total | Unit Price/Discount % (Excluding VAT) | Total |  | Unit Price/Discount % (Excluding VAT) | Total
3.134.6 | B13.1.3 | (*) Selected fill from excavated materials all in accordance with the Specifications |  | m3 | 20 | 30 | 600 | 51.81 | 1036.2 |  | 25 | 500
| Note | Note Details
3.134.7 | - | Anti Treatment
3.134.8 | - | Allow for termite control; prepare and apply anti-termite treatment; all in accordance with the Specifications and subject to the Contractor's approval
| Item Code | Description | Item Remarks | Unit of Measurement | Quantity/Base Price | Unit Price/Discount % (Excluding VAT) | Total | Unit Price/Discount % (Excluding VAT) | Total |  | Unit Price/Discount % (Excluding VAT) | Total
3.134.9 | B13.1.4 | (*) To horizontal and vertical surfaces |  | m2 | 8 | 6 | 48 | 4.73 | 37.84 |  | 7 | 56
| Note | Note Details
3.134.10 | - | Additional items
| Item Code | Description | Item Remarks | Unit of Measurement | Quantity/Base Price | Unit Price/Discount % (Excluding VAT) | Total | Unit Price/Discount % (Excluding VAT) | Total |  | Unit Price/Discount % (Excluding VAT) | Total
3.134.11 | AI | (*) Contractor may price here any items which has been shown in the Contract drawings or any other Contract Documents but overlooked or not specifically mentioned inthe schedule of items and is necessary for the satisfactory completion of the Works. Should the Contractor fail to insert any item here, it will be deemed that lump sum Contract Price includes all such items and no claims for additional items will be entertained. |  | Item | 1 | 0 | 0 | 0 | 0 |  | 0 | 0
| Note | Note Details
3.134.12 | - | Please attach one PDF file to be named "Additional Items for (insert bill no/name & Section No/name)" for the details of these additional items in the additional attachment area at the end of the BOQ.
3.135 ES - B13-02 CONCRETE WORK - CONTROL ROOM | [5 empty] | 12 (out of 12) | 29600 | 12 (out of 12) | 38836.8 |  | 12 (out of 12) | 20880
| Note | Note Details
3.135.1 | - | SUBSTRUCTURE
3.135.2 | - | Poured Concrete
3.135.3 | - | Plain concrete (20 N/mm2) as per specifications and drawings.
| Item Code | Description | Item Remarks | Unit of Measurement | Quantity/Base Price | Unit Price/Discount % (Excluding VAT) | Total | Unit Price/Discount % (Excluding VAT) | Total |  | Unit Price/Discount % (Excluding VAT) | Total
3.135.4 | B13.2.1 | (*) PCC for Footings |  | m3 | 2 | 525 | 1050 | 490.03 | 980.06 |  | 385 | 770
| Note | Note Details
3.135.5 | - | Reinforcment Concrete (40 N/mm2) in Type I SRC cement including all shuttering,supportsand all related works as per specifications and drawings.
| Item Code | Description | Item Remarks | Unit of Measurement | Quantity/Base Price | Unit Price/Discount % (Excluding VAT) | Total | Unit Price/Discount % (Excluding VAT) | Total |  | Unit Price/Discount % (Excluding VAT) | Total
3.135.6 | B13.2.2 | (*) Footings |  | m3 | 2 | 1800 | 3600 | 1529.94 | 3059.88 |  | 1050 | 2100
3.135.7 | B13.2.3 | (*) Neck cloumns |  | m3 | 1 | 2050 | 2050 | 2444.17 | 2444.17 |  | 2500 | 2500
3.135.8 | B13.2.4 | (*) Concrete ground beams |  | m3 | 2 | 2050 | 4100 | 2146.74 | 4293.48 |  | 1300 | 2600
3.135.9 | B13.2.5 | (*) Concrete ground beams |  | m3 | 1 | 2050 | 2050 | 2146.74 | 2146.74 |  | 650 | 650
3.135.10 | B13.2.6 | (*) Screed for Grade Slab |  | m2 | 8 | 50 | 400 | 824.95 | 6599.6 |  | 45 | 360
| Note | Note Details
3.135.11 | - | SUPER STRUCTURE
3.135.12 | - | Reinforcmen Concrete (40 N/mm2) in Type I OPC cement including all shuttering,supportsand all related works as per specifications and drawings.
| Item Code | Description | Item Remarks | Unit of Measurement | Quantity/Base Price | Unit Price/Discount % (Excluding VAT) | Total | Unit Price/Discount % (Excluding VAT) | Total |  | Unit Price/Discount % (Excluding VAT) | Total
3.135.13 | B13.2.7 | (*) Concrete columns |  | m3 | 2 | 2150 | 4300 | 2967.02 | 5934.04 |  | 2200 | 4400
3.135.14 | B13.2.8 | (*) Concrete Beam |  | m3 | 2 | 2150 | 4300 | 2764.32 | 5528.64 |  | 1300 | 2600
3.135.15 | B13.2.9 | (*) Solid Slab |  | m3 | 2 | 2250 | 4500 | 2169.64 | 4339.28 |  | 1300 | 2600
3.135.16 | B13.2.10 | (*) parapet |  | m3 | 1 | 2250 | 2250 | 2764.32 | 2764.32 |  | 1300 | 1300
| Note | Note Details
3.135.17 | - | Sundries
| Item Code | Description | Item Remarks | Unit of Measurement | Quantity/Base Price | Unit Price/Discount % (Excluding VAT) | Total | Unit Price/Discount % (Excluding VAT) | Total |  | Unit Price/Discount % (Excluding VAT) | Total
3.135.18 | B13.2.11 | (*) Expansion joints; all in accordance with the Specifications |  | Item | 1 | 1000 | 1000 | 746.59 | 746.59 |  | 1000 | 1000
| Note | Note Details
3.135.19 | - | Additional items
| Item Code | Description | Item Remarks | Unit of Measurement | Quantity/Base Price | Unit Price/Discount % (Excluding VAT) | Total | Unit Price/Discount % (Excluding VAT) | Total |  | Unit Price/Discount % (Excluding VAT) | Total
3.135.20 | AI | (*) Contractor may price here any items which has been shown in the Contract drawings or any other Contract Documents but overlooked or not specifically mentioned inthe schedule of items and is necessary for the satisfactory completion of the Works. Should the Contractor fail to insert any item here, it will be deemed that lump sum Contract Price includes all such items and no claims for additional items will be entertained. |  | Item | 1 | 0 | 0 | 0 | 0 |  | 0 | 0
| Note | Note Details
3.135.21 | - | Please attach one PDF file to be named "Additional Items for (insert bill no/name & Section No/name)" for the details of these additional items in the additional attachment area at the end of the BOQ.
3.136 ES - B13-03 MASONRY - CONTROL ROOM | [5 empty] | 3 (out of 3) | 7530 | 3 (out of 3) | 5062.8 |  | 3 (out of 3) | 4380
| Note | Note Details
3.136.1 | - | External block work
3.136.2 | - | Concrete masonry units bedded and jointed in cement including mortar including concrete filling, wall ties, bed joints, reinforcement metal lath (where required), head restraint,anchors, and column stiffeners; including all necessary accessories; as shown on Drawing all in accordance with the Specifications
| Item Code | Description | Item Remarks | Unit of Measurement | Quantity/Base Price | Unit Price/Discount % (Excluding VAT) | Total | Unit Price/Discount % (Excluding VAT) | Total |  | Unit Price/Discount % (Excluding VAT) | Total
3.136.3 | B13.3.1 | (*) Solid Block 20mm |  | m2 | 30 | 200 | 6000 | 134.05 | 4021.5 |  | 110 | 3300
| Note | Note Details
3.136.4 | - | Solid block work
| Item Code | Description | Item Remarks | Unit of Measurement | Quantity/Base Price | Unit Price/Discount % (Excluding VAT) | Total | Unit Price/Discount % (Excluding VAT) | Total |  | Unit Price/Discount % (Excluding VAT) | Total
3.136.5 | B13.3.2 | (*) SOLID BLOCK 10 cm around UGWT. |  | m2 | 9 | 170 | 1530 | 115.7 | 1041.3 |  | 120 | 1080
| Note | Note Details
3.136.6 | - | Additional items
| Item Code | Description | Item Remarks | Unit of Measurement | Quantity/Base Price | Unit Price/Discount % (Excluding VAT) | Total | Unit Price/Discount % (Excluding VAT) | Total |  | Unit Price/Discount % (Excluding VAT) | Total
3.136.7 | AI | (*) Contractor may price here any items which has been shown in the Contract drawings or any other Contract Documents but overlooked or not specifically mentioned inthe schedule of items and is necessary for the satisfactory completion of the Works. Should the Contractor fail to insert any item here, it will be deemed that lump sum Contract Price includes all such items and no claims for additional items will be entertained. |  | Item | 1 | 0 | 0 | 0 | 0 |  | 0 | 0
| Note | Note Details
3.136.8 | - | Please attach one PDF file to be named "Additional Items for (insert bill no/name & Section No/name)" for the details of these additional items in the additional attachment area at the end of the BOQ.
3.137 ES - B13-04 THERMAL AND MOISTURE PROTECTION - CONTROL ROOM | [5 empty] | 7 (out of 7) | 3577 | 7 (out of 7) | 7998.39 |  | 7 (out of 7) | 3523
| Note | Note Details
3.137.1 | - | Waterproofing courses
3.137.2 | - | Waterproofing system for the substructure, 2 coat bitumin per drawings and specifications.
| Item Code | Description | Item Remarks | Unit of Measurement | Quantity/Base Price | Unit Price/Discount % (Excluding VAT) | Total | Unit Price/Discount % (Excluding VAT) | Total |  | Unit Price/Discount % (Excluding VAT) | Total
3.137.3 | B13.4.1 | (*) Horizonal waterproofing |  | m2 | 13 | 30 | 390 | 57.05 | 741.65 |  | 10 | 130
3.137.4 | B13.4.2 | (*) Vertical waterproofing |  | m2 | 28 | 34 | 952 | 102.62 | 2873.36 |  | 10 | 280
| Note | Note Details
3.137.5 | - | 1000 Gauge Polythene Sheet, all in accordance with the Specifications
| Item Code | Description | Item Remarks | Unit of Measurement | Quantity/Base Price | Unit Price/Discount % (Excluding VAT) | Total | Unit Price/Discount % (Excluding VAT) | Total |  | Unit Price/Discount % (Excluding VAT) | Total
3.137.6 | B13.4.3 | (*) To horizontal areas |  | m2 | 9 | 5 | 45 | 4.38 | 39.42 |  | 7 | 63
| Note | Note Details
3.137.7 | - | Isolation Joint, all in accordance with the Specifications
| Item Code | Description | Item Remarks | Unit of Measurement | Quantity/Base Price | Unit Price/Discount % (Excluding VAT) | Total | Unit Price/Discount % (Excluding VAT) | Total |  | Unit Price/Discount % (Excluding VAT) | Total
3.137.8 | B13.4.3 | (*) Isolation Joint for Grade Slab 15 cm |  | m | 10 | 60 | 600 | 146.77 | 1467.7 |  | 15 | 150
| Note | Note Details
3.137.9 | - | Roof waterproofing
3.137.10 | - | Waterproofing system for the Roof, as per drawings and specifications.
| Item Code | Description | Item Remarks | Unit of Measurement | Quantity/Base Price | Unit Price/Discount % (Excluding VAT) | Total | Unit Price/Discount % (Excluding VAT) | Total |  | Unit Price/Discount % (Excluding VAT) | Total
3.137.11 | B13.4.4 | (*) Roof Waterproofing |  | m2 | 8 | 130 | 1040 | 248.57 | 1988.56 |  | 275 | 2200
3.137.12 | B13.4.5 | (*) Roof Waterproofing skirting |  | m | 10 | 55 | 550 | 88.77 | 887.7 |  | 70 | 700
| Note | Note Details
3.137.13 | - | Additional items
| Item Code | Description | Item Remarks | Unit of Measurement | Quantity/Base Price | Unit Price/Discount % (Excluding VAT) | Total | Unit Price/Discount % (Excluding VAT) | Total |  | Unit Price/Discount % (Excluding VAT) | Total
3.137.14 | AI | (*) Contractor may price here any items which has been shown in the Contract drawings or any other Contract Documents but overlooked or not specifically mentioned inthe schedule of items and is necessary for the satisfactory completion of the Works. Should the Contractor fail to insert any item here, it will be deemed that lump sum Contract Price includes all such items and no claims for additional items will be entertained. |  | Item | 1 | 0 | 0 | 0 | 0 |  | 0 | 0
| Note | Note Details
3.137.15 | - | Please attach one PDF file to be named "Additional Items for (insert bill no/name & Section No/name)" for the details of these additional items in the additional attachment area at the end of the BOQ.
3.138 ES - B13-05 DOORS AND WINDOWS - CONTROL ROOM | [5 empty] | 3 (out of 3) | 2900 | 3 (out of 3) | 8877.38 |  | 3 (out of 3) | 6800
| Note | Note Details
3.138.1 | - | Aluminum Door
3.138.2 | - | Supply and install Aluminum Door,including all accessories needed for installation as per mention in drawings & specifications
| Item Code | Description | Item Remarks | Unit of Measurement | Quantity/Base Price | Unit Price/Discount % (Excluding VAT) | Total | Unit Price/Discount % (Excluding VAT) | Total |  | Unit Price/Discount % (Excluding VAT) | Total
3.138.3 | B13.5.1 | (*) D10-Flush door 1000x2200 mm |  | No. | 1 | 1550 | 1550 | 5326.43 | 5326.43 |  | 4500 | 4500
| Note | Note Details
3.138.4 | - | Aluminum Windows
3.138.5 | - | Supply and install powder coated Aluminum Windows ,including all accessories needed for installation as per mention in drawings & specifications
| Item Code | Description | Item Remarks | Unit of Measurement | Quantity/Base Price | Unit Price/Discount % (Excluding VAT) | Total | Unit Price/Discount % (Excluding VAT) | Total |  | Unit Price/Discount % (Excluding VAT) | Total
3.138.6 | B13.5.2 | (*) W1-1600X1200 |  | No. | 1 | 1350 | 1350 | 3550.95 | 3550.95 |  | 2300 | 2300
| Note | Note Details
3.138.7 | - | Additional items
| Item Code | Description | Item Remarks | Unit of Measurement | Quantity/Base Price | Unit Price/Discount % (Excluding VAT) | Total | Unit Price/Discount % (Excluding VAT) | Total |  | Unit Price/Discount % (Excluding VAT) | Total
3.138.8 | AI | (*) Contractor may price here any items which has been shown in the Contract drawings or any other Contract Documents but overlooked or not specifically mentioned inthe schedule of items and is necessary for the satisfactory completion of the Works. Should the Contractor fail to insert any item here, it will be deemed that lump sum Contract Price includes all such items and no claims for additional items will be entertained. |  | Item | 1 | 0 | 0 | 0 | 0 |  | 0 | 0
| Note | Note Details
3.138.9 | - | Please attach one PDF file to be named "Additional Items for (insert bill no/name & Section No/name)" for the details of these additional items in the additional attachment area at the end of the BOQ.
3.139 ES - B13-06 FINISHES - CONTROL ROOM | [5 empty] | 9 (out of 9) | 32968 | 9 (out of 9) | 19396.1 |  | 9 (out of 9) | 21020
| Note | Note Details
3.139.1 | - | External Finishes
3.139.2 | - | Prapare and apply paint on Plaster including all necessary wrok as per drawing and specifications
| Item Code | Description | Item Remarks | Unit of Measurement | Quantity/Base Price | Unit Price/Discount % (Excluding VAT) | Total | Unit Price/Discount % (Excluding VAT) | Total |  | Unit Price/Discount % (Excluding VAT) | Total
3.139.3 | B13.6.1 | (*) External Epoxy Paint over plaster for inside Parapet |  | m2 | 44 | 65 | 2860 | 65.1 | 2864.4 |  | 70 | 3080
| Note | Note Details
3.139.4 | - | Wall Finishes
3.139.5 | - | Prapare and apply paint on Plaster including all necessary wrok as per drawing and specifications DIVISION 09-099123
| Item Code | Description | Item Remarks | Unit of Measurement | Quantity/Base Price | Unit Price/Discount % (Excluding VAT) | Total | Unit Price/Discount % (Excluding VAT) | Total |  | Unit Price/Discount % (Excluding VAT) | Total
3.139.6 | B13.6.2 | (*) Internal Epoxy Paint |  | m2 | 29 | 58 | 1682 | 53.26 | 1544.54 |  | 40 | 1160
| Note | Note Details
3.139.7 | - | Floor Finishes
3.139.8 | - | Supply and fix Epoxy Paint on cement screed including all necessary wrok as per drawing and specifications ,DIVISION 09-096723
| Item Code | Description | Item Remarks | Unit of Measurement | Quantity/Base Price | Unit Price/Discount % (Excluding VAT) | Total | Unit Price/Discount % (Excluding VAT) | Total |  | Unit Price/Discount % (Excluding VAT) | Total
3.139.9 | B13.6.3 | (*) Epoxy Paint |  | m2 | 6 | 54 | 324 | 76.94 | 461.64 |  | 165 | 990
3.139.10 | B13.6.4 | (*) steps |  | m | 74 | 325 | 24050 | 109.01 | 8066.74 |  | 80 | 5920
| Note | Note Details
3.139.11 | - | Ceiling Finishes
3.139.12 | - | Prapare and apply paint on Plaster including all necessary wrok as per drawing and specifications ,DIVISION 09-099123
| Item Code | Description | Item Remarks | Unit of Measurement | Quantity/Base Price | Unit Price/Discount % (Excluding VAT) | Total | Unit Price/Discount % (Excluding VAT) | Total |  | Unit Price/Discount % (Excluding VAT) | Total
3.139.13 | B13.6.5 | (*) Epoxy Paint |  | m2 | 6 | 48 | 288 | 53.26 | 319.56 |  | 45 | 270
| Note | Note Details
3.139.14 | - | Backgrounds
3.139.15 | - | Supply and apply ready mixed sand cement plaster with all related accessories mesh, angles, etc., as per drawings and specifications. Cement plaster finish to internal surfaces
| Item Code | Description | Item Remarks | Unit of Measurement | Quantity/Base Price | Unit Price/Discount % (Excluding VAT) | Total | Unit Price/Discount % (Excluding VAT) | Total |  | Unit Price/Discount % (Excluding VAT) | Total
3.139.16 | B13.6.6 | (*) Walls |  | m2 | 29 | 44 | 1276 | 67.82 | 1966.78 |  | 120 | 3480
3.139.17 | B13.6.7 | (*) ceiling |  | m2 | 6 | 48 | 288 | 67.82 | 406.92 |  | 140 | 840
3.139.18 | B13.6.8 | (*) Elevations |  | m2 | 44 | 50 | 2200 | 85.58 | 3765.52 |  | 120 | 5280
| Note | Note Details
3.139.19 | - | Additional items
| Item Code | Description | Item Remarks | Unit of Measurement | Quantity/Base Price | Unit Price/Discount % (Excluding VAT) | Total | Unit Price/Discount % (Excluding VAT) | Total |  | Unit Price/Discount % (Excluding VAT) | Total
3.139.20 | AI | (*) Contractor may price here any items which has been shown in the Contract drawings or any other Contract Documents but overlooked or not specifically mentioned inthe schedule of items and is necessary for the satisfactory completion of the Works. Should the Contractor fail to insert any item here, it will be deemed that lump sum Contract Price includes all such items and no claims for additional items will be entertained. |  | Item | 1 | 0 | 0 | 0 | 0 |  | 0 | 0
| Note | Note Details
3.139.21 | - | Please attach one PDF file to be named "Additional Items for (insert bill no/name & Section No/name)" for the details of these additional items in the additional attachment area at the end of the BOQ.
3.140 ES - B13-7 MECHANICAL INSTALLATION - CONTROL ROOM | [5 empty] | 20 (out of 20) | 29340 | 20 (out of 20) | 50009.19 |  | 20 (out of 20) | 23170
| Note | Note Details
3.140.1 | - | Heating, ventilating and air-conditioning
3.140.2 | - | Supply, installation, testing, balancing & commissioning of complete Air Conditioning, Heating & Ventilation ,System as specified complete with in all respects as per drawings, specification, applicable standards, manufacturer recommendations, and as per drawings, mentioned in specification complete in all respects ready to operate including all builders work, coordination with other trades etc but not limited to the following;
| Item Code | Description | Item Remarks | Unit of Measurement | Quantity/Base Price | Unit Price/Discount % (Excluding VAT) | Total | Unit Price/Discount % (Excluding VAT) | Total |  | Unit Price/Discount % (Excluding VAT) | Total
3.140.3 | B13.7.1 | (*) DX split air conditioning unit with copper pipes and all accessories |  | No. | 1 | 4890 | 4890 | 17754.76 | 17754.76 |  | 7800 | 7800
| Note | Note Details
3.140.4 | - | Storm Water
3.140.5 | - | Supply, install and commission Drainage, uPVC soil ,waste, vent and rain water pipes- above ground and below ground pipes and fittings including supports, brackets, hangers in accordance with the specification including coordination and connection to Sanitary wares as per required to complete Drainage System.
| Item Code | Description | Item Remarks | Unit of Measurement | Quantity/Base Price | Unit Price/Discount % (Excluding VAT) | Total | Unit Price/Discount % (Excluding VAT) | Total |  | Unit Price/Discount % (Excluding VAT) | Total
3.140.6 | B13.7.2 | (*) Rain water inlet |  | No. | 1 | 1500 | 1500 | 591.83 | 591.83 |  | 850 | 850
3.140.7 | B13.7.3 | (*) Rain water pipe 100 mm |  | m | 10 | 100 | 1000 | 88.77 | 887.7 |  | 90 | 900
3.140.8 | B13.7.4 | (*) Soakaway Pit Cover with seal |  | No. | 1 | 12000 | 12000 | 177.55 | 177.55 |  | 6500 | 6500
| Note | Note Details
3.140.9 | - | Fire protection
3.140.10 | - | Supply and installation, testing, commissioning fire fighting system with all accessories as per ADDC latest code
| Item Code | Description | Item Remarks | Unit of Measurement | Quantity/Base Price | Unit Price/Discount % (Excluding VAT) | Total | Unit Price/Discount % (Excluding VAT) | Total |  | Unit Price/Discount % (Excluding VAT) | Total
3.140.11 | B13.7.5 | (*) 6 kg dry powder fire extinguisher |  | No. | 1 | 525 | 525 | 473.46 | 473.46 |  | 420 | 420
3.140.12 | B13.7.6 | (*) 5 kg co2 fire extinguisher |  | No. | 1 | 425 | 425 | 532.64 | 532.64 |  | 400 | 400
| Note | Note Details
3.140.13 | - | SUNDRIES:-
| Item Code | Description | Item Remarks | Unit of Measurement | Quantity/Base Price | Unit Price/Discount % (Excluding VAT) | Total | Unit Price/Discount % (Excluding VAT) | Total |  | Unit Price/Discount % (Excluding VAT) | Total
3.140.14 | B13.7.7 | (*) Allow for supports |  | Item | 1 | 1000 | 1000 | 1183.65 | 1183.65 |  | 500 | 500
3.140.15 | B13.7.8 | (*) Allow for identifications, tag plates, labels, signage and colour coding for all services. |  | Item | 1 | 500 | 500 | 2367.3 | 2367.3 |  | 500 | 500
3.140.16 | B13.7.9 | (*) Allow for testing and pre-commissioning |  | Item | 1 | 1000 | 1000 | 2367.3 | 2367.3 |  | 100 | 100
3.140.17 | B13.7.10 | (*) Allow for commissioning |  | Item | 1 | 500 | 500 | 2367.3 | 2367.3 |  | 100 | 100
3.140.18 | B13.7.11 | (*) Allow for tools and spares |  | Item | 1 | 500 | 500 | 2367.3 | 2367.3 |  | 100 | 100
3.140.19 | B13.7.12 | (*) Allow for document and certification |  | Item | 1 | 500 | 500 | 2367.3 | 2367.3 |  | 500 | 500
3.140.20 | B13.7.13 | (*) Allow for co-ordination with other services |  | Item | 1 | 500 | 500 | 2367.3 | 2367.3 |  | 500 | 500
3.140.21 | B13.7.14 | (*) Allow for cutting or forming holes, mortises, chases, or the like and making good finishing |  | Item | 1 | 500 | 500 | 2367.3 | 2367.3 |  | 500 | 500
3.140.22 | B13.7.15 | (*) Allow for building in or cutting and pinning brackets or the like and making good finishing |  | Item | 1 | 500 | 500 | 2367.3 | 2367.3 |  | 500 | 500
3.140.23 | B13.7.16 | (*) Allow for protective painting to all systems |  | Item | 1 | 500 | 500 | 2367.3 | 2367.3 |  | 500 | 500
3.140.24 | B13.7.17 | (*) Allow for decorative painting to all systems |  | Item | 1 | 500 | 500 | 2367.3 | 2367.3 |  | 500 | 500
3.140.25 | B13.7.18 | (*) Allow for drawings, manuals, submittal, samples inspections, instruction books |  | Item | 1 | 1500 | 1500 | 2367.3 | 2367.3 |  | 1000 | 1000
3.140.26 | B13.7.19 | (*) Allow for builders work |  | Item | 1 | 1000 | 1000 | 2367.3 | 2367.3 |  | 1000 | 1000
| Note | Note Details
3.140.27 | - | Additional items
| Item Code | Description | Item Remarks | Unit of Measurement | Quantity/Base Price | Unit Price/Discount % (Excluding VAT) | Total | Unit Price/Discount % (Excluding VAT) | Total |  | Unit Price/Discount % (Excluding VAT) | Total
3.140.28 | AI | (*) Contractor may price here any items which has been shown in the Contract drawings or any other Contract Documents but overlooked or not specifically mentioned inthe schedule of items and is necessary for the satisfactory completion of the Works. Should the Contractor fail to insert any item here, it will be deemed that lump sum Contract Price includes all such items and no claims for additional items will be entertained. |  | Item | 1 | 0 | 0 | 0 | 0 |  | 0 | 0
| Note | Note Details
3.140.29 | - | Please attach one PDF file to be named "Additional Items for (insert bill no/name & Section No/name)" for the details of these additional items in the additional attachment area at the end of the BOQ.
3.141 ES - B13-8 ELECTRICAL INSTALLATION - CONTROL ROOM | [5 empty] | 29 (out of 29) | 46512 | 29 (out of 29) | 125052.69 |  | 29 (out of 29) | 48905
| Note | Note Details
3.141.1 | - | Electrical Works
3.141.2 | - | DISCONNECTING SWITCHES:-
3.141.3 | - | Supply ,Install, testing and commissioning AC23,IP65 Disconnecting switches including all interconnecting cables, wires , trays and Equipments Points from SMD panels and terminations.
| Item Code | Description | Item Remarks | Unit of Measurement | Quantity/Base Price | Unit Price/Discount % (Excluding VAT) | Total | Unit Price/Discount % (Excluding VAT) | Total |  | Unit Price/Discount % (Excluding VAT) | Total
3.141.4 | B13.8.1 | (*) Single phase Isolator (SPN) IP65 |  | No | 1 | 900 | 900 | 1006.1 | 1006.1 |  | 350 | 350
| Note | Note Details
3.141.5 | - | Wiring Devices Points
3.141.6 | - | Supply ,Install, testing and commissioning complete including points of Wiring devices with cover plates and outlet boxes , wiring cable tray & required all terminations,conduits,boxes , back boxes, couplers, draw boxes, junction boxes, wiring etc complete as per Drawings and Specifications.
| Item Code | Description | Item Remarks | Unit of Measurement | Quantity/Base Price | Unit Price/Discount % (Excluding VAT) | Total | Unit Price/Discount % (Excluding VAT) | Total |  | Unit Price/Discount % (Excluding VAT) | Total
3.141.7 | B13.8.2 | (*) 13A switched single socket outlet |  | No | 1 | 540 | 540 | 828.56 | 828.56 |  | 320 | 320
3.141.8 | B13.8.3 | (*) 13A switched double socket outlet |  | No | 2 | 600 | 1200 | 887.74 | 1775.48 |  | 380 | 760
3.141.9 | B13.8.4 | (*) Floor box |  | No | 1 | 2200 | 2200 | 591.83 | 591.83 |  | 2500 | 2500
| Note | Note Details
3.141.10 | - | LIGHTING FIXTURES
3.141.11 | - | Supply, install, testing and commissioning complete Light fittings including cabling, wiring, conduits and switches in connections to permanent wiring system
| Item Code | Description | Item Remarks | Unit of Measurement | Quantity/Base Price | Unit Price/Discount % (Excluding VAT) | Total | Unit Price/Discount % (Excluding VAT) | Total |  | Unit Price/Discount % (Excluding VAT) | Total
3.141.12 | B13.8.5 | (*) Electrical points for Type L6 |  | No | 2 | 1550 | 3100 | 1154.06 | 2308.12 |  | 535 | 1070
3.141.13 | B13.8.6 | (*) Electrical points for Type L7 |  | No | 1 | 1860 | 1860 | 1420.38 | 1420.38 |  | 1215 | 1215
3.141.14 | B13.8.7 | (*) Surface Mountain Self Contained Non Maintained, 3 Hours Duration 1x12W Emergency Light |  | No | 1 | 1200 | 1200 | 1775.48 | 1775.48 |  | 750 | 750
| Note | Note Details
3.141.15 | - | WIRING DEVICES & ACCESSORIES
3.141.16 | - | Supply, install and connect the following devices including device boxes, cover, plates, conduits and wiring between devices and distribution boards, switch panels, etc. as per drawings:
| Item Code | Description | Item Remarks | Unit of Measurement | Quantity/Base Price | Unit Price/Discount % (Excluding VAT) | Total | Unit Price/Discount % (Excluding VAT) | Total |  | Unit Price/Discount % (Excluding VAT) | Total
3.141.17 | B13.8.8 | (*) One way Two gang lighting grid switch |  | No | 1 | 550 | 550 | 710.19 | 710.19 |  | 380 | 380
| Note | Note Details
3.141.18 | - | COMMUNICATION SYSTEMS
3.141.19 | - | TELECOMMUNICATION SYSTEM:-
3.141.20 | - | Supply, install, testing and commissioning complete Telecom System Equipments Points & Accessories including connection and terminations as per Client Requirements, drawings ,Specifications and as per latest Etisalat regulations.
| Item Code | Description | Item Remarks | Unit of Measurement | Quantity/Base Price | Unit Price/Discount % (Excluding VAT) | Total | Unit Price/Discount % (Excluding VAT) | Total |  | Unit Price/Discount % (Excluding VAT) | Total
3.141.21 | B13.8.9 | (*) IDF |  | No | 1 | 12000 | 12000 | 11836.51 | 11836.51 |  | 10000 | 10000
3.141.22 | B13.8.10 | (*) Dual RJ 45outlet |  | No | 2 | 800 | 1600 | 946.92 | 1893.84 |  | 720 | 1440
3.141.23 | B13.8.11 | (*) 8 port switch |  | No | 1 | 1600 | 1600 | 21305.71 | 21305.71 |  | 3000 | 3000
3.141.24 | B13.8.12 | (*) patch panel |  | No | 1 | 800 | 800 | 17754.76 | 17754.76 |  | 2000 | 2000
3.141.25 | B13.8.13 | (*) Conduites, wiring, cables, termination, trunking, ,junction boxes,earthing and trays etc related to Lighting control system |  | Item | 1 | 3500 | 3500 | 29591.27 | 29591.27 |  | 8000 | 8000
| Note | Note Details
3.141.26 | - | FIRE ALARM & SECURITY SYSTEMS
3.141.27 | - | ANALOGUE ADDRESSABLE FIRE ALARM SYSTEM
3.141.28 | - | Fire Alarm Installation
3.141.29 | - | Allow for all necessary works in connection with fire alarm installation complete including supply, installation, testing and commissioning as per the drawings and/or the specifications
3.141.30 | - | Complete addressable fire alarm system including all devices / elements as shown on the drawings and/or in specification including supply, installation, connections, testing & commissioning and documentation. Include all builders work, detector base, fixing accessories, fire resistant cables, tagging, cable tray with cover, trunking, conduits, supports, back boxes, couplers and accessories as required.
| Item Code | Description | Item Remarks | Unit of Measurement | Quantity/Base Price | Unit Price/Discount % (Excluding VAT) | Total | Unit Price/Discount % (Excluding VAT) | Total |  | Unit Price/Discount % (Excluding VAT) | Total
3.141.31 | B13.8.14 | (*) Addressable Smoke detector |  | No | 1 | 462 | 462 | 1479.56 | 1479.56 |  | 350 | 350
3.141.32 | B13.8.15 | (*) conduits, cabling, trays, ducts, trunking related to fire alarm system. |  | Item | 1 | 5000 | 5000 | 1183.65 | 1183.65 |  | 6000 | 6000
| Note | Note Details
3.141.33 | - | SUNDRIES:-
| Item Code | Description | Item Remarks | Unit of Measurement | Quantity/Base Price | Unit Price/Discount % (Excluding VAT) | Total | Unit Price/Discount % (Excluding VAT) | Total |  | Unit Price/Discount % (Excluding VAT) | Total
3.141.34 | B13.8.16 | (*) Allow for supports |  | Item | 1 | 1000 | 1000 | 1183.65 | 1183.65 |  | 300 | 300
3.141.35 | B13.8.17 | (*) Allow for identifications, tag plates, labels, signage and colour coding for all services. |  | Item | 1 | 500 | 500 | 2367.3 | 2367.3 |  | 300 | 300
3.141.36 | B13.8.18 | (*) Allow for testing and pre-commissioning |  | Item | 1 | 1000 | 1000 | 2367.3 | 2367.3 |  | 200 | 200
3.141.37 | B13.8.19 | (*) Allow for commissioning |  | Item | 1 | 1000 | 1000 | 2367.3 | 2367.3 |  | 200 | 200
3.141.38 | B13.8.20 | (*) Allow for tools and spares |  | Item | 1 | 1000 | 1000 | 2367.3 | 2367.3 |  | 200 | 200
3.141.39 | B13.8.21 | (*) Allow for document and certification |  | Item | 1 | 1000 | 1000 | 2367.3 | 2367.3 |  | 270 | 270
3.141.40 | B13.8.22 | (*) Allow for co-ordination with other services |  | Item | 1 | 500 | 500 | 2367.3 | 2367.3 |  | 500 | 500
3.141.41 | B13.8.23 | (*) Allow for cutting or forming holes, mortises, chases, or the like and making good finishing |  | Item | 1 | 500 | 500 | 2367.3 | 2367.3 |  | 1000 | 1000
3.141.42 | B13.8.24 | (*) Allow for building in or cutting and pinning brackets or the like and making good finishing |  | Item | 1 | 500 | 500 | 2367.3 | 2367.3 |  | 800 | 800
3.141.43 | B13.8.25 | (*) Allow for protective painting to all systems |  | Item | 1 | 500 | 500 | 2367.3 | 2367.3 |  | 500 | 500
3.141.44 | B13.8.26 | (*) Allow for decorative painting to all systems |  | Item | 1 | 500 | 500 | 2367.3 | 2367.3 |  | 500 | 500
3.141.45 | B13.8.27 | (*) Allow for drawings, manuals, submittal, samples inspections, instruction books |  | Item | 1 | 1000 | 1000 | 2367.3 | 2367.3 |  | 1500 | 1500
3.141.46 | B13.8.28 | (*) Allow for builders work |  | Item | 1 | 1000 | 1000 | 2367.3 | 2367.3 |  | 4500 | 4500
| Note | Note Details
3.141.47 | - | Additional items
| Item Code | Description | Item Remarks | Unit of Measurement | Quantity/Base Price | Unit Price/Discount % (Excluding VAT) | Total | Unit Price/Discount % (Excluding VAT) | Total |  | Unit Price/Discount % (Excluding VAT) | Total
3.141.48 | AI | (*) Contractor may price here any items which has been shown in the Contract drawings or any other Contract Documents but overlooked or not specifically mentioned inthe schedule of items and is necessary for the satisfactory completion of the Works. Should the Contractor fail to insert any item here, it will be deemed that lump sum Contract Price includes all such items and no claims for additional items will be entertained. |  | Item | 1 | 0 | 0 | 0 | 0 |  | 0 | 0
| Note | Note Details
3.141.49 | - | Please attach one PDF file to be named "Additional Items for (insert bill no/name & Section No/name)" for the details of these additional items in the additional attachment area at the end of the BOQ.
3.142 GORILLA SANCTUARY IN AL AIN ZOO | [5 empty] | 0 (out of 0) | 17794235 | 0 (out of 0) | 31876153.63 | 0 | 0 (out of 0) | 32700000 | 0
3.143 GS - BILL NO 01 - PRELIMINARIES - Gorilla Sanctuary | [5 empty] | 53 (out of 53) | 3468750 | 53 (out of 53) | 7227500 |  | 53 (out of 53) | 3708500
| Note | Note Details
3.143.1 | - | General Notes on General Requirements
3.143.2 | - | These General Requirements are applicable to the whole of the Works. The Contractor shall price each of the lumpsum contained herein individually. The Tenderer shall not enter any lumpsum covering more than one or all lumpsum Where any lump sum of the General Requirements has not been priced, it will be deemed that the value of such lumpsum is included elsewhere in the Bill of Quantities.
3.143.3 | - | The Contractor is referred to the requirements of the Contract/Tender Documents.
3.143.4 | - | The Contractor shall price herein any obligations contained in the following for which he has not included elsewhere and wishes to price separately.
3.143.5 | - | The Contractor is responsible for the design, construction, maintenance and removal of all temporary works. The Contractor is to submit to the Engineer his proposals for all temporary works for approval. The Engineer’s approval will no way relieve the Contractor of his responsibility for the safety of the works, operatives, adjoining property, structure or services and compliance with appropriate regulations and Codes of Practice.
3.143.6 | - | Pricing Generally
3.143.7 | - | The Contractor shall satisfy himself as to the meaning of every item in the Bills of Quantities and the rates and prices inserted by him will be deemed to cover all his obligations under the Contract and all matters and things necessary for the proper construction and completion of the Works including, but not by any way of limitation, all temporary work required (including any that may be required by subcontractors, whether nominated or otherwise).
3.143.8 | - | The prices shall include for all materials and labour and for the provision and use of all plant whether mechanical or non-mechanical required for the expeditious carrying out of the Works in their proper sequence - for shifting, altering and adapting such temporary work and plant as may be required during the progress of the Works and removing at completion and making good any surfaces disturbed and if not included in the prices inserted against the Conditions of Contract clauses above; (continued)
3.143.9 | - | (continuation) for the costs of preparing a tender; for the work in connection with measurements and the final account, for profit and for all other establishment charges and on costs of whatever nature. No claim for additional payment will be allowed for any error or misunderstanding by the contractor in these respects.
3.143.10 | - | All accommodation required for the safety, health and welfare facilities including adequate shelter from inclement weather, accommodation for the storage and drying of clothes, taking of meals and sanitary and washing facilities for all people employed on the site, first aid facilities, (continued)
3.143.11 | - | (continuation) fire fighting equipment and drinking water facilities, including all necessary service connections, etc., all in accordance with the Specification, the laws and regulations of relevant UAE authorities and compliance with Estidama requirements for livable conditions.
3.143.12 | - | Contract Insurances
| Item Code | Description | Item Remarks | Unit of Measurement | Quantity/Base Price | Unit Price/Discount % (Excluding VAT) | Total | Unit Price/Discount % (Excluding VAT) | Total |  | Unit Price/Discount % (Excluding VAT) | Total
3.143.13 | B1.02 | (*) The Contractor should allow for provision of all the contract insurances in accordance with the Conditions of Contract. The contract insurances shall be from an approved insurance company in the Abu Dhabi Emirate and to the approval of the Engineer and the Employer. |  | Item | 1 | 45000 | 45000 | 100000 | 100000 |  | 50000 | 50000
| Note | Note Details
3.143.14 | - | Bonds
| Item Code | Description | Item Remarks | Unit of Measurement | Quantity/Base Price | Unit Price/Discount % (Excluding VAT) | Total | Unit Price/Discount % (Excluding VAT) | Total |  | Unit Price/Discount % (Excluding VAT) | Total
3.143.15 | B1.03 | (*) The Contractor should allow for all bonds including performance security in accordance with the Conditions of Contract. The Bonds be from an approved bank/finance institute in the Abu Dhabi Emirate and to the approval of the Engineer and the Employer. |  | Item | 1 | 35000 | 35000 | 150000 | 150000 |  | 50000 | 50000
| Note | Note Details
3.143.16 | - | Guarantees & Warrantees
| Item Code | Description | Item Remarks | Unit of Measurement | Quantity/Base Price | Unit Price/Discount % (Excluding VAT) | Total | Unit Price/Discount % (Excluding VAT) | Total |  | Unit Price/Discount % (Excluding VAT) | Total
3.143.17 | B1.04 | (*) The Contractor should allow for provision of all necessary contract warranties in accordance with the Conditions of Contract and Specification. The guarantee's shall be to the approval of the Engineer and the Employer. |  | Item | 1 | 30000 | 30000 | 10000 | 10000 |  | 1000 | 1000
| Note | Note Details
3.143.18 | - | Permits, Statutory Approvals and Co-ordination
| Item Code | Description | Item Remarks | Unit of Measurement | Quantity/Base Price | Unit Price/Discount % (Excluding VAT) | Total | Unit Price/Discount % (Excluding VAT) | Total |  | Unit Price/Discount % (Excluding VAT) | Total
3.143.19 | B1.05 | (*) The Contractor shall be responsible for coordinating with all relevant Government Departments and obtaining all necessary approvals, certificates and permits including building permits from the relevant Government Departments, the Police, local Service Authorities and Institutions (i.e. Electricity & Water Authority, Etisalat, Civil Defense, etc.) as required in the performance of this Contract. |  | Item | 1 | 35000 | 35000 | 50000 | 50000 |  | 15000 | 15000
| Note | Note Details
3.143.20 | - | Office Facilities for the Staff of Employer and the Engineer
3.143.21 | - | The Contractor shall provide, maintain and remove temporary site offices for the staff of the Employer and Engineer along with welfare facilities (pantry, toilets, etc.), utility services, office furniture, computers, photocopy machines, IT, telephone & fax services, vehicle parking facilities, etc., acceptable to the Employer/Engineer and as per the specification and drawings. (continued)
3.143.22 | - | (Continuation) The contractor shall ensure that all facilities shall be in full compliance with Abu Dhabi Civil Defense requirements. The facilities shall include the protective clothing, safety accessories and equipment (PPE) with Musanada logo as required for the personnel.
| Item Code | Description | Item Remarks | Unit of Measurement | Quantity/Base Price | Unit Price/Discount % (Excluding VAT) | Total | Unit Price/Discount % (Excluding VAT) | Total |  | Unit Price/Discount % (Excluding VAT) | Total
3.143.23 | B1.06 | (*) Establishment of site offices and equipment |  | Item | 1 | 575000 | 575000 | 0 | 0 |  | 100000 | 100000
3.143.24 | B1.07 | (*) Maintenance of the site offices and equipment including pay all electricity, water and Etisalat charges for the duration of the construction period. |  | Item | 1 | 250000 | 250000 | 240000 | 240000 |  | 25000 | 25000
3.143.25 | B1.08 | (*) Removal of site offices and equipment |  | Item | 1 | 15000 | 15000 | 0 | 0 |  | 5000 | 5000
3.143.26 | B1.09 | (*) Provide all consumables and refreshments for use within the site offices, as required. |  | Item | 1 | 150000 | 150000 | 24000 | 24000 |  | 25000 | 25000
| Note | Note Details
3.143.27 | - | Offices and Facilities of the Contractor
3.143.28 | - | The Contractor is to provide, in positions to be approved by the Engineer, all necessary furnished offices for his site staff and the site staff of all sub-contractors all in accordance with the drawings and Specification.
| Item Code | Description | Item Remarks | Unit of Measurement | Quantity/Base Price | Unit Price/Discount % (Excluding VAT) | Total | Unit Price/Discount % (Excluding VAT) | Total |  | Unit Price/Discount % (Excluding VAT) | Total
3.143.29 | B1.10 | (*) Establishment charge (fixed cost) |  | Item | 1 | 425000 | 425000 | 0 | 0 |  | 200000 | 200000
3.143.30 | B1.11 | (*) Maintenance charge (Fixed cost) |  | Item | 1 | 150000 | 150000 | 120000 | 120000 |  | 100000 | 100000
3.143.31 | B1.12 | (*) Removal charge (fixed cost) |  | Item | 1 | 10000 | 10000 | 0 | 0 |  | 5000 | 5000
3.143.32 | B1.13 | (*) The Contractor is to provide and maintain weatherproof lock-up sheds, workshops and stores for the storage and protection of materials, tools and plant, all in accordance with the Specification and project requirements. |  | Item | 1 | 25000 | 25000 | 0 | 0 |  | 100000 | 100000
| Note | Note Details
3.143.33 | - | Contractor's Plants and Equipment
3.143.34 | - | The Contractor shall provide all constructional plant, lifting equipment, transport facilities, tools and services, etc. required for the proper execution of the Works. This responsibility shall include shipment, customs clearance, off-loading, loading and handling and transportation to the site. The facilities shall include the protective clothing and safety equipment (PPE).
| Item Code | Description | Item Remarks | Unit of Measurement | Quantity/Base Price | Unit Price/Discount % (Excluding VAT) | Total | Unit Price/Discount % (Excluding VAT) | Total |  | Unit Price/Discount % (Excluding VAT) | Total
3.143.35 | B1.14 | (*) Mobilaisation charges (fixed cost) |  | Item | 1 | 15000 | 15000 | 80000 | 80000 |  | 730000 | 730000
3.143.36 | B1.15 | (*) Maintenance charge (Fixed cost) |  | Item | 1 | 1000 | 1000 | 60000 | 60000 |  | 50000 | 50000
3.143.37 | B1.16 | (*) De-mobilisation charges (fixed cost) |  | Item | 1 | 1000 | 1000 | 20000 | 20000 |  | 5000 | 5000
| Note | Note Details
3.143.38 | - | Temporary Water and Electricity Services for the Construction Works
3.143.39 | - | The Contractor shall provide and maintain temporary water and electricity services required for the Works including that required by the sub-contractors. Pay all charges and bear all costs for the necessary temporary installation including pipe work, pumps, water tankers, storage tanks, generating equipment, etc., and remove on completion and make good all work disturbed.
| Item Code | Description | Item Remarks | Unit of Measurement | Quantity/Base Price | Unit Price/Discount % (Excluding VAT) | Total | Unit Price/Discount % (Excluding VAT) | Total |  | Unit Price/Discount % (Excluding VAT) | Total
3.143.40 | B1.17 | (*) Establishment charge (fixed cost) |  | Item | 1 | 50000 | 50000 | 0 | 0 |  | 200000 | 200000
3.143.41 | B1.18 | (*) Maintenance charge (fixed cost) |  | Item | 1 | 1000 | 1000 | 24000 | 24000 |  | 30000 | 30000
3.143.42 | B1.19 | (*) Removal charge (fixed cost) |  | Item | 1 | 500 | 500 | 0 | 0 |  | 6000 | 6000
| Note | Note Details
3.143.43 | - | Site Administration and Supervision
| Item Code | Description | Item Remarks | Unit of Measurement | Quantity/Base Price | Unit Price/Discount % (Excluding VAT) | Total | Unit Price/Discount % (Excluding VAT) | Total |  | Unit Price/Discount % (Excluding VAT) | Total
3.143.44 | B1.20 | (*) The Contractor is to allow in his tender for his all site administration and supervision costs. |  | Item | 1 | 20000 | 20000 | 5000000 | 5000000 |  | 500000 | 500000
| Note | Note Details
3.143.45 | - | Labour Camp / Accomodation
| Item Code | Description | Item Remarks | Unit of Measurement | Quantity/Base Price | Unit Price/Discount % (Excluding VAT) | Total | Unit Price/Discount % (Excluding VAT) | Total |  | Unit Price/Discount % (Excluding VAT) | Total
3.143.46 | B1.21 | (*) Allow for Labour Accomodation. Watchman and security staff only may be accommodated on site. No labour camp will be permitted on Site. |  | Item | 1 | 5000 | 5000 | 0 | 0 |  | 700000 | 700000
| Note | Note Details
3.143.47 | - | Security Arrangements at Site
3.143.48 | - | Provide and maintain necessary security arrangements including watchmen, all lighting requirements required to safeguard the Site, plant, equipment, public and adjoining properties, etc. The Contractor shall be liable for any claims arising from loss or damages suffered and for reinstating and making good after any damage or theft.
| Item Code | Description | Item Remarks | Unit of Measurement | Quantity/Base Price | Unit Price/Discount % (Excluding VAT) | Total | Unit Price/Discount % (Excluding VAT) | Total |  | Unit Price/Discount % (Excluding VAT) | Total
3.143.49 | B1.22 | (*) Establishment charge (fixed cost) |  | Item | 1 | 45000 | 45000 | 20000 | 20000 |  | 25000 | 25000
3.143.50 | B1.23 | (*) Maintenance charge (fixed cos) |  | Item | 1 | 20000 | 20000 | 72000 | 72000 |  | 25000 | 25000
3.143.51 | B1.24 | (*) Removal charge (fixed cost) |  | Item | 1 | 3000 | 3000 | 10000 | 10000 |  | 2000 | 2000
| Note | Note Details
3.143.52 | - | Protection
| Item Code | Description | Item Remarks | Unit of Measurement | Quantity/Base Price | Unit Price/Discount % (Excluding VAT) | Total | Unit Price/Discount % (Excluding VAT) | Total |  | Unit Price/Discount % (Excluding VAT) | Total
3.143.53 | B1.25 | (*) Adequate protection against any form of damage or deterioration shall be provided for all sections of the Works. |  | Item | 1 | 25000 | 25000 | 30000 | 30000 |  | 1000 | 1000
3.143.54 | B1.26 | (*) The Contractor shall take all necessary precautions to protect existing buildings, fences, roads, passages, culverts and other apparatus, if found, and he shall not demolish or remove any of these works except according to specific instructions by the Engineer. |  | Item | 1 | 35000 | 35000 | 20000 | 20000 |  | 1000 | 1000
| Note | Note Details
3.143.55 | - | A condition survey of adjacent structures shall be carried out by the Contractor in the presence of the Engineer both before and after the provision of supports. The Contractor shall be responsible for the reinstatement or repair of any adjacent structures damaged as a result of the execution of the Works.
3.143.56 | - | Site Hoarding
3.143.57 | - | The Contractor shall be responsible for the complete installation, maintenance and removal of the site hoarding including make good where necessary and clean the site as per the specification, drawings and Authorities requirements and to the satisfaction of the Engineer.
| Item Code | Description | Item Remarks | Unit of Measurement | Quantity/Base Price | Unit Price/Discount % (Excluding VAT) | Total | Unit Price/Discount % (Excluding VAT) | Total |  | Unit Price/Discount % (Excluding VAT) | Total
3.143.58 | B1.27 | (*) Establishment charge |  | Item | 1 | 60000 | 60000 | 150000 | 150000 |  | 150000 | 150000
3.143.59 | B1.28 | (*) Maintenance charge |  | Item | 1 | 2000 | 2000 | 24000 | 24000 |  | 25000 | 25000
3.143.60 | B1.29 | (*) Removal charge |  | Item | 1 | 2000 | 2000 | 20000 | 20000 |  | 2000 | 2000
| Note | Note Details
3.143.61 | - | Project Sign Boards
3.143.62 | - | The Contractor is to allow for supply, installation and maintenance and removal including make good where necessary of Project Sign Board throughout the construction period, in accordance with the specification and drawings. No other sign boards or advertisements on or around the site will be permitted unless approved in writing by the Engineer.
| Item Code | Description | Item Remarks | Unit of Measurement | Quantity/Base Price | Unit Price/Discount % (Excluding VAT) | Total | Unit Price/Discount % (Excluding VAT) | Total |  | Unit Price/Discount % (Excluding VAT) | Total
3.143.63 | B1.30 | (*) Establishment charge (fixed cost) |  | Item | 1 | 60000 | 60000 | 50000 | 50000 |  | 50000 | 50000
3.143.64 | B1.31 | (*) Maintenance charge (Fixed cost) |  | Item | 1 | 500 | 500 | 12000 | 12000 |  | 5000 | 5000
3.143.65 | B1.32 | (*) Removal charge (fixed cost) |  | Item | 1 | 750 | 750 | 2500 | 2500 |  | 2000 | 2000
| Note | Note Details
3.143.66 | - | Tests
| Item Code | Description | Item Remarks | Unit of Measurement | Quantity/Base Price | Unit Price/Discount % (Excluding VAT) | Total | Unit Price/Discount % (Excluding VAT) | Total |  | Unit Price/Discount % (Excluding VAT) | Total
3.143.67 | B1.33 | (*) The Contractor shall allow for all requirements, obligations, etc., with regard to all tests that are to be carried out by an approved independent Abu Dhabi Municipality accredited laboratory. |  | Item | 1 | 25000 | 25000 | 24000 | 24000 |  | 2000 | 2000
| Note | Note Details
3.143.68 | - | Works Free From Water
| Item Code | Description | Item Remarks | Unit of Measurement | Quantity/Base Price | Unit Price/Discount % (Excluding VAT) | Total | Unit Price/Discount % (Excluding VAT) | Total |  | Unit Price/Discount % (Excluding VAT) | Total
3.143.69 | B1.34 | (*) Except where underwater construction is required, the Contractor shall execute all works in the dry condition and shall construct any temporary drains, water courses and other works that may be necessary for the purpose. |  | Item | 1 | 3500 | 3500 | 0 | 0 |  | 1000 | 1000
| Note | Note Details
3.143.70 | - | Abatement of Nuisance from Noise, Pollution, Dust, etc.
| Item Code | Description | Item Remarks | Unit of Measurement | Quantity/Base Price | Unit Price/Discount % (Excluding VAT) | Total | Unit Price/Discount % (Excluding VAT) | Total |  | Unit Price/Discount % (Excluding VAT) | Total
3.143.71 | B1.35 | (*) The Contractor shall take precautions to minimise nuisance arising from noise, dust, etc. The Contractor shall be held responsible for any nuisance caused by his workmenship, noise, pollution, dust, etc. The Contractor is to submit to the Engineer his proposals for approval. |  | Item | 1 | 3000 | 3000 | 0 | 0 |  | 1000 | 1000
| Note | Note Details
3.143.72 | - | Surveying Equipment
| Item Code | Description | Item Remarks | Unit of Measurement | Quantity/Base Price | Unit Price/Discount % (Excluding VAT) | Total | Unit Price/Discount % (Excluding VAT) | Total |  | Unit Price/Discount % (Excluding VAT) | Total
3.143.73 | B1.36 | (*) The Contractor shall provide at all times for the duration of the Contract, all such chainmen, staff and survey instruments as may be required for the proper construction of and completion of the works. |  | Item | 1 | 95000 | 95000 | 30000 | 30000 |  | 1000 | 1000
| Note | Note Details
3.143.74 | - | Public and Private Roads Adjacent to the Site
| Item Code | Description | Item Remarks | Unit of Measurement | Quantity/Base Price | Unit Price/Discount % (Excluding VAT) | Total | Unit Price/Discount % (Excluding VAT) | Total |  | Unit Price/Discount % (Excluding VAT) | Total
3.143.75 | B1.37 | (*) The Contractor shall take all reasonable and proper steps for protection and maintenance of all public and private roads adjacent to the Site which can be affected due to the performance of the Works in accordance with the Engineer's instructions. The roads shall be kept free for access at all times. |  | Item | 1 | 30000 | 30000 | 30000 | 30000 |  | 1000 | 1000
| Note | Note Details
3.143.76 | - | Traffic Regulations
3.143.77 | - | The Contractor is to observe and allow for all requirements, obligations, etc., with regard to traffic regulations, including safety, control and any temporary diversion of traffic, including the loading and unloading of or waiting of the Contractor's and Sub-contractors' vehicles on public highways, (continued)..
3.143.78 | - | (Continuation).. construction of temporary detours' pavement layers, traffic signs, road marking, safety measure, etc. as per specifications and authorities' regulations and the Contract Sum is deemed to include for the strict compliance therewith.
| Item Code | Description | Item Remarks | Unit of Measurement | Quantity/Base Price | Unit Price/Discount % (Excluding VAT) | Total | Unit Price/Discount % (Excluding VAT) | Total |  | Unit Price/Discount % (Excluding VAT) | Total
3.143.79 | B1.38 | (*) Establishment charge (fixed cost) |  | Item | 1 | 550000 | 550000 | 25000 | 25000 |  | 10000 | 10000
3.143.80 | B1.39 | (*) Maintenance charge (fixed cost) |  | Item | 1 | 250000 | 250000 | 24000 | 24000 |  | 1000 | 1000
3.143.81 | B1.40 | (*) Removal charge (fixed cost) |  | Item | 1 | 2000 | 2000 | 5000 | 5000 |  | 500 | 500
| Note | Note Details
3.143.82 | - | Samples according to Specification and Drawings (As per Engineer/Employer's requirements)
| Item Code | Description | Item Remarks | Unit of Measurement | Quantity/Base Price | Unit Price/Discount % (Excluding VAT) | Total | Unit Price/Discount % (Excluding VAT) | Total |  | Unit Price/Discount % (Excluding VAT) | Total
3.143.83 | B1.41 | (*) The Contractor shall provide samples of all materials and manufacturers of materials proposed to be used / incorporated in the works, all samples, goods, literature and the like. |  | Item | 1 | 7500 | 7500 | 10000 | 10000 |  | 500 | 500
| Note | Note Details
3.143.84 | - | Labour and Materials and Assistance to the Engineer
| Item Code | Description | Item Remarks | Unit of Measurement | Quantity/Base Price | Unit Price/Discount % (Excluding VAT) | Total | Unit Price/Discount % (Excluding VAT) | Total |  | Unit Price/Discount % (Excluding VAT) | Total
3.143.85 | B1.42 | (*) The Contractor shall provide for the exclusive use of the Engineer all necessary assistance.The Contractor shall provide such labour, materials and transport as the Engineer's representative may require to assist him in carrying out tests and checks on materials and workmanship and setting out and measurement of works and for any other attendance on the Engineer. |  | Item | 1 | 240000 | 240000 | 36000 | 36000 |  | 1000 | 1000
| Note | Note Details
3.143.86 | - | Programme of Works
| Item Code | Description | Item Remarks | Unit of Measurement | Quantity/Base Price | Unit Price/Discount % (Excluding VAT) | Total | Unit Price/Discount % (Excluding VAT) | Total |  | Unit Price/Discount % (Excluding VAT) | Total
3.143.87 | B1.43 | (*) The Contractor shall submit to the Engineer for approval a Critical Path Programme, in both hard and electronic format, and other supporting documentation of the works within the time stipulated in the Conditions of Contract together with details of equipment, procedures and method of work which the Contractor intends to utilize and to follow. |  | Item | 1 | 7500 | 7500 | 12000 | 12000 |  | 1000 | 1000
| Note | Note Details
3.143.88 | - | Method Statements
| Item Code | Description | Item Remarks | Unit of Measurement | Quantity/Base Price | Unit Price/Discount % (Excluding VAT) | Total | Unit Price/Discount % (Excluding VAT) | Total |  | Unit Price/Discount % (Excluding VAT) | Total
3.143.89 | B1.44 | (*) The Contractor shall compile and submit a detailed schedule of method statements, as specified and as required by the Engineer. |  | Item | 1 | 4500 | 4500 | 10000 | 10000 |  | 500 | 500
| Note | Note Details
3.143.90 | - | Progress Photographs
| Item Code | Description | Item Remarks | Unit of Measurement | Quantity/Base Price | Unit Price/Discount % (Excluding VAT) | Total | Unit Price/Discount % (Excluding VAT) | Total |  | Unit Price/Discount % (Excluding VAT) | Total
3.143.91 | B1.45 | (*) The Contractor shall arrange for monthly record photographs of Works as directed and specified by the Engineer. |  | Item | 1 | 7000 | 7000 | 12000 | 12000 |  | 500 | 500
| Note | Note Details
3.143.92 | - | Documents
| Item Code | Description | Item Remarks | Unit of Measurement | Quantity/Base Price | Unit Price/Discount % (Excluding VAT) | Total | Unit Price/Discount % (Excluding VAT) | Total |  | Unit Price/Discount % (Excluding VAT) | Total
3.143.93 | B1.46 | (*) The Contractor shall supply all the Testing and Commissioning Certificates; Training materials; Health and Safety Plan; As Built Drawings; Keys and any necessary passwords or codes and any other documentation required in accordance with the Contract. |  | Item | 1 | 25000 | 25000 | 50000 | 50000 |  | 500 | 500
| Note | Note Details
3.143.94 | - | Reports and Records
| Item Code | Description | Item Remarks | Unit of Measurement | Quantity/Base Price | Unit Price/Discount % (Excluding VAT) | Total | Unit Price/Discount % (Excluding VAT) | Total |  | Unit Price/Discount % (Excluding VAT) | Total
3.143.95 | B1.47 | (*) During the progress of the Works, records of all details and dimensions of the Works as constructed and shall at any time, submit such records to the Engineer as he may require. |  | Item | 1 | 16500 | 16500 | 60000 | 60000 |  | 500 | 500
| Note | Note Details
3.143.96 | - | In addition to those records which are specifically required by the Specification (e.g. test cubes of concrete, air temperature, etc.,) a site record shall be kept of the completion dates of the various works in each trade, with particular reference to work which requires time for drying out, such as solid backgrounds which receive insitu screeds and finishing's, including the completion time of the individual layers of each application. (continued)
| Item Code | Description | Item Remarks | Unit of Measurement | Quantity/Base Price | Unit Price/Discount % (Excluding VAT) | Total | Unit Price/Discount % (Excluding VAT) | Total |  | Unit Price/Discount % (Excluding VAT) | Total
3.143.97 | B1.48 | (*) (continuation) The Contractor shall arrange for the original to be signed by the Engineer each calendar month, and for a copy to be issued to the Engineer at site meetings. |  | Item | 1 | 5000 | 5000 | 0 | 0 |  | 500 | 500
| Note | Note Details
3.143.98 | - | Contract Documents
| Item Code | Description | Item Remarks | Unit of Measurement | Quantity/Base Price | Unit Price/Discount % (Excluding VAT) | Total | Unit Price/Discount % (Excluding VAT) | Total |  | Unit Price/Discount % (Excluding VAT) | Total
3.143.99 | B1.49 | (*) The Contractor shall submit to Engineer / Employer with 3 sets (colored) hard copy and 5 CDs of scanned copy of the complete Contract Documents within 5 days of receipt of the fully signed Contract. |  | Item | 1 | 5000 | 5000 | 15000 | 15000 |  | 500 | 500
| Note | Note Details
3.143.100 | - | Preventive Maintenance During Defects Notification Period
| Item Code | Description | Item Remarks | Unit of Measurement | Quantity/Base Price | Unit Price/Discount % (Excluding VAT) | Total | Unit Price/Discount % (Excluding VAT) | Total |  | Unit Price/Discount % (Excluding VAT) | Total
3.143.101 | B1.50 | (*) Allow for complete preventive maintenance during Defects Notification Period for all Civil & Electro-Mechanical works as per the Contract. |  | Item | 1 | 500 | 500 | 96000 | 96000 |  | 500 | 500
| Note | Note Details
3.143.102 | - | Geotechnical and Geophysical surveys
| Item Code | Description | Item Remarks | Unit of Measurement | Quantity/Base Price | Unit Price/Discount % (Excluding VAT) | Total | Unit Price/Discount % (Excluding VAT) | Total |  | Unit Price/Discount % (Excluding VAT) | Total
3.143.103 | B1.54 | (*) The contractor shall be responsible for conducting on-site evaluation and Geotechnical and Geophysical surveys as per the specification and as required by the Engineer, including but not limited to test boring, site samples etc. The contractor shall supply all reports, documents, samples, etc. relevant to this work to the Engineer according to Specification and Drawings. |  | Item | 1 | 45000 | 45000 | 100000 | 100000 |  | 200000 | 200000
| Note | Note Details
3.143.104 | - | Estidama Compliance
| Item Code | Description | Item Remarks | Unit of Measurement | Quantity/Base Price | Unit Price/Discount % (Excluding VAT) | Total | Unit Price/Discount % (Excluding VAT) | Total |  | Unit Price/Discount % (Excluding VAT) | Total
3.143.105 | B1.55 | (*) The Contractor should comply with all requirements to ensure the achievement of required Pearl certification level using the Estidama Pearl Building Rating system. This requires that the Contractor be familiar with the mandatory and targeted credit requirements through the Estidama Design Rating submission. Estidama Design rating documentation to be furnished upon award of the Contract. The Contractor is responsible for all documentation required as part of the Estidama Construction Rating submission. |  | Item | 1 | 10000 | 10000 | 300000 | 300000 |  | 100000 | 100000
| Note | Note Details
3.143.106 | - | Permanent Utility Connections
| Item Code | Description | Item Remarks | Unit of Measurement | Quantity/Base Price | Unit Price/Discount % (Excluding VAT) | Total | Unit Price/Discount % (Excluding VAT) | Total |  | Unit Price/Discount % (Excluding VAT) | Total
3.143.107 | B1.56 | (*) Allow for connections to Authorities and Service Providers' utility services tie-in points including payment of fees, charges, coordination and related civil works, etc. |  | Item | 1 | 45000 | 45000 | 100000 | 100000 |  | 200000 | 200000
| Note | Note Details
3.143.108 | - | Contractor's Adjustment
| Item Code | Description | Item Remarks | Unit of Measurement | Quantity/Base Price | Unit Price/Discount % (Excluding VAT) | Total | Unit Price/Discount % (Excluding VAT) | Total |  | Unit Price/Discount % (Excluding VAT) | Total
3.143.109 | B1.57 | (*) Contractor may price here any items which has been shown in the drawings or any other documents but overlooked or not specifically mentioned inthe schedule of items and is necessary for the satisfactory completion of the Works. Should the Contractor fail to insert any item here, it will be deemed that Lump Sum Contract Price includes all such items and no claims for additional items will be entertained. |  | Item | 1 | 0 | 0 | 0 | 0 |  | 0 | 0
| Note | Note Details
3.143.110 | - | Please attach one PDF file to be named "Additional Items for (insert bill no/name & Section No/name)" for the details of these additional items in the additional attachment area at the end of the BOQ.
3.144 GS - BILL NO 02 - Back Of House - Gorilla Sanctuary | [5 empty] | 0 (out of 0) | 7156432 | 0 (out of 0) | 11973063.46 | 0 | 0 (out of 0) | 10411469 | 0
3.145 GS - B2-01 SITE WORK - B. O. H. | [5 empty] | 7 (out of 7) | 145305 | 7 (out of 7) | 441724.45 |  | 7 (out of 7) | 359892
| Note | Note Details
3.145.1 | - | Site preparation & Demolition
| Item Code | Description | Item Remarks | Unit of Measurement | Quantity/Base Price | Unit Price/Discount % (Excluding VAT) | Total | Unit Price/Discount % (Excluding VAT) | Total |  | Unit Price/Discount % (Excluding VAT) | Total
3.145.2 | B2.1.1 | (*) Site Preparation |  | m2 | 493 | 15 | 7395 | 4.5 | 2218.5 |  | 10 | 4930
3.145.3 | B2.1.2 | (*) Demolish existing building |  | Item | 1 | 25000 | 25000 | 295912.66 | 295912.66 |  | 250000 | 250000
| Note | Note Details
3.145.4 | - | Excavation
| Item Code | Description | Item Remarks | Unit of Measurement | Quantity/Base Price | Unit Price/Discount % (Excluding VAT) | Total | Unit Price/Discount % (Excluding VAT) | Total |  | Unit Price/Discount % (Excluding VAT) | Total
3.145.5 | B2.1.3 | (*) Pit excavation to receive foundation bases depth 1.5 m |  | m3 | 1737 | 40 | 69480 | 41.37 | 71859.69 |  | 15 | 26055
| Note | Note Details
3.145.6 | - | Disposal of excavated materials
3.145.7 | - | Remove surplus unsuitable excavated materials within site without compacting .
| Item Code | Description | Item Remarks | Unit of Measurement | Quantity/Base Price | Unit Price/Discount % (Excluding VAT) | Total | Unit Price/Discount % (Excluding VAT) | Total |  | Unit Price/Discount % (Excluding VAT) | Total
3.145.8 | B2.1.4 | (*) Spread surplus within site |  | Item | 1 | 8000 | 8000 | 11836.51 | 11836.51 |  | 50000 | 50000
| Note | Note Details
3.145.9 | - | Filling
| Item Code | Description | Item Remarks | Unit of Measurement | Quantity/Base Price | Unit Price/Discount % (Excluding VAT) | Total | Unit Price/Discount % (Excluding VAT) | Total |  | Unit Price/Discount % (Excluding VAT) | Total
3.145.10 | B2.1.5 | (*) Selected fill from excavated materials all in accordance with the Specifications |  | m3 | 1156 | 30 | 34680 | 51.81 | 59892.36 |  | 25 | 28900
| Note | Note Details
3.145.11 | - | Anti Treatment
3.145.12 | - | Allow for termite control; prepare and apply anti-termite treatment; all in accordance with the Specifications and subject to the Contractor's approval
| Item Code | Description | Item Remarks | Unit of Measurement | Quantity/Base Price | Unit Price/Discount % (Excluding VAT) | Total | Unit Price/Discount % (Excluding VAT) | Total |  | Unit Price/Discount % (Excluding VAT) | Total
3.145.13 | B2.1.6 | (*) To horizontal and vertical surfaces |  | Item | 1 | 750 | 750 | 4.73 | 4.73 |  | 7 | 7
| Note | Note Details
3.145.14 | - | Additional items
| Item Code | Description | Item Remarks | Unit of Measurement | Quantity/Base Price | Unit Price/Discount % (Excluding VAT) | Total | Unit Price/Discount % (Excluding VAT) | Total |  | Unit Price/Discount % (Excluding VAT) | Total
3.145.15 | AI | (*) Contractor may price here any items which has been shown in the Contract drawings or any other Contract Documents but overlooked or not specifically mentioned inthe schedule of items and is necessary for the satisfactory completion of the Works. Should the Contractor fail to insert any item here, it will be deemed that lump sum Contract Price includes all such items and no claims for additional items will be entertained. |  | Item | 1 | 0 | 0 | 0 | 0 |  | 0 | 0
| Note | Note Details
3.145.16 | - | Please attach one PDF file to be named "Additional Items for (insert bill no/name & Section No/name)" for the details of these additional items in the additional attachment area at the end of the BOQ.
3.146 GS - B2-02 CONCRETE WORK - B. O. H. | [5 empty] | 22 (out of 22) | 1349875 | 22 (out of 22) | 1138923.24 |  | 22 (out of 22) | 769965
| Note | Note Details
3.146.1 | - | SUBSTRUCTURE
3.146.2 | - | Poured Concrete
3.146.3 | - | Plain concrete (20 N/mm2) as per specifications and drawings.
| Item Code | Description | Item Remarks | Unit of Measurement | Quantity/Base Price | Unit Price/Discount % (Excluding VAT) | Total | Unit Price/Discount % (Excluding VAT) | Total |  | Unit Price/Discount % (Excluding VAT) | Total
3.146.4 | B2.2.1 | (*) Blinding; 50 mm thick |  | m3 | 25 | 500 | 12500 | 490.03 | 12250.75 |  | 385 | 9625
3.146.5 | B2.2.2 | (*) Blinding; 100 mm thick |  | m3 | 33 | 525 | 17325 | 490.03 | 16170.99 |  | 385 | 12705
| Note | Note Details
3.146.6 | - | Reinforcment Concrete (40 N/mm2) in Type I SRC cement including all shuttering,supportsand all related works as per specifications and drawings.
| Item Code | Description | Item Remarks | Unit of Measurement | Quantity/Base Price | Unit Price/Discount % (Excluding VAT) | Total | Unit Price/Discount % (Excluding VAT) | Total |  | Unit Price/Discount % (Excluding VAT) | Total
3.146.7 | B2.2.3 | (*) Footing |  | m3 | 100 | 1750 | 175000 | 1529.94 | 152994 |  | 940 | 94000
3.146.8 | B2.2.4 | (*) Grade beams |  | m3 | 57 | 1800 | 102600 | 2146.74 | 122364.18 |  | 1270 | 72390
3.146.9 | B2.2.5 | (*) Columns & walls neck |  | m3 | 38 | 1950 | 74100 | 2444.17 | 92878.46 |  | 2300 | 87400
3.146.10 | B2.2.6 | (*) Grade slab; 150 mm thick |  | m3 | 60 | 1800 | 108000 | 824.95 | 49497 |  | 650 | 39000
3.146.11 | B2.2.7 | (*) Step & Ramp |  | m3 | 5 | 1800 | 9000 | 2146.74 | 10733.7 |  | 9501 | 47505
3.146.12 | B2.2.8 | (*) U/G Water tank footing, walls & Slab 300 mm |  | m3 | 57 | 2300 | 131100 | 2444.17 | 139317.69 |  | 1450 | 82650
3.146.13 | B2.2.9 | (*) Foundation for GRP Tank |  | m3 | 8 | 1700 | 13600 | 1529.94 | 12239.52 |  | 1200 | 9600
3.146.14 | B2.2.10 | (*) Substructure Concrete for Pump Room |  | m3 | 10 | 2300 | 23000 | 1529.94 | 15299.4 |  | 1200 | 12000
| Note | Note Details
3.146.15 | - | SUPER STRUCTURE
3.146.16 | - | Reinforcmen Concrete (40 N/mm2) in Type I OPC cement including all shuttering,supportsand all related works as per specifications and drawings.
| Item Code | Description | Item Remarks | Unit of Measurement | Quantity/Base Price | Unit Price/Discount % (Excluding VAT) | Total | Unit Price/Discount % (Excluding VAT) | Total |  | Unit Price/Discount % (Excluding VAT) | Total
3.146.17 | B2.2.11 | (*) Solid slab 300/250 mm thick |  | m3 | 51 | 2100 | 107100 | 2169.64 | 110651.64 |  | 1260 | 64260
3.146.18 | B2.2.12 | (*) hollow core slab 320 mm thick |  | m3 | 154 | 2300 | 354200 | 473.46 | 72912.84 |  | 170 | 26180
3.146.19 | B2.2.13 | (*) hollow core slab topping 80 mm thick |  | m3 | 12 | 1750 | 21000 | 587.09 | 7045.08 |  | 750 | 9000
3.146.20 | B2.2.14 | (*) Columns |  | m3 | 20 | 2050 | 41000 | 2967.02 | 59340.4 |  | 2550 | 51000
3.146.21 | B2.2.15 | (*) Walls |  | m3 | 3 | 2150 | 6450 | 2967.02 | 8901.06 |  | 2050 | 6150
3.146.22 | B2.2.16 | (*) Drop Beams |  | m3 | 33 | 2100 | 69300 | 2764.32 | 91222.56 |  | 1700 | 56100
3.146.23 | B2.2.17 | (*) Parapet Walls And up stand |  | m3 | 21 | 2100 | 44100 | 2764.32 | 58050.72 |  | 1400 | 29400
3.146.24 | B2.2.18 | (*) Lintels |  | Item | 1 | 5000 | 5000 | 47151.91 | 47151.91 |  | 10000 | 10000
3.146.25 | B2.2.19 | (*) Equipment Foundations |  | Item | 1 | 7000 | 7000 | 15299.39 | 15299.39 |  | 25000 | 25000
3.146.26 | B2.2.20 | (*) Superstructure Concrete for Pump Room |  | m3 | 10 | 2450 | 24500 | 2967.02 | 29670.2 |  | 1600 | 16000
| Note | Note Details
3.146.27 | - | Sundries
| Item Code | Description | Item Remarks | Unit of Measurement | Quantity/Base Price | Unit Price/Discount % (Excluding VAT) | Total | Unit Price/Discount % (Excluding VAT) | Total |  | Unit Price/Discount % (Excluding VAT) | Total
3.146.28 | B2.2.21 | (*) Expansion joints; all in accordance with the Specifications |  | Item | 1 | 4000 | 4000 | 14931.75 | 14931.75 |  | 10000 | 10000
| Note | Note Details
3.146.29 | - | Additional items
| Item Code | Description | Item Remarks | Unit of Measurement | Quantity/Base Price | Unit Price/Discount % (Excluding VAT) | Total | Unit Price/Discount % (Excluding VAT) | Total |  | Unit Price/Discount % (Excluding VAT) | Total
3.146.30 | AI | (*) Contractor may price here any items which has been shown in the Contract drawings or any other Contract Documents but overlooked or not specifically mentioned inthe schedule of items and is necessary for the satisfactory completion of the Works. Should the Contractor fail to insert any item here, it will be deemed that lump sum Contract Price includes all such items and no claims for additional items will be entertained. |  | Item | 1 | 0 | 0 | 0 | 0 |  | 0 | 0
| Note | Note Details
3.146.31 | - | Please attach one PDF file to be named "Additional Items for (insert bill no/name & Section No/name)" for the details of these additional items in the additional attachment area at the end of the BOQ.
3.147 GS - B2-03 MASONRY - B. O. H. | [5 empty] | 11 (out of 11) | 262510 | 11 (out of 11) | 187694.97 |  | 11 (out of 11) | 109845
| Note | Note Details
3.147.1 | - | Block Walls
3.147.2 | - | External Thermal concrete masonry units bedded and jointed in cement including mortar including concrete filling, wall ties, bed joints, reinforcement metal lath (where required), head restraint,anchors, and column stiffeners; including all necessary accessories; as shown on Drawing all in accordance with the Specifications
| Item Code | Description | Item Remarks | Unit of Measurement | Quantity/Base Price | Unit Price/Discount % (Excluding VAT) | Total | Unit Price/Discount % (Excluding VAT) | Total |  | Unit Price/Discount % (Excluding VAT) | Total
3.147.3 | B2.3.1 | (*) 200 mm thick thermal block |  | m2 | 55 | 240 | 13200 | 191.16 | 10513.8 |  | 120 | 6600
3.147.4 | B2.3.2 | (*) 250 mm thick thermal block |  | m2 | 80 | 285 | 22800 | 195.01 | 15600.8 |  | 0 | 0
3.147.5 | B2.3.3 | (*) 300 mm thick thermal block |  | m2 | 175 | 310 | 54250 | 254.48 | 44534 |  | 185 | 32375
3.147.6 | B2.3.4 | (*) 400 mm thick thermal block |  | m2 | 66 | 380 | 25080 | 297.1 | 19608.6 |  | 250 | 16500
| Note | Note Details
3.147.7 | - | Internal Concrete masonry units bedded and jointed in cement including mortar including concrete filling, wall ties, bed joints, reinforcement metal lath (where required), head restraint,anchors, and column stiffeners; including all necessary accessories; as shown on Drawing all in accordance with the Specifications
| Item Code | Description | Item Remarks | Unit of Measurement | Quantity/Base Price | Unit Price/Discount % (Excluding VAT) | Total | Unit Price/Discount % (Excluding VAT) | Total |  | Unit Price/Discount % (Excluding VAT) | Total
3.147.8 | B2.3.5 | (*) 100 mm thick Solid block |  | m2 | 70 | 170 | 11900 | 115.7 | 8099 |  | 95 | 6650
3.147.9 | B2.3.6 | (*) 200 mm thick Solid block |  | m2 | 216 | 200 | 43200 | 134.05 | 28954.8 |  | 110 | 23760
3.147.10 | B2.3.7 | (*) 300 mm thick Solid block |  | m2 | 34 | 280 | 9520 | 231.4 | 7867.6 |  | 210 | 7140
3.147.11 | B2.3.8 | (*) 400 mm thick Solid block |  | m2 | 38 | 420 | 15960 | 266.32 | 10120.16 |  | 130 | 4940
3.147.12 | B2.3.9 | (*) 100 mm thick solid block for substructure |  | m2 | 252 | 170 | 42840 | 112.74 | 28410.48 |  | 0 | 0
3.147.13 | B2.3.10 | (*) 250 mm thick solid block for substructure |  | m2 | 99 | 240 | 23760 | 141.27 | 13985.73 |  | 120 | 11880
| Note | Note Details
3.147.14 | - | Additional items
| Item Code | Description | Item Remarks | Unit of Measurement | Quantity/Base Price | Unit Price/Discount % (Excluding VAT) | Total | Unit Price/Discount % (Excluding VAT) | Total |  | Unit Price/Discount % (Excluding VAT) | Total
3.147.15 | AI | (*) Contractor may price here any items which has been shown in the Contract drawings or any other Contract Documents but overlooked or not specifically mentioned inthe schedule of items and is necessary for the satisfactory completion of the Works. Should the Contractor fail to insert any item here, it will be deemed that lump sum Contract Price includes all such items and no claims for additional items will be entertained. |  | Item | 1 | 0 | 0 | 0 | 0 |  | 0 | 0
| Note | Note Details
3.147.16 | - | Please attach one PDF file to be named "Additional Items for (insert bill no/name & Section No/name)" for the details of these additional items in the additional attachment area at the end of the BOQ.
3.148 GS - B2-04 METAL WORK - B. O. H. | [5 empty] | 6 (out of 6) | 474650 | 6 (out of 6) | 2075588.4 |  | 6 (out of 6) | 2334200
| Note | Note Details
3.148.1 | - | Structural Metal Works
3.148.2 | - | Allow for structural metal work including supports, connections and accessories, complete, all in accordance with drawings and specifications
| Item Code | Description | Item Remarks | Unit of Measurement | Quantity/Base Price | Unit Price/Discount % (Excluding VAT) | Total | Unit Price/Discount % (Excluding VAT) | Total |  | Unit Price/Discount % (Excluding VAT) | Total
3.148.3 | B2.4.1 | (*) Skylights |  | m2 | 188 | 1350 | 253800 | 4734.6 | 890104.8 |  | 2000 | 376000
| Note | Note Details
3.148.4 | - | Security Mesh
| Item Code | Description | Item Remarks | Unit of Measurement | Quantity/Base Price | Unit Price/Discount % (Excluding VAT) | Total | Unit Price/Discount % (Excluding VAT) | Total |  | Unit Price/Discount % (Excluding VAT) | Total
3.148.5 | B2.4.2 | (*) Supply and fix GI Security mesh including all accessories |  | m2 | 472 | 425 | 200600 | 1953.02 | 921825.44 |  | 4100 | 1935200
| Note | Note Details
3.148.6 | - | Grating
| Item Code | Description | Item Remarks | Unit of Measurement | Quantity/Base Price | Unit Price/Discount % (Excluding VAT) | Total | Unit Price/Discount % (Excluding VAT) | Total |  | Unit Price/Discount % (Excluding VAT) | Total
3.148.7 | B2.4.3 | (*) Supply and fix metal gratings for floor drains including all accessories |  | m | 30 | 350 | 10500 | 473.46 | 14203.8 |  | 500 | 15000
| Note | Note Details
3.148.8 | - | Access Hatch
| Item Code | Description | Item Remarks | Unit of Measurement | Quantity/Base Price | Unit Price/Discount % (Excluding VAT) | Total | Unit Price/Discount % (Excluding VAT) | Total |  | Unit Price/Discount % (Excluding VAT) | Total
3.148.9 | B2.4.4 | (*) Supply and fix Access Hatch for water tank including all accessories |  | No. | 1 | 6000 | 6000 | 4734.6 | 4734.6 |  | 5000 | 5000
| Note | Note Details
3.148.10 | - | Ladders
| Item Code | Description | Item Remarks | Unit of Measurement | Quantity/Base Price | Unit Price/Discount % (Excluding VAT) | Total | Unit Price/Discount % (Excluding VAT) | Total |  | Unit Price/Discount % (Excluding VAT) | Total
3.148.11 | B2.4.5 | (*) Supply and fix Ladders including all accessories |  | No. | 1 | 3750 | 3750 | 5918.25 | 5918.25 |  | 3000 | 3000
| Note | Note Details
3.148.12 | - | Additional items
| Item Code | Description | Item Remarks | Unit of Measurement | Quantity/Base Price | Unit Price/Discount % (Excluding VAT) | Total | Unit Price/Discount % (Excluding VAT) | Total |  | Unit Price/Discount % (Excluding VAT) | Total
3.148.13 | AI | (*) Contractor may price here any items which has been shown in the Contract drawings or any other Contract Documents but overlooked or not specifically mentioned inthe schedule of items and is necessary for the satisfactory completion of the Works. Should the Contractor fail to insert any item here, it will be deemed that lump sum Contract Price includes all such items and no claims for additional items will be entertained. |  | Item | 1 | 0 | 0 | 238801.51 | 238801.51 |  | 0 | 0
| Note | Note Details
3.148.14 | - | Please attach one PDF file to be named "Additional Items for (insert bill no/name & Section No/name)" for the details of these additional items in the additional attachment area at the end of the BOQ.
3.149 GS - B2-05 THERMAL AND MOISTURE PROTECTION - B. O. H. | [5 empty] | 12 (out of 12) | 496874 | 12 (out of 12) | 463935.35 |  | 12 (out of 12) | 249325
| Note | Note Details
3.149.1 | - | Waterproofing courses
3.149.2 | - | Waterproofing system for the substructure, bitumen paint as per drawings and specifications.
| Item Code | Description | Item Remarks | Unit of Measurement | Quantity/Base Price | Unit Price/Discount % (Excluding VAT) | Total | Unit Price/Discount % (Excluding VAT) | Total |  | Unit Price/Discount % (Excluding VAT) | Total
3.149.3 | B2.5.1 | (*) To horizontal areas |  | m2 | 812 | 30 | 24360 | 57.05 | 46324.6 |  | 10 | 8120
3.149.4 | B2.5.2 | (*) To vertical areas |  | m2 | 946 | 34 | 32164 | 102.62 | 97078.52 |  | 10 | 9460
| Note | Note Details
3.149.5 | - | 1000 Gauge Polythene Sheet, all in accordance with the Specifications
| Item Code | Description | Item Remarks | Unit of Measurement | Quantity/Base Price | Unit Price/Discount % (Excluding VAT) | Total | Unit Price/Discount % (Excluding VAT) | Total |  | Unit Price/Discount % (Excluding VAT) | Total
3.149.6 | B2.5.3 | (*) To horizontal areas |  | m2 | 812 | 5 | 4060 | 4.38 | 3556.56 |  | 7 | 5684
| Note | Note Details
3.149.7 | - | Supply and Apply isolation joints as per drawings ,specifications
| Item Code | Description | Item Remarks | Unit of Measurement | Quantity/Base Price | Unit Price/Discount % (Excluding VAT) | Total | Unit Price/Discount % (Excluding VAT) | Total |  | Unit Price/Discount % (Excluding VAT) | Total
3.149.8 | B2.5.4 | (*) 12mm Isolation joints of grade slabs |  | Item | 1 | 3000 | 3000 | 58709.07 | 58709.07 |  | 6000 | 6000
| Note | Note Details
3.149.9 | - | Waterproofing system for Water tank
| Item Code | Description | Item Remarks | Unit of Measurement | Quantity/Base Price | Unit Price/Discount % (Excluding VAT) | Total | Unit Price/Discount % (Excluding VAT) | Total |  | Unit Price/Discount % (Excluding VAT) | Total
3.149.10 | B2.5.5 | (*) Supply and apply one layer 4mm membrane for UGWT |  | m2 | 93 | 115 | 10695 | 102.62 | 9543.66 |  | 120 | 11160
| Note | Note Details
3.149.11 | - | Waterproofing system for roofing
3.149.12 | - | Supply and apply waterproofing system for roof as per drawings ,specifications
| Item Code | Description | Item Remarks | Unit of Measurement | Quantity/Base Price | Unit Price/Discount % (Excluding VAT) | Total | Unit Price/Discount % (Excluding VAT) | Total |  | Unit Price/Discount % (Excluding VAT) | Total
3.149.13 | B2.5.6 | (*) Combo Roof System As shown in the drawings. |  | m2 | 407 | 750 | 305250 | 248.57 | 101167.99 |  | 275 | 111925
3.149.14 | B2.5.7 | (*) Roof Waterproofing skirting |  | m | 236 | 65 | 15340 | 88.77 | 20949.72 |  | 70 | 16520
| Note | Note Details
3.149.15 | - | Waterproofing for wet areas
3.149.16 | - | Waterproofing system for wet areas, 1.5mm thick seamless water proofing membrane
| Item Code | Description | Item Remarks | Unit of Measurement | Quantity/Base Price | Unit Price/Discount % (Excluding VAT) | Total | Unit Price/Discount % (Excluding VAT) | Total |  | Unit Price/Discount % (Excluding VAT) | Total
3.149.17 | B2.5.8 | (*) wet area Waterproofing |  | m2 | 23 | 95 | 2185 | 52.44 | 1206.12 |  | 30 | 690
| Note | Note Details
3.149.18 | - | Protection screed; sand and cement screed; all in accordance with the Specifications
| Item Code | Description | Item Remarks | Unit of Measurement | Quantity/Base Price | Unit Price/Discount % (Excluding VAT) | Total | Unit Price/Discount % (Excluding VAT) | Total |  | Unit Price/Discount % (Excluding VAT) | Total
3.149.19 | B2.5.9 | (*) To horizontal areas; 30 mm thick |  | m2 | 23 | 50 | 1150 | 31.43 | 722.89 |  | 22 | 506
3.149.20 | B2.5.10 | (*) GRP lining for water tank |  | m2 | 260 | 375 | 97500 | 473.46 | 123099.6 |  | 300 | 78000
3.149.21 | B2.5.11 | (*) Water Stopper |  | m | 18 | 65 | 1170 | 87.59 | 1576.62 |  | 70 | 1260
| Note | Note Details
3.149.22 | - | Additional items
| Item Code | Description | Item Remarks | Unit of Measurement | Quantity/Base Price | Unit Price/Discount % (Excluding VAT) | Total | Unit Price/Discount % (Excluding VAT) | Total |  | Unit Price/Discount % (Excluding VAT) | Total
3.149.23 | AI | (*) Contractor may price here any items which has been shown in the Contract drawings or any other Contract Documents but overlooked or not specifically mentioned inthe schedule of items and is necessary for the satisfactory completion of the Works. Should the Contractor fail to insert any item here, it will be deemed that lump sum Contract Price includes all such items and no claims for additional items will be entertained. |  | Item | 1 | 0 | 0 | 0 | 0 |  | 0 | 0
| Note | Note Details
3.149.24 | - | Please attach one PDF file to be named "Additional Items for (insert bill no/name & Section No/name)" for the details of these additional items in the additional attachment area at the end of the BOQ.
3.150 GS - B2-06 DOORS AND WINDOWS - B. O. H. | [5 empty] | 15 (out of 15) | 123250 | 15 (out of 15) | 556197.46 |  | 15 (out of 15) | 436000
| Note | Note Details
3.150.1 | - | Aluminum Glass Doors
3.150.2 | - | Supply and install powder coated aluminum glazed with aluminum frame ,including all accessories needed for installation as per mention in drawings & specifications
| Item Code | Description | Item Remarks | Unit of Measurement | Quantity/Base Price | Unit Price/Discount % (Excluding VAT) | Total | Unit Price/Discount % (Excluding VAT) | Total |  | Unit Price/Discount % (Excluding VAT) | Total
3.150.3 | B2.6.1 | (*) D0-Alum. Glass Door 2000x2100 mm,side hung double shutter door |  | No. | 2 | 3850 | 7700 | 10061.03 | 20122.06 |  | 0 | 0
| Note | Note Details
3.150.4 | - | Aluminum Door
3.150.5 | - | Supply and install powder coated aluminum door with aluminum frame , shutter ,including all accessories needed for installation as per mention in drawings & specifications
| Item Code | Description | Item Remarks | Unit of Measurement | Quantity/Base Price | Unit Price/Discount % (Excluding VAT) | Total | Unit Price/Discount % (Excluding VAT) | Total |  | Unit Price/Discount % (Excluding VAT) | Total
3.150.6 | B2.6.2 | (*) D6-Flush door 1000x2100 mm,side hung Single shutter door (Frame: Powder Coated Alumin.) 2hrs fire rated |  | No. | 4 | 2400 | 9600 | 5326.43 | 21305.72 |  | 8000 | 32000
3.150.7 | B2.6.3 | (*) D7-Flush door 800x2100 mm,side hung single shutter door ( Frame : GI Pipe PVC Coated with Mesh ) 1hrs fire rated |  | No. | 2 | 1900 | 3800 | 3787.68 | 7575.36 |  | 2700 | 5400
3.150.8 | B2.6.4 | (*) D10-Flush door 800x2100 mm,side hung single shutter door (Frame : Powder Coated Alumin.) |  | No. | 1 | 1900 | 1900 | 4142.78 | 4142.78 |  | 36000 | 36000
| Note | Note Details
3.150.9 | - | Steel Door
3.150.10 | - | Supply and install Metal door with all accessories needed for installation as per mention in drawings & specifications
| Item Code | Description | Item Remarks | Unit of Measurement | Quantity/Base Price | Unit Price/Discount % (Excluding VAT) | Total | Unit Price/Discount % (Excluding VAT) | Total |  | Unit Price/Discount % (Excluding VAT) | Total
3.150.11 | B2.6.5 | (*) D1-Steel Sliding Door 1500 x2100 mm,sliding single shutter door ( frame : Single leaf Alum. ) |  | No. | 2 | 2375 | 4750 | 16571.11 | 33142.22 |  | 4900 | 9800
3.150.12 | B2.6.6 | (*) D2-Steel Sliding Door 1000 x2100 mm,sliding single shutter door ( frame : Single leaf Alum. ) |  | No. | 8 | 1850 | 14800 | 4142.78 | 33142.24 |  | 7300 | 58400
3.150.13 | B2.6.7 | (*) D3-Steel Swing door 1500x2100 mm,side hung double shutter door |  | No. | 4 | 2675 | 10700 | 7693.73 | 30774.92 |  | 6500 | 26000
3.150.14 | B2.6.8 | (*) D4-Steel Swing door 1500x2100 mm,single leaf hinged door ( Frame : Powder coated hot dipp galvanized) |  | No. | 2 | 3350 | 6700 | 6510.08 | 13020.16 |  | 12000 | 24000
3.150.15 | B2.6.9 | (*) D5-Steel Sliding door 800x2100 mm,sliding single shutter door ( frame : Powder coated hot dipp galvanized) |  | No. | 10 | 1800 | 18000 | 4734.6 | 47346 |  | 3500 | 35000
3.150.16 | B2.6.10 | (*) D8-Steel Mesh door 1000x2100 mm,side hung single shutter door , |  | No. | 8 | 1600 | 12800 | 4734.6 | 37876.8 |  | 5500 | 44000
3.150.17 | B2.6.11 | (*) D9-Steel Sliding door 1000x2100 mm,sliding single shutter door ( frame : Single leaf alumin. frame) |  | No. | 4 | 1700 | 6800 | 14203.81 | 56815.24 |  | 6300 | 25200
| Note | Note Details
3.150.18 | - | Glass Door and Partition
3.150.19 | - | Supply and install powder coated aluminum with double Tinted glass 6+12+6mm ,including all accessories needed for installation as per mention in drawings & specifications (doors included)
| Item Code | Description | Item Remarks | Unit of Measurement | Quantity/Base Price | Unit Price/Discount % (Excluding VAT) | Total | Unit Price/Discount % (Excluding VAT) | Total |  | Unit Price/Discount % (Excluding VAT) | Total
3.150.20 | B2.6.12 | (*) GD1 Glass door (1000x2100)mm |  | No. | 2 | 1650 | 3300 | 17754.76 | 35509.52 |  | 12000 | 24000
3.150.21 | B2.6.13 | (*) Glass Partition for Jewel of Africa |  | m2 | 17 | 800 | 13600 | 7693.73 | 130793.41 |  | 3600 | 61200
3.150.22 | B2.6.14 | (*) Glass Partition |  | m2 | 11 | 800 | 8800 | 7693.73 | 84631.03 |  | 5000 | 55000
| Note | Note Details
3.150.23 | - | Additional items
| Item Code | Description | Item Remarks | Unit of Measurement | Quantity/Base Price | Unit Price/Discount % (Excluding VAT) | Total | Unit Price/Discount % (Excluding VAT) | Total |  | Unit Price/Discount % (Excluding VAT) | Total
3.150.24 | AI | (*) Contractor may price here any items which has been shown in the Contract drawings or any other Contract Documents but overlooked or not specifically mentioned inthe schedule of items and is necessary for the satisfactory completion of the Works. Should the Contractor fail to insert any item here, it will be deemed that lump sum Contract Price includes all such items and no claims for additional items will be entertained. |  | Item | 1 | 0 | 0 | 0 | 0 |  | 0 | 0
| Note | Note Details
3.150.25 | - | Please attach one PDF file to be named "Additional Items for (insert bill no/name & Section No/name)" for the details of these additional items in the additional attachment area at the end of the BOQ.
3.151 GS - B2-07 FINISHES - B. O. H. | [5 empty] | 25 (out of 25) | 870791 | 25 (out of 25) | 1799335.7 |  | 25 (out of 25) | 2025515
| Note | Note Details
3.151.1 | - | External wall Finish
3.151.2 | - | Supply and Apply Epoxy External Paint including all necessary work as per drawing , specifications subject to engineers approval.
| Item Code | Description | Item Remarks | Unit of Measurement | Quantity/Base Price | Unit Price/Discount % (Excluding VAT) | Total | Unit Price/Discount % (Excluding VAT) | Total |  | Unit Price/Discount % (Excluding VAT) | Total
3.151.3 | B2.7.1 | (*) Epoxy External Paint |  | m2 | 104 | 48 | 4992 | 65.1 | 6770.4 |  | 30 | 3120
| Note | Note Details
3.151.4 | - | Supply and Fix External Artificial Rock including all necessary work as per drawing , specifications subject to engineers approval.
| Item Code | Description | Item Remarks | Unit of Measurement | Quantity/Base Price | Unit Price/Discount % (Excluding VAT) | Total | Unit Price/Discount % (Excluding VAT) | Total |  | Unit Price/Discount % (Excluding VAT) | Total
3.151.5 | B2.7.2 | (*) External Artificial Rock including finishing layer |  | m2 | 921 | 540 | 497340 | 976.51 | 899365.71 |  | 1400 | 1289400
| Note | Note Details
3.151.6 | - | Wall Finishes
3.151.7 | - | Supply and fix wall tiles adhesive on cement screed including all necessary work as per drawing, specifications and subject to engineers approval.
| Item Code | Description | Item Remarks | Unit of Measurement | Quantity/Base Price | Unit Price/Discount % (Excluding VAT) | Total | Unit Price/Discount % (Excluding VAT) | Total |  | Unit Price/Discount % (Excluding VAT) | Total
3.151.8 | B2.7.3 | (*) 40x40 cm ceramic tiles |  | m2 | 25 | 95 | 2375 | 216.02 | 5400.5 |  | 165 | 4125
| Note | Note Details
3.151.9 | - | Prepare and apply High quality acrylic copolymer based Emulsion paint on Plaster including all necessary work as per drawing ,specifications and subject to engineers approval.
| Item Code | Description | Item Remarks | Unit of Measurement | Quantity/Base Price | Unit Price/Discount % (Excluding VAT) | Total | Unit Price/Discount % (Excluding VAT) | Total |  | Unit Price/Discount % (Excluding VAT) | Total
3.151.10 | B2.7.4 | (*) Epoxy paint |  | m2 | 973 | 48 | 46704 | 29.59 | 28791.07 |  | 165 | 160545
| Note | Note Details
3.151.11 | - | Artificial rock including all necessary work as per drawing ,specifications and subject to engineers approval.
| Item Code | Description | Item Remarks | Unit of Measurement | Quantity/Base Price | Unit Price/Discount % (Excluding VAT) | Total | Unit Price/Discount % (Excluding VAT) | Total |  | Unit Price/Discount % (Excluding VAT) | Total
3.151.12 | B2.7.5 | (*) Artificial Rock |  | m2 | 139 | 540 | 75060 | 976.51 | 135734.89 |  | 1400 | 194600
3.151.13 | B2.7.6 | (*) Acrylic panels |  | Item | 1 | 16000 | 16000 | 384686.45 | 384686.45 |  | 0 | 0
3.151.14 | B2.7.7 | (*) Sticker on wall for Jewel of Africa |  | m2 | 8 | 275 | 2200 | 355.1 | 2840.8 |  | 400 | 3200
| Note | Note Details
3.151.15 | - | Floor Finishes
3.151.16 | - | Supply and fix floor tiles adhesive on cement screed including all necessary work as per drawing, specifications and subject to engineers approval.,DIVISION 9 - 09 30 00
| Item Code | Description | Item Remarks | Unit of Measurement | Quantity/Base Price | Unit Price/Discount % (Excluding VAT) | Total | Unit Price/Discount % (Excluding VAT) | Total |  | Unit Price/Discount % (Excluding VAT) | Total
3.151.17 | B2.7.8 | (*) FL- 04,40x40 cm Ceramic tiles |  | m2 | 5 | 95 | 475 | 234.66 | 1173.3 |  | 165 | 825
3.151.18 | B2.7.9 | (*) FL-03,41.60x41.60 cm Non slip ceramic tiles |  | m2 | 83 | 105 | 8715 | 234.66 | 19476.78 |  | 165 | 13695
| Note | Note Details
3.151.19 | - | Prepare and apply epoxy paint on cement screed including all necessary work as per drawing ,specifications and subject to engineers approval.DIVISION 9 - 096700
| Item Code | Description | Item Remarks | Unit of Measurement | Quantity/Base Price | Unit Price/Discount % (Excluding VAT) | Total | Unit Price/Discount % (Excluding VAT) | Total |  | Unit Price/Discount % (Excluding VAT) | Total
3.151.20 | B2.7.10 | (*) FL-02,Fare Faced concrete Epoxy Coated Flooring |  | m2 | 310 | 190 | 58900 | 109.01 | 33793.1 |  | 165 | 51150
| Note | Note Details
3.151.21 | - | Supply and fix Stamped concrete including all necessary work as per drawing ,specifications and subject to engineers approval.,DIVISION 3 - 03 35 33
| Item Code | Description | Item Remarks | Unit of Measurement | Quantity/Base Price | Unit Price/Discount % (Excluding VAT) | Total | Unit Price/Discount % (Excluding VAT) | Total |  | Unit Price/Discount % (Excluding VAT) | Total
3.151.22 | B2.7.11 | (*) FL-01,Stamped Concrete |  | m2 | 18 | 260 | 4680 | 266.32 | 4793.76 |  | 300 | 5400
| Note | Note Details
3.151.23 | - | Supply and fix raised floor including all necessary work as per drawing ,specifications and subject to engineers approval.
| Item Code | Description | Item Remarks | Unit of Measurement | Quantity/Base Price | Unit Price/Discount % (Excluding VAT) | Total | Unit Price/Discount % (Excluding VAT) | Total |  | Unit Price/Discount % (Excluding VAT) | Total
3.151.24 | B2.7.12 | (*) FL-06,Raised floor |  | m2 | 14 | 800 | 11200 | 591.83 | 8285.62 |  | 800 | 11200
| Note | Note Details
3.151.25 | - | Skirting Finishes
3.151.26 | - | Supply and fix wall skirting including all necessary work as per drawing ,specifications and subject to engineers approval.
| Item Code | Description | Item Remarks | Unit of Measurement | Quantity/Base Price | Unit Price/Discount % (Excluding VAT) | Total | Unit Price/Discount % (Excluding VAT) | Total |  | Unit Price/Discount % (Excluding VAT) | Total
3.151.27 | B2.7.13 | (*) 40x10 cm ceramic skirting |  | Item | 1 | 3000 | 3000 | 3550.95 | 3550.95 |  | 2500 | 2500
3.151.28 | B2.7.14 | (*) 10 cm height foam PVC skirting |  | Item | 1 | 3400 | 3400 | 3550.95 | 3550.95 |  | 1500 | 1500
3.151.29 | B2.7.15 | (*) 20x10 cm ceramic skirting |  | Item | 1 | 3000 | 3000 | 3550.95 | 3550.95 |  | 720 | 720
| Note | Note Details
3.151.30 | - | Ceiling Finishes
3.151.31 | - | Prepare and apply paint including all necessary work as per drawing , specifications subject to engineers approval,DIVISION 9 - 095133
| Item Code | Description | Item Remarks | Unit of Measurement | Quantity/Base Price | Unit Price/Discount % (Excluding VAT) | Total | Unit Price/Discount % (Excluding VAT) | Total |  | Unit Price/Discount % (Excluding VAT) | Total
3.151.32 | B2.7.16 | (*) Epoxy Paint |  | m2 | 221 | 48 | 10608 | 53.26 | 11770.46 |  | 40 | 8840
| Note | Note Details
3.151.33 | - | Prepare and apply Mock rock Ceiling with sky effect including all necessary work as per drawing , specifications subject to engineers approval DIVISION 7 - 074646
| Item Code | Description | Item Remarks | Unit of Measurement | Quantity/Base Price | Unit Price/Discount % (Excluding VAT) | Total | Unit Price/Discount % (Excluding VAT) | Total |  | Unit Price/Discount % (Excluding VAT) | Total
3.151.34 | B2.7.17 | (*) Mock rock Ceiling with sky effect |  | m2 | 51 | 650 | 33150 | 1154.06 | 58857.06 |  | 1000 | 51000
| Note | Note Details
3.151.35 | - | Prepare and apply Gypsum False celling including all necessary work as per drawing , specifications subject to engineers approval.DIVISION 9 - 095133
| Item Code | Description | Item Remarks | Unit of Measurement | Quantity/Base Price | Unit Price/Discount % (Excluding VAT) | Total | Unit Price/Discount % (Excluding VAT) | Total |  | Unit Price/Discount % (Excluding VAT) | Total
3.151.36 | B2.7.18 | (*) 12.5mm Moisture resistant Gypsum celling with graphic sticker lamination and emulsion textured finish |  | m2 | 54 | 160 | 8640 | 355.1 | 19175.4 |  | 600 | 32400
| Note | Note Details
3.151.37 | - | Supply and Fix Gypsum False celling including all necessary work as per drawing , specifications subject to engineers approval.DIVISION 9 - 095133
| Item Code | Description | Item Remarks | Unit of Measurement | Quantity/Base Price | Unit Price/Discount % (Excluding VAT) | Total | Unit Price/Discount % (Excluding VAT) | Total |  | Unit Price/Discount % (Excluding VAT) | Total
3.151.38 | B2.7.19 | (*) Aluminium Tiles False celling |  | m2 | 44 | 250 | 11000 | 272.24 | 11978.56 |  | 250 | 11000
| Note | Note Details
3.151.39 | - | Supply and Fix Knet NET of Roaps including all necessary work as per drawing , specifications subject to engineers approval.
| Item Code | Description | Item Remarks | Unit of Measurement | Quantity/Base Price | Unit Price/Discount % (Excluding VAT) | Total | Unit Price/Discount % (Excluding VAT) | Total |  | Unit Price/Discount % (Excluding VAT) | Total
3.151.40 | B2.7.20 | (*) Knet NET of Roaps |  | m2 | 18 | 450 | 8100 | 236.73 | 4261.14 |  | 1000 | 18000
| Note | Note Details
3.151.41 | - | Supply and Apply Anti Fungus paint including all necessary work as per drawing , specifications subject to engineers approval.
| Item Code | Description | Item Remarks | Unit of Measurement | Quantity/Base Price | Unit Price/Discount % (Excluding VAT) | Total | Unit Price/Discount % (Excluding VAT) | Total |  | Unit Price/Discount % (Excluding VAT) | Total
3.151.42 | B2.7.21 | (*) Anti Fungus Above Ceiling (wet Area) |  | m2 | 149 | 18 | 2682 | 41.43 | 6173.07 |  | 15 | 2235
| Note | Note Details
3.151.43 | - | Backgrounds
3.151.44 | - | Supply and apply ready mixed sand cement plaster with all related accessories mesh, angles, etc., as per drawings and specifications. Cement plaster finish to internal surfaces
| Item Code | Description | Item Remarks | Unit of Measurement | Quantity/Base Price | Unit Price/Discount % (Excluding VAT) | Total | Unit Price/Discount % (Excluding VAT) | Total |  | Unit Price/Discount % (Excluding VAT) | Total
3.151.45 | B2.7.22 | (*) Walls |  | m2 | 973 | 44 | 42812 | 109.25 | 106300.25 |  | 120 | 116760
3.151.46 | B2.7.23 | (*) Ceiling |  | m2 | 221 | 48 | 10608 | 109.25 | 24144.25 |  | 140 | 30940
3.151.47 | B2.7.24 | (*) Elevations and parapet |  | m2 | 103 | 50 | 5150 | 144.76 | 14910.28 |  | 120 | 12360
| Note | Note Details
3.151.48 | - | Additional items
| Item Code | Description | Item Remarks | Unit of Measurement | Quantity/Base Price | Unit Price/Discount % (Excluding VAT) | Total | Unit Price/Discount % (Excluding VAT) | Total |  | Unit Price/Discount % (Excluding VAT) | Total
3.151.49 | AI | (*) Contractor may price here any items which has been shown in the Contract drawings or any other Contract Documents but overlooked or not specifically mentioned inthe schedule of items and is necessary for the satisfactory completion of the Works. Should the Contractor fail to insert any item here, it will be deemed that lump sum Contract Price includes all such items and no claims for additional items will be entertained. |  | Item | 1 | 0 | 0 | 0 | 0 |  | 0 | 0
| Note | Note Details
3.151.50 | - | Please attach one PDF file to be named "Additional Items for (insert bill no/name & Section No/name)" for the details of these additional items in the additional attachment area at the end of the BOQ.
3.152 GS - B2-08 ACCESSORIES - B. O. H. | [5 empty] | 3 (out of 3) | 143750 | 3 (out of 3) | 79896.43 |  | 3 (out of 3) | 110000
| Note | Note Details
3.152.1 | - | Kitchen Cabinet
3.152.2 | - | Supply and installation of Kitchen Cabinet including all accessories, fixing etc. all complete as detailed on drawing and engineer approval
| Item Code | Description | Item Remarks | Unit of Measurement | Quantity/Base Price | Unit Price/Discount % (Excluding VAT) | Total | Unit Price/Discount % (Excluding VAT) | Total |  | Unit Price/Discount % (Excluding VAT) | Total
3.152.3 | B2.8.1 | (*) Base cabinet Including granite skirting, granite counter top Stainless steel serializable sink etc. (High 900mm) |  | m | 5 | 27000 | 135000 | 4142.78 | 20713.9 |  | 2000 | 10000
| Note | Note Details
3.152.4 | - | Signage
3.152.5 | - | Supply and Fix All internal and external signage as per specification, drawings and engineer approval
| Item Code | Description | Item Remarks | Unit of Measurement | Quantity/Base Price | Unit Price/Discount % (Excluding VAT) | Total | Unit Price/Discount % (Excluding VAT) | Total |  | Unit Price/Discount % (Excluding VAT) | Total
3.152.6 | B2.8.2 | (*) All internal and external signage |  | Item | 1 | 8750 | 8750 | 59182.53 | 59182.53 |  | 100000 | 100000
| Note | Note Details
3.152.7 | - | Additional items
| Item Code | Description | Item Remarks | Unit of Measurement | Quantity/Base Price | Unit Price/Discount % (Excluding VAT) | Total | Unit Price/Discount % (Excluding VAT) | Total |  | Unit Price/Discount % (Excluding VAT) | Total
3.152.8 | AI | (*) Contractor may price here any items which has been shown in the Contract drawings or any other Contract Documents but overlooked or not specifically mentioned inthe schedule of items and is necessary for the satisfactory completion of the Works. Should the Contractor fail to insert any item here, it will be deemed that lump sum Contract Price includes all such items and no claims for additional items will be entertained. |  | Item | 1 | 0 | 0 | 0 | 0 |  | 0 | 0
| Note | Note Details
3.152.9 | - | Please attach one PDF file to be named "Additional Items for (insert bill no/name & Section No/name)" for the details of these additional items in the additional attachment area at the end of the BOQ.
3.153 GS - B2-9 FURNISHINGS AND EQUIPMENT - B. O. H. | [5 empty] | 13 (out of 13) | 97550 | 13 (out of 13) | 81671.89 |  | 13 (out of 13) | 100000
| Note | Note Details
3.153.1 | - | Furnishings and Equipment
3.153.2 | - | Equipment
3.153.3 | - | Supply and Fix Equipment as per specifications , drawings and engineer approval
| Item Code | Description | Item Remarks | Unit of Measurement | Quantity/Base Price | Unit Price/Discount % (Excluding VAT) | Total | Unit Price/Discount % (Excluding VAT) | Total |  | Unit Price/Discount % (Excluding VAT) | Total
3.153.4 | B2.9.1 | (*) E/ST-01,Stainless steel working surfaces |  | Item | 1 | 6500 | 6500 | 4734.6 | 4734.6 |  | 5000 | 5000
3.153.5 | B2.9.2 | (*) E/ST-02,Stainless steel working surfaces with Stainless steel sterilizable sinks |  | Item | 1 | 32000 | 32000 | 17754.76 | 17754.76 |  | 15000 | 15000
3.153.6 | B2.9.3 | (*) E/F-01,Mini Fridge |  | Item | 1 | 4000 | 4000 | 4734.6 | 4734.6 |  | 6000 | 6000
3.153.7 | B2.9.4 | (*) E/W-02,White Board |  | Item | 1 | 650 | 650 | 1775.48 | 1775.48 |  | 1000 | 1000
| Note | Note Details
3.153.8 | - | Furniture
3.153.9 | - | Supply only of loose furniture as per specifications , drawings and engineer approval
| Item Code | Description | Item Remarks | Unit of Measurement | Quantity/Base Price | Unit Price/Discount % (Excluding VAT) | Total | Unit Price/Discount % (Excluding VAT) | Total |  | Unit Price/Discount % (Excluding VAT) | Total
3.153.10 | B2.9.5 | (*) F/C-01,TASK CHAIR |  | Item | 1 | 3600 | 3600 | 591.83 | 591.83 |  | 2500 | 2500
3.153.11 | B2.9.6 | (*) F/C-02,VISITOR CHAIR |  | Item | 1 | 3200 | 3200 | 1183.65 | 1183.65 |  | 3000 | 3000
3.153.12 | B2.9.7 | (*) F/C-03,BENCH |  | Item | 1 | 7500 | 7500 | 23673.01 | 23673.01 |  | 30000 | 30000
3.153.13 | B2.9.8 | (*) F/T-01,DESK |  | Item | 1 | 12000 | 12000 | 6510.08 | 6510.08 |  | 3000 | 3000
3.153.14 | B2.9.9 | (*) F/T-02,COFFEE TABLE |  | Item | 1 | 3300 | 3300 | 2959.13 | 2959.13 |  | 2500 | 2500
3.153.15 | B2.9.10 | (*) F/SSH-01,GREDENZA |  | Item | 1 | 4800 | 4800 | 4734.6 | 4734.6 |  | 8000 | 8000
3.153.16 | B2.9.11 | (*) F/SSH-02,CABINET |  | Item | 1 | 15000 | 15000 | 9469.2 | 9469.2 |  | 4000 | 4000
3.153.17 | B2.9.12 | (*) F/EB-01,EQUIPMENT HANGING BOARD |  | Item | 1 | 5000 | 5000 | 3550.95 | 3550.95 |  | 20000 | 20000
| Note | Note Details
3.153.18 | - | Additional items
| Item Code | Description | Item Remarks | Unit of Measurement | Quantity/Base Price | Unit Price/Discount % (Excluding VAT) | Total | Unit Price/Discount % (Excluding VAT) | Total |  | Unit Price/Discount % (Excluding VAT) | Total
3.153.19 | AI | (*) Contractor may price here any items which has been shown in the Contract drawings or any other Contract Documents but overlooked or not specifically mentioned inthe schedule of items and is necessary for the satisfactory completion of the Works. Should the Contractor fail to insert any item here, it will be deemed that lump sum Contract Price includes all such items and no claims for additional items will be entertained. |  | Item | 1 | 0 | 0 | 0 | 0 |  | 0 | 0
| Note | Note Details
3.153.20 | - | Please attach one PDF file to be named "Additional Items for (insert bill no/name & Section No/name)" for the details of these additional items in the additional attachment area at the end of the BOQ.
3.154 GS - B2-10 MECHANICAL INSTALLATION - B. O. H. | [5 empty] | 115 (out of 115) | 2052202 | 115 (out of 115) | 3422204.72 |  | 115 (out of 115) | 2130195
| Note | Note Details
3.154.1 | - | Back of House Building
3.154.2 | - | The Drawings ,B.O.Q and specification are one unit.
3.154.3 | - | All Items and quantities are based on the Drawings, B.O.Q and specifications.
3.154.4 | - | All Items including supply and installation as per specifications and client requirements.
3.154.5 | - | All Items including supply and installation unless otherwise mentioned.
3.154.6 | - | All Items must be reviewed and approved by Civil Defense , Client or his representative before installation.
3.154.7 | - | Rates shall include all testing , commissioning as specified and follow the condition of contract and estidama requirment.
3.154.8 | - | Allow for work to be carried out on materials to be supplied on fees to be paid in respect of authority to be expended at the direction of the engineer.
3.154.9 | - | Allow for work to be connected to existing connection points for water supply , drainge network , fire fighting system.
3.154.10 | - | Heating, ventilating and air-conditioning
3.154.11 | - | Supply, installation, testing, balancing & commissioning of complete Air Conditioning, Heating & Ventilation ,System as specified complete with in all respects as per drawings, specification, applicable standards, manufacturer recommendations, and as per drawings, mentioned in specification complete in all respects ready to operate including all builders work, coordination with other trades etc but not limited to the following;
| Item Code | Description | Item Remarks | Unit of Measurement | Quantity/Base Price | Unit Price/Discount % (Excluding VAT) | Total | Unit Price/Discount % (Excluding VAT) | Total |  | Unit Price/Discount % (Excluding VAT) | Total
3.154.12 | B2.10.1 | (*) Air Handling Unit (AHU), complete including connection to condensate drain piping, copper Pipework, connection to the duct work, necessary flexible connections, vibration isolators in accordance with the manufacturer's recommendations including final electrical connection, control panel, etc.; all in accordance with the specification and drawings |  | No. | 1 | 96750 | 96750 | 195302.35 | 195302.35 |  | 84000 | 84000
3.154.13 | B2.10.2 | (*) Wall Mounted (Decorative) Unit complete with necessary Pipework, ductworks, valves, strainers, flexible connections, thermometers; controls and associated accessories, vibration isolators, sound liner, attenuators comply with manufacturer's details, final electrical connection, control panel and acoustic linings to reduced noise level; condensate drain piping up to the nearest floor drain, etc.; all in accordance with the specification and drawings; |  | No. | 2 | 9155 | 18310 | 17754.76 | 35509.52 |  | 10200 | 20400
3.154.14 | B2.10.3 | (*) Ditto; Ceiling Suspended (Ducted) Unit |  | No. | 3 | 9155 | 27465 | 14795.63 | 44386.89 |  | 9000 | 27000
3.154.15 | B2.10.4 | (*) VRF Outdoor Unit complete with necessary Pipework, valves, strainers, flexible connections, thermometers; controls and associated accessories, vibration isolators, comply with manufacturer's details, final electrical connection, control panel and acoustic linings to reduced noise level; condensate drain piping up to the nearest floor drain, etc.; all in accordance with the specification and drawings |  | No. | 3 | 91050 | 273150 | 17754.76 | 53264.28 |  | 90000 | 270000
3.154.16 | B2.10.5 | (*) Supply and Return Air Diffuser |  | No. | 44 | 825 | 36300 | 1775.48 | 78121.12 |  | 360 | 15840
3.154.17 | B2.10.6 | (*) Supply and Return Air Grilles |  | No. | 12 | 825 | 9900 | 2367.3 | 28407.6 |  | 420 | 5040
3.154.18 | B2.10.7 | (*) Volume Control Damper |  | No. | 52 | 995 | 51740 | 1775.48 | 92324.96 |  | 720 | 37440
3.154.19 | B2.10.8 | (*) Galvanized steel sheet metal, rectangular ductwork complete with insulation and all bends, tees, junctions, transformations, splitters, turning vanes, access panels, bell mouths, pressure dampers, fire dampers, fire retardant sealants for all ductwork passing through fire rated structures and connection to equipment, etc.; all in accordance with the specification and drawings |  | m2 | 315 | 425 | 133875 | 236.73 | 74569.95 |  | 1170 | 368550
3.154.20 | B2.10.9 | (*) Fresh Air louvers with sand trap filter to match with Architectural Cladding complete; all in accordance with the specification and drawing |  | Item | 1 | 20625 | 20625 | 17754.76 | 17754.76 |  | 3000 | 3000
3.154.21 | B2.10.10 | (*) Exhaust Disc Valve |  | No. | 1 | 660 | 660 | 2959.13 | 2959.13 |  | 600 | 600
3.154.22 | B2.10.11 | (*) Exhaust fans including necessary dampers, controls and associated accessories, connection to duct work and electrical connection with automatic charge over switch, etc.; all in accordance with the specification and drawings |  | No. | 2 | 1515 | 3030 | 17754.76 | 35509.52 |  | 5400 | 10800
3.154.23 | B2.10.12 | (*) Duct UV sterilizer |  | No. | 1 | 28200 | 28200 | 5918.25 | 5918.25 |  | 4590 | 4590
3.154.24 | B2.10.13 | (*) Air Curtains; all in accordance with the specification and drawings |  | No. | 8 | 3235 | 25880 | 7101.9 | 56815.2 |  | 3360 | 26880
3.154.25 | B2.10.14 | (*) Exhaust Air Diffuser Grills |  | No. | 5 | 825 | 4125 | 5918.25 | 29591.25 |  | 420 | 2100
| Note | Note Details
3.154.26 | - | Drainage system
3.154.27 | - | Supply, install and commission Drainage, uPVC soil ,waste, vent and rain water pipes- above ground and below ground pipes and fittings including supports, brackets, hangers in accordance with the specification including coordination and connection to Sanitary wares as per required to complete Drainage System.
| Item Code | Description | Item Remarks | Unit of Measurement | Quantity/Base Price | Unit Price/Discount % (Excluding VAT) | Total | Unit Price/Discount % (Excluding VAT) | Total |  | Unit Price/Discount % (Excluding VAT) | Total
3.154.28 | B2.10.15 | (*) Floor trap |  | No. | 3 | 425 | 1275 | 295.91 | 887.73 |  | 650 | 1950
3.154.29 | B2.10.16 | (*) Floor clean out |  | No. | 3 | 315 | 945 | 355.1 | 1065.3 |  | 600 | 1800
3.154.30 | B2.10.17 | (*) Supply and installation of sewerage manhole cover double sealed as per design complying to local regulation |  | No. | 2 | 22500 | 45000 | 6448.53 | 12897.06 |  | 3500 | 7000
3.154.31 | B2.10.18 | (*) Gully trap with Cover |  | No. | 1 | 965 | 965 | 1775.48 | 1775.48 |  | 1700 | 1700
3.154.32 | B2.10.19 | (*) Sand trap with Cover |  | No. | 1 | 965 | 965 | 3550.95 | 3550.95 |  | 7500 | 7500
3.154.33 | B2.10.20 | (*) uPVC pipe work installation including civil work accessories, fittings and fixings all in accordance to the specification and drawings; 50 mm dia |  | m | 4 | 105 | 420 | 94.69 | 378.76 |  | 55 | 220
3.154.34 | B2.10.21 | (*) Drainage pipe 110 mm |  | m | 25 | 125 | 3125 | 142.04 | 3551 |  | 90 | 2250
3.154.35 | B2.10.22 | (*) Drainage pipe 150 mm |  | m | 15 | 170 | 2550 | 135.71 | 2035.65 |  | 280 | 4200
| Note | Note Details
3.154.36 | - | Stormwater
| Item Code | Description | Item Remarks | Unit of Measurement | Quantity/Base Price | Unit Price/Discount % (Excluding VAT) | Total | Unit Price/Discount % (Excluding VAT) | Total |  | Unit Price/Discount % (Excluding VAT) | Total
3.154.37 | B2.10.23 | (*) Rainwater outlet |  | No. | 3 | 360 | 1080 | 591.83 | 1775.49 |  | 950 | 2850
3.154.38 | B2.10.24 | (*) uPVC pipe work installation including civil work, accessories, fittings and fixings all in accordance to the specification and drawings; 110mm dia |  | m | 30 | 100 | 3000 | 130.2 | 3906 |  | 90 | 2700
3.154.39 | B2.10.25 | (*) Rain water soka pit |  | No. | 2 | 2750 | 5500 | 4230.64 | 8461.28 |  | 6500 | 13000
3.154.40 | B2.10.26 | (*) Condensate drain pipe 25mm dia |  | No. | 35 | 275 | 9625 | 118.37 | 4142.95 |  | 45 | 1575
| Note | Note Details
3.154.41 | - | Water Supply
| Item Code | Description | Item Remarks | Unit of Measurement | Quantity/Base Price | Unit Price/Discount % (Excluding VAT) | Total | Unit Price/Discount % (Excluding VAT) | Total |  | Unit Price/Discount % (Excluding VAT) | Total
3.154.42 | B2.10.27 | (*) Supply and install water heaters including all necessary valve, thermometers, contactors,heating elements and accessories, etc.; all in accordance with the specification and drawings; |  | No. | 2 | 2420 | 4840 | 5918.25 | 11836.5 |  | 950 | 1900
3.154.43 | B2.10.28 | (*) Isolating Valve |  | No. | 4 | 760 | 3040 | 3550.95 | 14203.8 |  | 450 | 1800
3.154.44 | B2.10.29 | (*) Water Tap |  | No. | 8 | 175 | 1400 | 1006.1 | 8048.8 |  | 500 | 4000
3.154.45 | B2.10.30 | (*) Hose Bib |  | m | 2 | 480 | 960 | 1420.38 | 2840.76 |  | 200 | 400
3.154.46 | B2.10.31 | (*) Polypropylene pipe and fittings including insulation at roof, accessories and connections; all in accordance with the specification and drawings; 20 mm dia |  | m | 1 | 64 | 64 | 82.86 | 82.86 |  | 45 | 45
3.154.47 | B2.10.32 | (*) Ditto; 25mm dia |  | m | 32 | 66 | 2112 | 88.77 | 2840.64 |  | 50 | 1600
3.154.48 | B2.10.33 | (*) Ditto; 32mm dia |  | m | 32 | 77 | 2464 | 124.28 | 3976.96 |  | 60 | 1920
3.154.49 | B2.10.34 | (*) Ditto; 40mm dia |  | m | 17 | 62 | 1054 | 142.04 | 2414.68 |  | 65 | 1105
3.154.50 | B2.10.35 | (*) Ditto; 50mm dia |  | m | 5 | 98 | 490 | 177.55 | 887.75 |  | 75 | 375
3.154.51 | B2.10.36 | (*) Hot water pipe with insulation |  | m | 1 | 98 | 98 | 177.55 | 177.55 |  | 55 | 55
3.154.52 | B2.10.37 | (*) Pump Set complete including valves, flexible connections, pressure vessel, vibration isolators, safety devices, prewired control panels, DDC with buzzer and flash indicator strainers, foundations and electrical connections to local outlets; all in accordance with the specification and drawings; Booster Pump |  | No. | 1 | 21175 | 21175 | 769372.9 | 769372.9 |  | 45000 | 45000
3.154.53 | B2.10.38 | (*) Water GRP tank insulated panels complete with all interconnecting piping, fittings, valves, etc.; all in accordance with the specification and drawings; roof Water GRP Tank |  | No. | 1 | 22000 | 22000 | 94692.05 | 94692.05 |  | 20000 | 20000
3.154.54 | B2.10.39 | (*) Main Gate Valve |  | No. | 1 | 1500 | 1500 | 3550.95 | 3550.95 |  | 7500 | 7500
| Note | Note Details
3.154.55 | - | Toilet fixture and accessories
3.154.56 | - | Supply and fix Sanitary Ware ,including all accessories needed for installation as per mention in drawings & specifications
| Item Code | Description | Item Remarks | Unit of Measurement | Quantity/Base Price | Unit Price/Discount % (Excluding VAT) | Total | Unit Price/Discount % (Excluding VAT) | Total |  | Unit Price/Discount % (Excluding VAT) | Total
3.154.57 | B2.10.40 | (*) WC |  | Item | 1 | 26500 | 26500 | 3550.95 | 3550.95 |  | 3000 | 3000
3.154.58 | B2.10.41 | (*) WC Hand Spray |  | Item | 1 | 1585 | 1585 | 236.73 | 236.73 |  | 200 | 200
3.154.59 | B2.10.42 | (*) S.S Double Toilet Tissue Dispenser |  | Item | 1 | 1780 | 1780 | 2367.3 | 2367.3 |  | 1800 | 1800
3.154.60 | B2.10.43 | (*) Wash Basin |  | Item | 1 | 14300 | 14300 | 4142.78 | 4142.78 |  | 2900 | 2900
3.154.61 | B2.10.44 | (*) Soap Dispense |  | Item | 1 | 800 | 800 | 355.1 | 355.1 |  | 450 | 450
3.154.62 | B2.10.45 | (*) Floor Drain |  | Item | 1 | 1925 | 1925 | 591.83 | 591.83 |  | 0 | 0
3.154.63 | B2.10.46 | (*) Stainless Steel Handle |  | Item | 1 | 3025 | 3025 | 3550.95 | 3550.95 |  | 500 | 500
3.154.64 | B2.10.47 | (*) Mirrors various size |  | Item | 1 | 4300 | 4300 | 1775.48 | 1775.48 |  | 500 | 500
| Note | Note Details
3.154.65 | - | Fire protection
3.154.66 | - | Supply and installation, testing, commissioning fire fighting system with all accessories as per ADCD latest code
| Item Code | Description | Item Remarks | Unit of Measurement | Quantity/Base Price | Unit Price/Discount % (Excluding VAT) | Total | Unit Price/Discount % (Excluding VAT) | Total |  | Unit Price/Discount % (Excluding VAT) | Total
3.154.67 | B2.10.48 | (*) Fire Hose Cabinet; all in accordance with the drawing and specification |  | No. | 2 | 10315 | 20630 | 8877.38 | 17754.76 |  | 18000 | 36000
3.154.68 | B2.10.49 | (*) Fire extinguishers and equipment complete as specified including supports, brackets, instruction signs and the like; all in accordance with the specification and drawings; 6 kg dry powder fire extinguisher |  | No. | 5 | 525 | 2625 | 473.46 | 2367.3 |  | 420 | 2100
3.154.69 | B2.10.50 | (*) 5 kg co2 fire extinguisher |  | No. | 5 | 425 | 2125 | 532.64 | 2663.2 |  | 400 | 2000
3.154.70 | B2.10.51 | (*) Galvanized Steel wet riser pipe including fittings, valves and accessories; all in accordance with the specification and drawings; 25mm dia. |  | m | 55 | 175 | 9625 | 177.55 | 9765.25 |  | 150 | 8250
3.154.71 | B2.10.52 | (*) Ditto : Fire fighting pipe 65mm dia |  | m | 55 | 345 | 18975 | 236.73 | 13020.15 |  | 190 | 10450
| Note | Note Details
3.154.72 | - | SUNDRIES:-
| Item Code | Description | Item Remarks | Unit of Measurement | Quantity/Base Price | Unit Price/Discount % (Excluding VAT) | Total | Unit Price/Discount % (Excluding VAT) | Total |  | Unit Price/Discount % (Excluding VAT) | Total
3.154.73 | B2.10.53 | (*) Sundries; Allow for supports, including fixings, anchors, insulating block, anti vibration devices and noise suppression measures |  | Item | 1 | 4000 | 4000 | 5918.25 | 5918.25 |  | 5000 | 5000
3.154.74 | B2.10.54 | (*) Allow for identifications, tag plates, labels, signage and colour coding for all services. |  | Item | 1 | 1000 | 1000 | 5918.25 | 5918.25 |  | 2000 | 2000
3.154.75 | B2.10.55 | (*) Allow for testing and pre-commissioning |  | Item | 1 | 2000 | 2000 | 5918.25 | 5918.25 |  | 500 | 500
3.154.76 | B2.10.56 | (*) Allow for commissioning |  | Item | 1 | 1000 | 1000 | 5918.25 | 5918.25 |  | 500 | 500
3.154.77 | B2.10.57 | (*) Allow for tools and spares |  | Item | 1 | 500 | 500 | 5918.25 | 5918.25 |  | 500 | 500
3.154.78 | B2.10.58 | (*) Allow for document and certification |  | Item | 1 | 500 | 500 | 5918.25 | 5918.25 |  | 2000 | 2000
3.154.79 | B2.10.59 | (*) Allow for co-ordination with other services |  | Item | 1 | 500 | 500 | 5918.25 | 5918.25 |  | 1000 | 1000
3.154.80 | B2.10.60 | (*) Allow for cutting or forming holes, mortises, chases, or the like and making good finishing |  | Item | 1 | 500 | 500 | 5918.25 | 5918.25 |  | 2000 | 2000
3.154.81 | B2.10.61 | (*) Allow for building in or cutting and pinning brackets or the like and making good finishing |  | Item | 1 | 500 | 500 | 5918.25 | 5918.25 |  | 1500 | 1500
3.154.82 | B2.10.62 | (*) Allow for protective painting to all systems |  | Item | 1 | 1000 | 1000 | 5918.25 | 5918.25 |  | 1500 | 1500
3.154.83 | B2.10.63 | (*) Allow for decorative painting to all systems |  | Item | 1 | 500 | 500 | 5918.25 | 5918.25 |  | 1000 | 1000
3.154.84 | B2.10.64 | (*) Allow for drawings, manuals, submittal, samples inspections, instruction books |  | Item | 1 | 2000 | 2000 | 5918.25 | 5918.25 |  | 5000 | 5000
3.154.85 | B2.10.65 | (*) Allow for builders work |  | Item | 1 | 1000 | 1000 | 5918.25 | 5918.25 |  | 60000 | 60000
3.154.86 | B2.10.66 | (*) Provide air seal partitions above false ceilings to make air zones as required and as shown on drawings and as specified |  | Item | 1 | 1000 | 1000 | 5918.25 | 5918.25 |  | 3000 | 3000
3.154.87 | B2.10.67 | (*) Allow for tools and spares for all the equipment supplied |  | Item | 1 | 1000 | 1000 | 5918.25 | 5918.25 |  | 0 | 0
| Note | Note Details
3.154.88 | - | Pump Room
3.154.89 | - | Heating, ventilating and air-conditioning
3.154.90 | - | Supply, installation, testing, balancing & commissioning of complete Air Conditioning, Heating & Ventilation ,System as specified complete with in all respects as per drawings, specification, applicable standards, manufacturer recommendations, and as per drawings, mentioned in specification complete in all respects ready to operate including all builders work, coordination with other trades etc but not limited to the following;
| Item Code | Description | Item Remarks | Unit of Measurement | Quantity/Base Price | Unit Price/Discount % (Excluding VAT) | Total | Unit Price/Discount % (Excluding VAT) | Total |  | Unit Price/Discount % (Excluding VAT) | Total
3.154.91 | B2.10.68 | (*) DX Split Air Conditioning Unit with Copper Pipes and all accessories |  | No. | 1 | 4800 | 4800 | 17754.76 | 17754.76 |  | 7500 | 7500
| Note | Note Details
3.154.92 | - | Stormwater
| Item Code | Description | Item Remarks | Unit of Measurement | Quantity/Base Price | Unit Price/Discount % (Excluding VAT) | Total | Unit Price/Discount % (Excluding VAT) | Total |  | Unit Price/Discount % (Excluding VAT) | Total
3.154.93 | B2.10.69 | (*) Rain water inlet |  | No. | 1 | 1500 | 1500 | 591.83 | 591.83 |  | 950 | 950
3.154.94 | B2.10.70 | (*) uPVC pipe work installation including civil work, accessories, fittings and fixings all in accordance to the specification and drawings; 110mm dia |  | m | 5 | 105 | 525 | 142.04 | 710.2 |  | 90 | 450
3.154.95 | B2.10.71 | (*) Rain water soka pit |  | No. | 1 | 12000 | 12000 | 4230.64 | 4230.64 |  | 6500 | 6500
| Note | Note Details
3.154.96 | - | Water Supply
| Item Code | Description | Item Remarks | Unit of Measurement | Quantity/Base Price | Unit Price/Discount % (Excluding VAT) | Total | Unit Price/Discount % (Excluding VAT) | Total |  | Unit Price/Discount % (Excluding VAT) | Total
3.154.97 | B2.10.72 | (*) Pump Set complete including valves, flexible connections, pressure vessel, vibration isolators, safety devices, prewired control panels, DDC with buzzer and flash indicator strainers, foundations and electrical connections to local outlets; all in accordance with the specification and drawings; Transfer Pump |  | No. | 1 | 45000 | 45000 | 236730.12 | 236730.12 |  | 50000 | 50000
3.154.98 | B2.10.73 | (*) ditto Filter Pump |  | No. | 1 | 24000 | 24000 | 11836.51 | 11836.51 |  | 40000 | 40000
3.154.99 | B2.10.74 | (*) Water GRP tank insulated panels complete with all interconnecting piping, fittings, valves, etc.; all in accordance with the specification and drawings; Ground Water GRP Tank |  | No. | 1 | 405000 | 405000 | 23673.01 | 23673.01 |  | 90000 | 90000
3.154.100 | B2.10.75 | (*) Multimedia Filtration System |  | No. | 1 | 26000 | 26000 | 59182.53 | 59182.53 |  | 60000 | 60000
3.154.101 | B2.10.76 | (*) Polypropylene pipe and fittings including insulation at roof, accessories and connections; all in accordance with the specification and drawings |  | Item | 1 | 33500 | 33500 | 5918.25 | 5918.25 |  | 20000 | 20000
| Note | Note Details
3.154.102 | - | Fire protection
3.154.103 | - | Supply and installation, testing, commissioning fire fighting system with all accessories as per ADCD Latest code
| Item Code | Description | Item Remarks | Unit of Measurement | Quantity/Base Price | Unit Price/Discount % (Excluding VAT) | Total | Unit Price/Discount % (Excluding VAT) | Total |  | Unit Price/Discount % (Excluding VAT) | Total
3.154.104 | B2.10.77 | (*) Fire extinguishers and equipment complete as specified including supports, brackets, instruction signs and the like; all in accordance with the specification and drawings; 6 kg dry powder fire extinguisher |  | No. | 1 | 525 | 525 | 473.46 | 473.46 |  | 420 | 420
3.154.105 | B2.10.78 | (*) Ditto; 5 kg CO2 fire extinguisher |  | No. | 1 | 425 | 425 | 532.64 | 532.64 |  | 400 | 400
3.154.106 | B2.10.80 | (*) UL/ FM Vertical turbine Fire fighting pump set complete including pump accessories all piping within pump room, valves, flexible connections, pressure vessel, strainer, vibrator, isolators, pre-wired control panels and electrical connection to local outlets; all in accordance with the specification and drawings; Fire pump set for building sprinkler and standpipe system (1 Electrical / 1 Diesel and& submersible jockey pumps) |  | No. | 1 | 385000 | 385000 | 769372.9 | 769372.9 |  | 480000 | 480000
3.154.107 | B2.10.81 | (*) Ditto : Circulation Pump |  | No. | 1 | 20175 | 20175 | 29591.27 | 29591.27 |  | 40000 | 40000
| Note | Note Details
3.154.108 | - | SUNDRIES:-
| Item Code | Description | Item Remarks | Unit of Measurement | Quantity/Base Price | Unit Price/Discount % (Excluding VAT) | Total | Unit Price/Discount % (Excluding VAT) | Total |  | Unit Price/Discount % (Excluding VAT) | Total
3.154.109 | B2.10.82 | (*) Sundries; Allow for supports, including fixings, anchors, insulating block, anti vibration devices and noise suppression measures |  | Item | 1 | 3000 | 3000 | 11836.51 | 11836.51 |  | 7000 | 7000
3.154.110 | B2.10.83 | (*) Allow for identifications, tag plates, labels, signage and colour coding for all services. |  | Item | 1 | 1000 | 1000 | 11836.51 | 11836.51 |  | 3000 | 3000
3.154.111 | B2.10.84 | (*) Allow for testing and pre-commissioning |  | Item | 1 | 2500 | 2500 | 11836.51 | 11836.51 |  | 500 | 500
3.154.112 | B2.10.85 | (*) Allow for commissioning |  | Item | 1 | 1000 | 1000 | 11836.51 | 11836.51 |  | 500 | 500
3.154.113 | B2.10.86 | (*) Allow for tools and spares |  | Item | 1 | 1000 | 1000 | 11836.51 | 11836.51 |  | 500 | 500
3.154.114 | B2.10.87 | (*) Allow for document and certification |  | Item | 1 | 1000 | 1000 | 11836.51 | 11836.51 |  | 2000 | 2000
3.154.115 | B2.10.88 | (*) Allow for co-ordination with other services |  | Item | 1 | 1000 | 1000 | 5918.25 | 5918.25 |  | 1000 | 1000
3.154.116 | B2.10.89 | (*) Allow for cutting or forming holes, mortises, chases, or the like and making good finishing |  | Item | 1 | 1000 | 1000 | 5918.25 | 5918.25 |  | 2000 | 2000
3.154.117 | B2.10.90 | (*) Allow for building in or cutting and pinning brackets or the like and making good finishing |  | Item | 1 | 1000 | 1000 | 5918.25 | 5918.25 |  | 2000 | 2000
3.154.118 | B2.10.91 | (*) Allow for protective painting to all systems |  | Item | 1 | 1000 | 1000 | 5918.25 | 5918.25 |  | 1000 | 1000
3.154.119 | B2.10.92 | (*) Allow for decorative painting to all systems |  | Item | 1 | 500 | 500 | 5918.25 | 5918.25 |  | 1000 | 1000
3.154.120 | B2.10.93 | (*) Allow for drawings, manuals, submittal, samples inspections, instruction books |  | Item | 1 | 2000 | 2000 | 11836.51 | 11836.51 |  | 5000 | 5000
3.154.121 | B2.10.94 | (*) Allow for builders work |  | Item | 1 | 1000 | 1000 | 11836.51 | 11836.51 |  | 20000 | 20000
3.154.122 | B2.10.95 | (*) Provide air seal partitions above false ceilings to make air zones as required and as shown on drawings and as specified |  | Item | 1 | 1000 | 1000 | 11836.51 | 11836.51 |  | 3000 | 3000
3.154.123 | B2.10.96 | (*) Allow for tools and spares for all the equipment supplied |  | Item | 1 | 500 | 500 | 11836.51 | 11836.51 |  | 0 | 0
| Note | Note Details
3.154.124 | - | Underground Pump Room
3.154.125 | - | Heating, ventilating and air-conditioning
3.154.126 | - | Supply, installation, testing, balancing & commissioning of complete Air Conditioning, Heating & Ventilation ,System as specified complete with in all respects as per drawings, specification, applicable standards, manufacturer recommendations, and as per drawings, mentioned in specification complete in all respects ready to operate including all builders work, coordination with other trades etc but not limited to the following;
| Item Code | Description | Item Remarks | Unit of Measurement | Quantity/Base Price | Unit Price/Discount % (Excluding VAT) | Total | Unit Price/Discount % (Excluding VAT) | Total |  | Unit Price/Discount % (Excluding VAT) | Total
3.154.127 | B2.10.97 | (*) DX Split Air Conditioning Unit with Copper Pipes and all accessories |  | No. | 2 | 6500 | 13000 | 21897.54 | 43795.08 |  | 7500 | 15000
| Note | Note Details
3.154.128 | - | Water Supply
| Item Code | Description | Item Remarks | Unit of Measurement | Quantity/Base Price | Unit Price/Discount % (Excluding VAT) | Total | Unit Price/Discount % (Excluding VAT) | Total |  | Unit Price/Discount % (Excluding VAT) | Total
3.154.129 | B2.10.98 | (*) Filtration Pump for Water Fall System |  | No. | 2 | 27000 | 54000 | 59182.53 | 118365.06 |  | 40000 | 80000
| Note | Note Details
3.154.130 | - | Fire protection
3.154.131 | - | Supply and installation, testing, commissioning fire fighting system with all accessories as per ADCD Latest code
| Item Code | Description | Item Remarks | Unit of Measurement | Quantity/Base Price | Unit Price/Discount % (Excluding VAT) | Total | Unit Price/Discount % (Excluding VAT) | Total |  | Unit Price/Discount % (Excluding VAT) | Total
3.154.132 | B2.10.99 | (*) Fire extinguishers and equipment complete as specified including supports, brackets, instruction signs and the like; all in accordance with the specification and drawings; 6 kg dry powder fire extinguisher |  | No. | 2 | 525 | 1050 | 473.46 | 946.92 |  | 420 | 840
3.154.133 | B2.10.100 | (*) 5 kg co2 fire extinguisher |  | No. | 2 | 425 | 850 | 532.64 | 1065.28 |  | 400 | 800
| Note | Note Details
3.154.134 | - | SUNDRIES:-
| Item Code | Description | Item Remarks | Unit of Measurement | Quantity/Base Price | Unit Price/Discount % (Excluding VAT) | Total | Unit Price/Discount % (Excluding VAT) | Total |  | Unit Price/Discount % (Excluding VAT) | Total
3.154.135 | B2.10.101 | (*) Sundries; Allow for supports, including fixings, anchors, insulating block, anti vibration devices and noise suppression measures |  | Item | 1 | 2000 | 2000 | 5918.25 | 5918.25 |  | 2000 | 2000
3.154.136 | B2.10.102 | (*) Allow for identifications, tag plates, labels, signage and colour coding for all services. |  | Item | 1 | 1000 | 1000 | 5918.25 | 5918.25 |  | 1000 | 1000
3.154.137 | B2.10.103 | (*) Allow for testing and pre-commissioning |  | Item | 1 | 2000 | 2000 | 5918.25 | 5918.25 |  | 500 | 500
3.154.138 | B2.10.104 | (*) Allow for commissioning |  | Item | 1 | 1000 | 1000 | 5918.25 | 5918.25 |  | 500 | 500
3.154.139 | B2.10.105 | (*) Allow for tools and spares |  | Item | 1 | 500 | 500 | 5918.25 | 5918.25 |  | 500 | 500
3.154.140 | B2.10.106 | (*) Allow for document and certification |  | Item | 1 | 1000 | 1000 | 5918.25 | 5918.25 |  | 1000 | 1000
3.154.141 | B2.10.107 | (*) Allow for co-ordination with other services |  | Item | 1 | 1000 | 1000 | 5918.25 | 5918.25 |  | 1000 | 1000
3.154.142 | B2.10.108 | (*) Allow for cutting or forming holes, mortises, chases, or the like and making good finishing |  | Item | 1 | 500 | 500 | 5918.25 | 5918.25 |  | 1000 | 1000
3.154.143 | B2.10.109 | (*) Allow for building in or cutting and pinning brackets or the like and making good finishing |  | Item | 1 | 1000 | 1000 | 5918.25 | 5918.25 |  | 1000 | 1000
3.154.144 | B2.10.110 | (*) Allow for protective painting to all systems |  | Item | 1 | 500 | 500 | 5918.25 | 5918.25 |  | 500 | 500
3.154.145 | B2.10.111 | (*) Allow for decorative painting to all systems |  | Item | 1 | 500 | 500 | 5918.25 | 5918.25 |  | 500 | 500
3.154.146 | B2.10.112 | (*) Allow for drawings, manuals, submittal, samples inspections, instruction books |  | Item | 1 | 1500 | 1500 | 5918.25 | 5918.25 |  | 2000 | 2000
3.154.147 | B2.10.113 | (*) Allow for builders work |  | Item | 1 | 1500 | 1500 | 5918.25 | 5918.25 |  | 15000 | 15000
3.154.148 | B2.10.114 | (*) Provide air seal partitions above false ceilings to make air zones as required and as shown on drawings and as specified |  | Item | 1 | 1000 | 1000 | 5918.25 | 5918.25 |  | 0 | 0
3.154.149 | B2.10.115 | (*) Allow for tools and spares for all the equipment supplied |  | Item | 1 | 500 | 500 | 5918.25 | 5918.25 |  | 0 | 0
| Note | Note Details
3.154.150 | - | Additional items
| Item Code | Description | Item Remarks | Unit of Measurement | Quantity/Base Price | Unit Price/Discount % (Excluding VAT) | Total | Unit Price/Discount % (Excluding VAT) | Total |  | Unit Price/Discount % (Excluding VAT) | Total
3.154.151 | AI | (*) Contractor may price here any items which has been shown in the Contract drawings or any other Contract Documents but overlooked or not specifically mentioned inthe schedule of items and is necessary for the satisfactory completion of the Works. Should the Contractor fail to insert any item here, it will be deemed that lump sum Contract Price includes all such items and no claims for additional items will be entertained. |  | Item | 1 | 0 | 0 | 0 | 0 |  | 0 | 0
| Note | Note Details
3.154.152 | - | Please attach one PDF file to be named "Additional Items for (insert bill no/name & Section No/name)" for the details of these additional items in the additional attachment area at the end of the BOQ.
3.155 GS - B2-11 ELECTRICAL INSTALLATION - B. O. H. | [5 empty] | 115 (out of 115) | 1139675 | 115 (out of 115) | 1725890.85 |  | 115 (out of 115) | 1786532
| Note | Note Details
3.155.1 | - | Sub-Main Distribution Board
3.155.2 | - | Supply, install, test and commission Wall mounted/ Free Standing Sub main Distribution Boards including circuit breakers, energy monitoring, conduits, ducts and trays from incoming/Outgoing power supply and all terminations as shown on the Drawings & Specifications for the following:-
| Item Code | Description | Item Remarks | Unit of Measurement | Quantity/Base Price | Unit Price/Discount % (Excluding VAT) | Total | Unit Price/Discount % (Excluding VAT) | Total |  | Unit Price/Discount % (Excluding VAT) | Total
3.155.3 | B2.11.1 | (*) SMDB-G |  | No. | 1 | 22000 | 22000 | 17754.76 | 17754.76 |  | 15000 | 15000
| Note | Note Details
3.155.4 | - | Final Distribution Board
3.155.5 | - | Supply, install, test and commission Wall mounted/ Free Standing Final Distribution Boards including circuit breakers, energy monitoring, conduits, ducts and trays from incoming/Outgoing power supply and all terminations as shown on the Drawings & Specifications for the following:-
| Item Code | Description | Item Remarks | Unit of Measurement | Quantity/Base Price | Unit Price/Discount % (Excluding VAT) | Total | Unit Price/Discount % (Excluding VAT) | Total |  | Unit Price/Discount % (Excluding VAT) | Total
3.155.6 | B2.11.2 | (*) DB-L |  | No. | 1 | 7100 | 7100 | 8877.38 | 8877.38 |  | 2200 | 2200
3.155.7 | B2.11.3 | (*) DB-P |  | No. | 1 | 7100 | 7100 | 7101.9 | 7101.9 |  | 2500 | 2500
3.155.8 | B2.11.4 | (*) DB-AC |  | No. | 1 | 6000 | 6000 | 6628.44 | 6628.44 |  | 2100 | 2100
3.155.9 | B2.11.5 | (*) DB-PR |  | No. | 1 | 6000 | 6000 | 5421.12 | 5421.12 |  | 2000 | 2000
3.155.10 | B2.11.6 | (*) DB-UGPR |  | No. | 2 | 6000 | 12000 | 5918.25 | 11836.5 |  | 2000 | 4000
3.155.11 | B2.11.7 | (*) DB-EXT |  | No. | 1 | 6000 | 6000 | 4142.78 | 4142.78 |  | 4000 | 4000
3.155.12 | B2.11.8 | (*) HVAC CONTROL PANEL |  | No. | 1 | 16000 | 16000 | 27815.79 | 27815.79 |  | 45000 | 45000
3.155.13 | B2.11.9 | (*) Supplay install Containment & UPVC Ducts with all accessories |  | No. | 1 | 15000 | 15000 | 29591.27 | 29591.27 |  | 200000 | 200000
| Note | Note Details
3.155.14 | - | CABLES AND CABLES SUPPORT SYSTEMS:-
3.155.15 | - | Supply, install, test and commission of Low Voltage armoured cables including glands, connections, conduits, cable ducts, Cable Trays, GI cable trunking, civil works, cable cleats, earthing cable, fixings and termination complete as shown on Drawings and Specifications
3.155.16 | - | Cables from SMDB to the following
| Item Code | Description | Item Remarks | Unit of Measurement | Quantity/Base Price | Unit Price/Discount % (Excluding VAT) | Total | Unit Price/Discount % (Excluding VAT) | Total |  | Unit Price/Discount % (Excluding VAT) | Total
3.155.17 | B2.11.10 | (*) (4C 10mm2 XLPE/SWA/PVC + 1C 10mm2 CU PVC) |  | m | 132 | 45 | 5940 | 69.84 | 9218.88 |  | 155 | 20460
3.155.18 | B2.11.11 | (*) (4C16mm2 XLPE/SWA/PVC + 1C 10mm2 CU PVC) |  | m | 133 | 50 | 6650 | 81.67 | 10862.11 |  | 170 | 22610
3.155.19 | B2.11.12 | (*) (4C 25mm2 XLPE/SWA/PVC + 1C 16mm2 CU PVC) |  | m | 25 | 65 | 1625 | 100.61 | 2515.25 |  | 190 | 4750
3.155.20 | B2.11.13 | (*) (4C 95mm2 XLPE/SWA/PVC + 1C 50mm2 CU PVC) |  | m | 270 | 170 | 45900 | 213.06 | 57526.2 |  | 265 | 71550
3.155.21 | B2.11.14 | (*) (4C 70mm2 XLPE/SWA/PVC + 1C 35mm2 CU PVC) |  | m | 10 | 135 | 1350 | 207.14 | 2071.4 |  | 285 | 2850
3.155.22 | B2.11.15 | (*) (4C 240mm2 XLPE/SWA/PVC + 1C 120mm2 CU PVC) |  | m | 270 | 450 | 121500 | 355.1 | 95877 |  | 630 | 170100
| Note | Note Details
3.155.23 | - | Cables Trays and Trunking
3.155.24 | - | Internal armoured cables, cable trays, cable ducts, GI cable trunking, civil works etc. including all fixings and termination complete as per shown in schematic diagram, load schedules and drawings.
| Item Code | Description | Item Remarks | Unit of Measurement | Quantity/Base Price | Unit Price/Discount % (Excluding VAT) | Total | Unit Price/Discount % (Excluding VAT) | Total |  | Unit Price/Discount % (Excluding VAT) | Total
3.155.25 | B2.11.16 | (*) GI Trunking 50mm x 50mm |  | Item | 1 | 10500 | 10500 | 8877.38 | 8877.38 |  | 2500 | 2500
3.155.26 | B2.11.17 | (*) GI Trunking 100mm x 100mm |  | Item | 1 | 5500 | 5500 | 10061.03 | 10061.03 |  | 1000 | 1000
3.155.27 | B2.11.18 | (*) GI Trunking 150mm x 150mm |  | Item | 1 | 5500 | 5500 | 10356.94 | 10356.94 |  | 2000 | 2000
3.155.28 | B2.11.19 | (*) 100mm HDGI cable tray |  | Item | 1 | 5500 | 5500 | 9469.2 | 9469.2 |  | 3000 | 3000
3.155.29 | B2.11.20 | (*) 150 mm HDGI cable tray |  | Item | 1 | 5500 | 5500 | 10061.03 | 10061.03 |  | 1000 | 1000
3.155.30 | B2.11.21 | (*) 200 mm HDGI cable tray |  | Item | 1 | 5500 | 5500 | 11836.51 | 11836.51 |  | 1000 | 1000
3.155.31 | B2.11.22 | (*) 300 mm HDGI cable tray |  | Item | 1 | 5500 | 5500 | 14203.81 | 14203.81 |  | 15000 | 15000
| Note | Note Details
3.155.32 | - | DISCONNECTING SWITCHES:-
3.155.33 | - | Supply ,Install, testing and commissioning AC23,IP65 Disconnecting switches including all interconnecting cables, wires , trays and Equipments Points from SMD panels and terminations.
| Item Code | Description | Item Remarks | Unit of Measurement | Quantity/Base Price | Unit Price/Discount % (Excluding VAT) | Total | Unit Price/Discount % (Excluding VAT) | Total |  | Unit Price/Discount % (Excluding VAT) | Total
3.155.34 | B2.11.23 | (*) Single phase Isolator (SPN) IP65 |  | No. | 10 | 900 | 9000 | 1006.1 | 10061 |  | 350 | 3500
3.155.35 | B2.11.24 | (*) Three Phase Isolator (TPN) IP 65 |  | No. | 8 | 1200 | 9600 | 1775.48 | 14203.84 |  | 950 | 7600
3.155.36 | B2.11.25 | (*) Three Phase Isolator (TPN) IP 65 FOR FIRE FIGHTING |  | No. | 1 | 1200 | 1200 | 1775.48 | 1775.48 |  | 5500 | 5500
| Note | Note Details
3.155.37 | - | POWER INSTALLATION:
3.155.38 | - | Wiring Devices
3.155.39 | - | Supply ,Install, testing and commissioning complete including points of Wiring devices with cover plates and outlet boxes , wiring cable tray & required all terminations,conduits,boxes , back boxes, couplers, draw boxes, junction boxes, wiring etc complete as per Drawings and Specifications.
| Item Code | Description | Item Remarks | Unit of Measurement | Quantity/Base Price | Unit Price/Discount % (Excluding VAT) | Total | Unit Price/Discount % (Excluding VAT) | Total |  | Unit Price/Discount % (Excluding VAT) | Total
3.155.40 | B2.11.26 | (*) 13A switched single socket outlet |  | No. | 7 | 540 | 3780 | 769.37 | 5385.59 |  | 320 | 2240
3.155.41 | B2.11.27 | (*) 13A switched double socket outlet |  | No. | 7 | 600 | 4200 | 828.56 | 5799.92 |  | 380 | 2660
3.155.42 | B2.11.28 | (*) 13A switched double socket outlet W/P |  | No. | 4 | 600 | 2400 | 887.74 | 3550.96 |  | 500 | 2000
3.155.43 | B2.11.29 | (*) 1 gang 13A,240 V,2 pole weather proof switched socket outlet IP65 |  | No. | 8 | 700 | 5600 | 887.74 | 7101.92 |  | 480 | 3840
3.155.44 | B2.11.30 | (*) 13A switched double socket outlet above bench level |  | No. | 2 | 600 | 1200 | 769.37 | 1538.74 |  | 420 | 840
3.155.45 | B2.11.31 | (*) 13A switched single socket outlet above bench level |  | No. | 1 | 600 | 600 | 828.56 | 828.56 |  | 400 | 400
3.155.46 | B2.11.32 | (*) 16A Industrial socket |  | No. | 1 | 1000 | 1000 | 828.56 | 828.56 |  | 750 | 750
3.155.47 | B2.11.33 | (*) Flexible outlet at high level |  | No. | 12 | 720 | 8640 | 887.74 | 10652.88 |  | 380 | 4560
3.155.48 | B2.11.34 | (*) Flex outlet for water heater |  | No. | 2 | 720 | 1440 | 887.74 | 1775.48 |  | 380 | 760
3.155.49 | B2.11.36 | (*) Floor box |  | No. | 1 | 2200 | 2200 | 591.83 | 591.83 |  | 2500 | 2500
| Note | Note Details
3.155.50 | - | LIGHTING FIXTURES
3.155.51 | - | Supply, install, testing and commissioning complete Light fittings including cabling, wiring, conduits and switches in connections to permanent wiring system
| Item Code | Description | Item Remarks | Unit of Measurement | Quantity/Base Price | Unit Price/Discount % (Excluding VAT) | Total | Unit Price/Discount % (Excluding VAT) | Total |  | Unit Price/Discount % (Excluding VAT) | Total
3.155.52 | B2.11.37 | (*) Electrical points for Type L1 |  | No. | 5 | 1360 | 6800 | 1065.29 | 5326.45 |  | 550 | 2750
3.155.53 | B2.11.38 | (*) Electrical points for Type L2 |  | No. | 3 | 1420 | 4260 | 1124.47 | 3373.41 |  | 550 | 1650
3.155.54 | B2.11.39 | (*) Electrical points for Type L3 |  | No. | 35 | 1150 | 40250 | 591.83 | 20714.05 |  | 620 | 21700
3.155.55 | B2.11.40 | (*) Electrical points for Type L4 |  | No. | 1 | 1340 | 1340 | 946.92 | 946.92 |  | 380 | 380
3.155.56 | B2.11.41 | (*) Electrical points for Type L5 |  | No. | 1 | 980 | 980 | 1124.47 | 1124.47 |  | 210 | 210
3.155.57 | B2.11.42 | (*) Electrical points for Type L6 |  | No. | 4 | 1550 | 6200 | 1420.38 | 5681.52 |  | 1215 | 4860
3.155.58 | B2.11.43 | (*) Electrical points for Type L7 |  | No. | 5 | 1860 | 9300 | 1302.02 | 6510.1 |  | 535 | 2675
3.155.59 | B2.11.44 | (*) Electrical points for Type L8 |  | No. | 4 | 2140 | 8560 | 1006.1 | 4024.4 |  | 3060 | 12240
3.155.60 | B2.11.45 | (*) Electrical points for Type L9 |  | No. | 8 | 1520 | 12160 | 798.96 | 6391.68 |  | 915 | 7320
3.155.61 | B2.11.46 | (*) Electrical points for Type LA |  | No. | 13 | 5650 | 73450 | 2130.57 | 27697.41 |  | 1615 | 20995
3.155.62 | B2.11.47 | (*) Electrical points for Type LB |  | No. | 24 | 3200 | 76800 | 2959.13 | 71019.12 |  | 1053 | 25272
3.155.63 | B2.11.48 | (*) Surface Mountain Self Contained Non Maintained, 3 Hours Duration 1x12W Emergency Light |  | No. | 33 | 1200 | 39600 | 1775.48 | 58590.84 |  | 750 | 24750
3.155.64 | B2.11.49 | (*) Self Contained and Maintained, 3 Hours Duration 1x8W Exit Light |  | No. | 4 | 1200 | 4800 | 1479.56 | 5918.24 |  | 915 | 3660
| Note | Note Details
3.155.65 | - | WIRING DEVICES & ACCESSORIES
3.155.66 | - | Supply, install and connect the following devices including device boxes, cover, plates, conduits and wiring between devices and distribution boards, switch panels, etc. as per drawings:
| Item Code | Description | Item Remarks | Unit of Measurement | Quantity/Base Price | Unit Price/Discount % (Excluding VAT) | Total | Unit Price/Discount % (Excluding VAT) | Total |  | Unit Price/Discount % (Excluding VAT) | Total
3.155.67 | B2.11.50 | (*) 20A double pole switch |  | No. | 7 | 600 | 4200 | 887.74 | 6214.18 |  | 380 | 2660
3.155.68 | B2.11.51 | (*) One way one gang lighting grid switch |  | No. | 6 | 500 | 3000 | 769.37 | 4616.22 |  | 320 | 1920
3.155.69 | B2.11.52 | (*) One way Two gang lighting grid switch |  | No. | 2 | 550 | 1100 | 887.74 | 1775.48 |  | 380 | 760
| Note | Note Details
3.155.70 | - | LIGHTING CONTROL SYSTEM:
3.155.71 | - | Supply, install, test and commission complete lighting control system including, cabling, wiring, termination and power connections ,(Data if required)conduits, back boxes, couplers, accessories and suitable for each rooms, halls, corridors and offices and all place at the bulding with all required software and programming activities for all components of the system to the Specification ,shown on Drawings and operation performance requested by the Engineer and not limited to the following .
| Item Code | Description | Item Remarks | Unit of Measurement | Quantity/Base Price | Unit Price/Discount % (Excluding VAT) | Total | Unit Price/Discount % (Excluding VAT) | Total |  | Unit Price/Discount % (Excluding VAT) | Total
3.155.72 | B2.11.53 | (*) Overide Switch |  | Item | 1 | 6000 | 6000 | 5918.25 | 5918.25 |  | 5000 | 5000
3.155.73 | B2.11.54 | (*) 360 Motion sensor |  | No. | 10 | 1000 | 10000 | 1183.65 | 11836.5 |  | 1000 | 10000
3.155.74 | B2.11.55 | (*) Lighting Control Panel |  | No. | 1 | 28000 | 28000 | 23673.01 | 23673.01 |  | 70000 | 70000
3.155.75 | B2.11.56 | (*) LCD Touch screen |  | No. | 1 | 12500 | 12500 | 8285.55 | 8285.55 |  | 5000 | 5000
3.155.76 | B2.11.57 | (*) Photocell & timer switcher W/P IP54 |  | No. | 1 | 6500 | 6500 | 8285.55 | 8285.55 |  | 2000 | 2000
3.155.77 | B2.11.58 | (*) Conduites, wiring, cables, termination, trunking, ,junction boxes,earthing and trays etc related to telecommunication system |  | Item | 1 | 6000 | 6000 | 29591.27 | 29591.27 |  | 0 | 0
| Note | Note Details
3.155.78 | - | COMMUNICATION SYSTEMS
3.155.79 | - | TELECOMMUNICATION SYSTEM:-
3.155.80 | - | Supply, install, testing and commissioning complete Telecom System Equipments Points & Accessories including connection and terminations as per Client Requirements, drawings ,Specifications and as per latest Etisalat regulations.
| Item Code | Description | Item Remarks | Unit of Measurement | Quantity/Base Price | Unit Price/Discount % (Excluding VAT) | Total | Unit Price/Discount % (Excluding VAT) | Total |  | Unit Price/Discount % (Excluding VAT) | Total
3.155.81 | B2.11.59 | (*) IDF |  | No. | 1 | 12000 | 12000 | 11836.51 | 11836.51 |  | 40000 | 40000
3.155.82 | B2.11.60 | (*) Dual RJ 45outlet |  | No. | 8 | 800 | 6400 | 946.92 | 7575.36 |  | 720 | 5760
3.155.83 | B2.11.61 | (*) Single RJ 45outlet (above false cielling) |  | No. | 1 | 700 | 700 | 769.37 | 769.37 |  | 420 | 420
3.155.84 | B2.11.62 | (*) Single RJ 45 at high level |  | No. | 3 | 1000 | 3000 | 769.37 | 2308.11 |  | 360 | 1080
3.155.85 | B2.11.63 | (*) Conduites, wiring, cables, termination, trunking, ,junction boxes,earthing and trays etc related to telecommunication system |  | Item | 1 | 6000 | 6000 | 11836.51 | 11836.51 |  | 56000 | 56000
| Note | Note Details
3.155.86 | - | Cables Trays and Trunking
3.155.87 | - | cable trays, cable ducts, GI cable trunking, civil works etc. including all fixings and termination complete as per shown in schematic diagram, load schedules drawings and requirments
| Item Code | Description | Item Remarks | Unit of Measurement | Quantity/Base Price | Unit Price/Discount % (Excluding VAT) | Total | Unit Price/Discount % (Excluding VAT) | Total |  | Unit Price/Discount % (Excluding VAT) | Total
3.155.88 | B2.11.64 | (*) GI Trunking 50mm x 50mm |  | Item | 1 | 5500 | 5500 | 8877.38 | 8877.38 |  | 0 | 0
3.155.89 | B2.11.65 | (*) GI Trunking 100mm x 100mm |  | Item | 1 | 5500 | 5500 | 10061.03 | 10061.03 |  | 0 | 0
3.155.90 | B2.11.66 | (*) GI Trunking 150mm x 150mm |  | Item | 1 | 5500 | 5500 | 10356.94 | 10356.94 |  | 0 | 0
3.155.91 | B2.11.67 | (*) 100mm HDGI cable tray |  | Item | 1 | 5500 | 5500 | 9469.2 | 9469.2 |  | 0 | 0
3.155.92 | B2.11.68 | (*) 150mm HDGI cable tray |  | Item | 1 | 5500 | 5500 | 10061.03 | 10061.03 |  | 0 | 0
| Note | Note Details
3.155.93 | - | ACCESS CONTROL SYSTEM
3.155.94 | - | install, test and commission a Door access control system as specified here under and shown on the drawings and secification
| Item Code | Description | Item Remarks | Unit of Measurement | Quantity/Base Price | Unit Price/Discount % (Excluding VAT) | Total | Unit Price/Discount % (Excluding VAT) | Total |  | Unit Price/Discount % (Excluding VAT) | Total
3.155.95 | B2.11.69 | (*) Card Reader |  | No. | 2 | 600 | 1200 | 651.01 | 1302.02 |  | 2500 | 5000
3.155.96 | B2.11.70 | (*) Exit button |  | No. | 2 | 600 | 1200 | 1775.48 | 3550.96 |  | 500 | 1000
3.155.97 | B2.11.71 | (*) Door contact |  | No. | 2 | 600 | 1200 | 88.77 | 177.54 |  | 500 | 1000
3.155.98 | B2.11.72 | (*) Magnetic lock |  | No. | 2 | 600 | 1200 | 88.77 | 177.54 |  | 1500 | 3000
3.155.99 | B2.11.73 | (*) 24 port switch |  | No. | 1 | 5300 | 5300 | 17754.76 | 17754.76 |  | 6000 | 6000
3.155.100 | B2.11.74 | (*) patch panel |  | No. | 1 | 800 | 800 | 17754.76 | 17754.76 |  | 2500 | 2500
3.155.101 | B2.11.75 | (*) wiring, , termination etc related work to Access control system |  | Item | 1 | 5450 | 5450 | 23673.01 | 23673.01 |  | 28000 | 28000
| Note | Note Details
3.155.102 | - | AUDIO VIDEO SYSTEM
3.155.103 | - | Supply, install Test & Commissioning the following Audio Video and outlets complete including pull boxes, and all necessary fixing accessories all as shown in the drawings,schematic diagram & specification.
| Item Code | Description | Item Remarks | Unit of Measurement | Quantity/Base Price | Unit Price/Discount % (Excluding VAT) | Total | Unit Price/Discount % (Excluding VAT) | Total |  | Unit Price/Discount % (Excluding VAT) | Total
3.155.104 | B2.11.76 | (*) 40'' smart HD TV WITH BUILT IN PC |  | No. | 3 | 3300 | 9900 | 10061.03 | 30183.09 |  | 14000 | 42000
3.155.105 | B2.11.77 | (*) Conduites, wiring, patch panels, cables, termination, trunking, ,junction boxes,earthing,software and trays... etc related work required for AV system |  | Item | 1 | 1350 | 1350 | 17754.76 | 17754.76 |  | 6000 | 6000
| Note | Note Details
3.155.106 | - | CCTV System Installation
3.155.107 | - | Allow for all necessary works in connection with CCTV installation complete including supply, installation, testing and commissioning as per the drawings and/or the specifications
3.155.108 | - | Complete CCTV system including NVR,work station,CAT6 cabling ,power caling... ETC and all devices / elements as shown on the drawings and/or in specification including supply, installation, connections, testing & commissioning and documentation. Include all builders work, fixing accessories, wires/ cables, tagging, cable tray with cover, trunking, conduits, supports, back boxes,couplers and accessories as required
| Item Code | Description | Item Remarks | Unit of Measurement | Quantity/Base Price | Unit Price/Discount % (Excluding VAT) | Total | Unit Price/Discount % (Excluding VAT) | Total |  | Unit Price/Discount % (Excluding VAT) | Total
3.155.109 | B2.11.78 | (*) Dome type camera IP (Day & Night) POE ,Recognize |  | No. | 7 | 10000 | 70000 | 4888.48 | 34219.36 |  | 6000 | 42000
3.155.110 | B2.11.80 | (*) Fixed camera IP (DAY & Night )POE weather proof ,Recongize |  | No. | 1 | 10000 | 10000 | 7724.5 | 7724.5 |  | 9500 | 9500
3.155.111 | B2.11.81 | (*) port switch |  | No. | 1 | 3500 | 3500 | 17754.76 | 17754.76 |  | 0 | 0
3.155.112 | B2.11.82 | (*) 24 POE port switch |  | No. | 1 | 4500 | 4500 | 17754.76 | 17754.76 |  | 6000 | 6000
3.155.113 | B2.11.85 | (*) Patch panel |  | No. | 2 | 1000 | 2000 | 17754.76 | 35509.52 |  | 2500 | 5000
3.155.114 | B2.11.86 | (*) Conduites, wiring, patch panels, cables, termination, trunking, ,junction boxes,earthing and trays... etc related work required for CCTV system |  | Item | 1 | 6000 | 6000 | 29591.27 | 29591.27 |  | 387500 | 387500
| Note | Note Details
3.155.115 | - | HOT WIRE FENCING SYSTEM
| Item Code | Description | Item Remarks | Unit of Measurement | Quantity/Base Price | Unit Price/Discount % (Excluding VAT) | Total | Unit Price/Discount % (Excluding VAT) | Total |  | Unit Price/Discount % (Excluding VAT) | Total
3.155.116 | B2.11.86 | (*) Supply, install and connect the hot wire control panel along with accessories and controldevices including wiring between devices and control panel, PVC clips, etc. as per drawings: |  | Item | 1 | 45000 | 45000 | 177547.59 | 177547.59 |  | 0 | 0
| Note | Note Details
3.155.117 | - | Uninterruptible Power Supply
3.155.118 | - | Supply, install, test and commission of UPS including battery bank, rectifier, inverters static by pass switch, control panel, ducts, cable terminations, cable tray, conduits, civil works, etc. in accordance with the site conditions, Requirements, Drawings and Specification.
| Item Code | Description | Item Remarks | Unit of Measurement | Quantity/Base Price | Unit Price/Discount % (Excluding VAT) | Total | Unit Price/Discount % (Excluding VAT) | Total |  | Unit Price/Discount % (Excluding VAT) | Total
3.155.119 | B2.11.87 | (*) 5 KVA UPS (for racks) |  | No. | 1 | 45000 | 45000 | 26040.31 | 26040.31 |  | 25000 | 25000
| Note | Note Details
3.155.120 | - | Earthing & bonding System
| Item Code | Description | Item Remarks | Unit of Measurement | Quantity/Base Price | Unit Price/Discount % (Excluding VAT) | Total | Unit Price/Discount % (Excluding VAT) | Total |  | Unit Price/Discount % (Excluding VAT) | Total
3.155.121 | B2.11.88 | (*) Supply, install ,testing and commissioning with all accessories of the earthing and bonding system complete including Earth Bar main earth electrodes , earthing continuity conductors ,bonding conductors and earth pit etc, as specified. |  | Item | 1 | 25000 | 25000 | 7101.9 | 7101.9 |  | 12000 | 12000
| Note | Note Details
3.155.122 | - | Lightning Protection System
3.155.123 | - | Supply, install, test and commission complete lightning protection system air termination network, fitting and connection complete in accordance with Specifications and Drawings.
| Item Code | Description | Item Remarks | Unit of Measurement | Quantity/Base Price | Unit Price/Discount % (Excluding VAT) | Total | Unit Price/Discount % (Excluding VAT) | Total |  | Unit Price/Discount % (Excluding VAT) | Total
3.155.124 | B2.11.89 | (*) Earth pit |  | Item | 1 | 10500 | 10500 | 7101.9 | 7101.9 |  | 25000 | 25000
3.155.125 | B2.11.90 | (*) Free standing air terminal for protection of mechanical |  | Item | 1 | 2500 | 2500 | 5918.25 | 5918.25 |  | 6000 | 6000
3.155.126 | B2.11.91 | (*) Thermo weld in all joints |  | Item | 1 | 2500 | 2500 | 5918.25 | 5918.25 |  | 2000 | 2000
3.155.127 | B2.11.92 | (*) Copper tape down conductor |  | Item | 1 | 2500 | 2500 | 5918.25 | 5918.25 |  | 3000 | 3000
3.155.128 | B2.11.93 | (*) Down conductor to earth pit |  | Item | 1 | 2500 | 2500 | 5326.43 | 5326.43 |  | 2000 | 2000
3.155.129 | B2.11.94 | (*) 1C 70mm² PVC/SC direct buried cable |  | Item | 1 | 2500 | 2500 | 1775.48 | 1775.48 |  | 7000 | 7000
3.155.130 | B2.11.95 | (*) 25x 3mm bare copper tape lightning protection air terminal |  | Item | 1 | 2500 | 2500 | 10061.03 | 10061.03 |  | 18000 | 18000
| Note | Note Details
3.155.131 | - | FIRE ALARM & SECURITY SYSTEMS
3.155.132 | - | ANALOGUE ADDRESSABLE FIRE ALARM SYSTEM
3.155.133 | - | Fire Alarm Installation
3.155.134 | - | Allow for all necessary works in connection with fire alarm installation complete including supply, installation, testing and commissioning as per the drawings and/or the specifications
3.155.135 | - | Complete addressable fire alarm system including all devices / elements as shown on the drawings and/or in specification including supply, installation, connections, testing & commissioning and documentation. Include all builders work, detector base, fixing accessories, fire resistant cables, tagging, cable tray with cover, trunking, conduits, supports, back boxes, couplers and accessories as required.
| Item Code | Description | Item Remarks | Unit of Measurement | Quantity/Base Price | Unit Price/Discount % (Excluding VAT) | Total | Unit Price/Discount % (Excluding VAT) | Total |  | Unit Price/Discount % (Excluding VAT) | Total
3.155.136 | B2.11.96 | (*) Addressable Fire Alarm control panel |  | No. | 1 | 13200 | 13200 | 53264.28 | 53264.28 |  | 25000 | 25000
3.155.137 | B2.11.97 | (*) Addressable Monitor panel for emergency light |  | No. | 1 | 33000 | 33000 | 35509.52 | 35509.52 |  | 53000 | 53000
3.155.138 | B2.11.98 | (*) Addressable Smoke detector |  | No. | 14 | 465 | 6510 | 1479.56 | 20713.84 |  | 350 | 4900
3.155.139 | B2.11.99 | (*) Addressable heat detector |  | No. | 4 | 400 | 1600 | 1420.38 | 5681.52 |  | 450 | 1800
3.155.140 | B2.11.100 | (*) Addressable manual call point |  | No. | 2 | 860 | 1720 | 1479.56 | 2959.12 |  | 500 | 1000
3.155.141 | B2.11.101 | (*) Addressable Fire alarm sounder |  | No. | 1 | 465 | 465 | 1420.38 | 1420.38 |  | 550 | 550
3.155.142 | B2.11.102 | (*) Addressable Fire Alarm sounder with strobe weather proof |  | No. | 3 | 860 | 2580 | 1479.56 | 4438.68 |  | 650 | 1950
3.155.143 | B2.11.103 | (*) Monitor Module |  | No. | 5 | 595 | 2975 | 2959.13 | 14795.65 |  | 1500 | 7500
3.155.144 | B2.11.104 | (*) conduits, cabling, trays, ducts, trunking related to fire alarm system. |  | Item | 1 | 10000 | 10000 | 35509.52 | 35509.52 |  | 15000 | 15000
| Note | Note Details
3.155.145 | - | SUNDRIES:-
| Item Code | Description | Item Remarks | Unit of Measurement | Quantity/Base Price | Unit Price/Discount % (Excluding VAT) | Total | Unit Price/Discount % (Excluding VAT) | Total |  | Unit Price/Discount % (Excluding VAT) | Total
3.155.146 | B2.11.105 | (*) Allow for supports |  | Item | 1 | 1000 | 1000 | 14795.63 | 14795.63 |  | 15000 | 15000
3.155.147 | B2.11.106 | (*) Allow for identifications, tag plates, labels, signage and colour coding for all services. |  | Item | 1 | 500 | 500 | 14795.63 | 14795.63 |  | 2500 | 2500
3.155.148 | B2.11.107 | (*) Allow for testing and pre-commissioning |  | Item | 1 | 3000 | 3000 | 14795.63 | 14795.63 |  | 500 | 500
3.155.149 | B2.11.108 | (*) Allow for commissioning |  | Item | 1 | 1500 | 1500 | 14795.63 | 14795.63 |  | 500 | 500
3.155.150 | B2.11.109 | (*) Allow for tools and spares |  | Item | 1 | 500 | 500 | 14795.63 | 14795.63 |  | 500 | 500
3.155.151 | B2.11.110 | (*) Allow for document and certification |  | Item | 1 | 100 | 100 | 14795.63 | 14795.63 |  | 1500 | 1500
3.155.152 | B2.11.111 | (*) Allow for co-ordination with other services |  | Item | 1 | 500 | 500 | 14795.63 | 14795.63 |  | 5000 | 5000
3.155.153 | B2.11.112 | (*) Allow for cutting or forming holes, mortises, chases, or the like and making good finishing |  | Item | 1 | 500 | 500 | 17754.76 | 17754.76 |  | 5000 | 5000
3.155.154 | B2.11.113 | (*) Allow for building in or cutting and pinning brackets or the like and making good finishing |  | Item | 1 | 500 | 500 | 17754.76 | 17754.76 |  | 5000 | 5000
3.155.155 | B2.11.114 | (*) Allow for protective painting to all systems |  | Item | 1 | 500 | 500 | 14795.63 | 14795.63 |  | 3000 | 3000
3.155.156 | B2.11.115 | (*) Allow for decorative painting to all systems |  | Item | 1 | 500 | 500 | 17754.76 | 17754.76 |  | 2000 | 2000
3.155.157 | B2.11.116 | (*) Allow for drawings, manuals, submittal, samples inspections, instruction books |  | Item | 1 | 1500 | 1500 | 17754.76 | 17754.76 |  | 5000 | 5000
3.155.158 | B2.11.117 | (*) Allow for builders work |  | Item | 1 | 1000 | 1000 | 17754.76 | 17754.76 |  | 25000 | 25000
| Note | Note Details
3.155.159 | - | Additional items
| Item Code | Description | Item Remarks | Unit of Measurement | Quantity/Base Price | Unit Price/Discount % (Excluding VAT) | Total | Unit Price/Discount % (Excluding VAT) | Total |  | Unit Price/Discount % (Excluding VAT) | Total
3.155.160 | AI | (*) Contractor may price here any items which has been shown in the Contract drawings or any other Contract Documents but overlooked or not specifically mentioned inthe schedule of items and is necessary for the satisfactory completion of the Works. Should the Contractor fail to insert any item here, it will be deemed that lump sum Contract Price includes all such items and no claims for additional items will be entertained. |  | Item | 1 | 0 | 0 | 0 | 0 |  | 0 | 0
| Note | Note Details
3.155.161 | - | Please attach one PDF file to be named "Additional Items for (insert bill no/name & Section No/name)" for the details of these additional items in the additional attachment area at the end of the BOQ.
3.156 GS - BILL NO 03 - Ext. Works, UG Water Tank Pump Room and Covered Walkway | [5 empty] | 0 (out of 0) | 7169053 | 0 (out of 0) | 12675590.17 | 0 | 0 (out of 0) | 18580031 | 0
3.157 GS - B3-01 SITE WORK - Ext. Works & U/G Water Tank, ETC. | [5 empty] | 7 (out of 7) | 263280 | 7 (out of 7) | 385812.97 |  | 7 (out of 7) | 1262740
| Note | Note Details
3.157.1 | - | Site preparation
| Item Code | Description | Item Remarks | Unit of Measurement | Quantity/Base Price | Unit Price/Discount % (Excluding VAT) | Total | Unit Price/Discount % (Excluding VAT) | Total |  | Unit Price/Discount % (Excluding VAT) | Total
3.157.2 | B3.1.1 | (*) Demolition of Artificial Rocks |  | Item | 1 | 20000 | 20000 | 59182.53 | 59182.53 |  | 1000000 | 1000000
3.157.3 | B3.1.2 | (*) Removal of Manholes & Pole Lights |  | Item | 1 | 15000 | 15000 | 23673.01 | 23673.01 |  | 100000 | 100000
3.157.4 | B3.1.3 | (*) Removal of existing grass |  | Item | 1 | 9000 | 9000 | 17754.76 | 17754.76 |  | 5000 | 5000
| Note | Note Details
3.157.5 | - | Excavation
| Item Code | Description | Item Remarks | Unit of Measurement | Quantity/Base Price | Unit Price/Discount % (Excluding VAT) | Total | Unit Price/Discount % (Excluding VAT) | Total |  | Unit Price/Discount % (Excluding VAT) | Total
3.157.6 | B3.1.4 | (*) Pit excavation to receive foundation bases |  | m3 | 3262 | 40 | 130480 | 41.37 | 134948.94 |  | 20 | 65240
| Note | Note Details
3.157.7 | - | Filling
| Item Code | Description | Item Remarks | Unit of Measurement | Quantity/Base Price | Unit Price/Discount % (Excluding VAT) | Total | Unit Price/Discount % (Excluding VAT) | Total |  | Unit Price/Discount % (Excluding VAT) | Total
3.157.8 | B3.1.5 | (*) Selected fill from excavated materials all in accordance with the Specifications |  | m3 | 2900 | 30 | 87000 | 51.81 | 150249 |  | 25 | 72500
| Note | Note Details
3.157.9 | - | Anti Treatment
3.157.10 | - | Allow for termite control; prepare and apply anti-termite treatment; all in accordance with the Specifications and subject to the Contractor's approval
| Item Code | Description | Item Remarks | Unit of Measurement | Quantity/Base Price | Unit Price/Discount % (Excluding VAT) | Total | Unit Price/Discount % (Excluding VAT) | Total |  | Unit Price/Discount % (Excluding VAT) | Total
3.157.11 | B3.1.6 | (*) To horizontal and vertical surfaces |  | Item | 1 | 1800 | 1800 | 4.73 | 4.73 |  | 20000 | 20000
| Note | Note Details
3.157.12 | - | Additional items
| Item Code | Description | Item Remarks | Unit of Measurement | Quantity/Base Price | Unit Price/Discount % (Excluding VAT) | Total | Unit Price/Discount % (Excluding VAT) | Total |  | Unit Price/Discount % (Excluding VAT) | Total
3.157.13 | AI | (*) Contractor may price here any items which has been shown in the Contract drawings or any other Contract Documents but overlooked or not specifically mentioned inthe schedule of items and is necessary for the satisfactory completion of the Works. Should the Contractor fail to insert any item here, it will be deemed that lump sum Contract Price includes all such items and no claims for additional items will be entertained. |  | Item | 1 | 0 | 0 | 0 | 0 |  | 0 | 0
| Note | Note Details
3.157.14 | - | Please attach one PDF file to be named "Additional Items for (insert bill no/name & Section No/name)" for the details of these additional items in the additional attachment area at the end of the BOQ.
3.158 GS - B3-02 CONCRETE WORK - Ext. Works & U/G Water Tank, ETC. | [5 empty] | 13 (out of 13) | 1605825 | 13 (out of 13) | 1594230.63 |  | 13 (out of 13) | 1066640
| Note | Note Details
3.158.1 | - | SUBSTRUCTURE
3.158.2 | - | Poured Concrete
3.158.3 | - | Plain concrete (20 N/mm2) as per specifications and drawings.
| Item Code | Description | Item Remarks | Unit of Measurement | Quantity/Base Price | Unit Price/Discount % (Excluding VAT) | Total | Unit Price/Discount % (Excluding VAT) | Total |  | Unit Price/Discount % (Excluding VAT) | Total
3.158.4 | B3.2.1 | (*) Blinding; 50 mm thick |  | m3 | 9 | 500 | 4500 | 490.03 | 4410.27 |  | 385 | 3465
3.158.5 | B3.2.2 | (*) Blinding; 100 mm thick |  | m3 | 35 | 525 | 18375 | 490.03 | 17151.05 |  | 385 | 13475
| Note | Note Details
3.158.6 | - | Reinforcment Concrete (40 N/mm2) in Type I SRC cement including all shuttering,supportsand all related works as per specifications and drawings.
| Item Code | Description | Item Remarks | Unit of Measurement | Quantity/Base Price | Unit Price/Discount % (Excluding VAT) | Total | Unit Price/Discount % (Excluding VAT) | Total |  | Unit Price/Discount % (Excluding VAT) | Total
3.158.7 | B3.2.3 | (*) Footing |  | m3 | 140 | 1800 | 252000 | 1529.94 | 214191.6 |  | 1000 | 140000
3.158.8 | B3.2.4 | (*) Tie beams |  | m3 | 82 | 2050 | 168100 | 2146.74 | 176032.68 |  | 1350 | 110700
3.158.9 | B3.2.5 | (*) Grade beams |  | m3 | 65 | 2050 | 133250 | 2146.74 | 139538.1 |  | 1500 | 97500
3.158.10 | B3.2.6 | (*) Grade slab; including slab thickening |  | m3 | 70 | 2050 | 143500 | 824.95 | 57746.5 |  | 650 | 45500
3.158.11 | B3.2.7 | (*) Columns neck |  | m3 | 20 | 2150 | 43000 | 2444.17 | 48883.4 |  | 2500 | 50000
| Note | Note Details
3.158.12 | - | SUPER STRUCTURE
3.158.13 | - | Reinforcmen Concrete (40 N/mm2) in Type I OPC cement including all shuttering,supportsand all related works as per specifications and drawings.
| Item Code | Description | Item Remarks | Unit of Measurement | Quantity/Base Price | Unit Price/Discount % (Excluding VAT) | Total | Unit Price/Discount % (Excluding VAT) | Total |  | Unit Price/Discount % (Excluding VAT) | Total
3.158.14 | B3.2.8 | (*) Solid slab 300/250 mm thick |  | m3 | 227 | 2250 | 510750 | 2169.64 | 492508.28 |  | 1300 | 295100
3.158.15 | B3.2.9 | (*) Drop Beams |  | m3 | 73 | 2250 | 164250 | 2764.32 | 201795.36 |  | 1800 | 131400
3.158.16 | B3.2.10 | (*) Concrete Upstand for Glass Partition for the Archade |  | m3 | 7 | 1800 | 12600 | 2764.32 | 19350.24 |  | 1500 | 10500
3.158.17 | B3.2.11 | (*) Columns |  | m3 | 70 | 2150 | 150500 | 2967.02 | 207691.4 |  | 2200 | 154000
| Note | Note Details
3.158.18 | - | Sundries
| Item Code | Description | Item Remarks | Unit of Measurement | Quantity/Base Price | Unit Price/Discount % (Excluding VAT) | Total | Unit Price/Discount % (Excluding VAT) | Total |  | Unit Price/Discount % (Excluding VAT) | Total
3.158.19 | B3.2.12 | (*) Expansion joints; all in accordance with the Specifications |  | Item | 1 | 5000 | 5000 | 14931.75 | 14931.75 |  | 15000 | 15000
| Note | Note Details
3.158.20 | - | Additional items
| Item Code | Description | Item Remarks | Unit of Measurement | Quantity/Base Price | Unit Price/Discount % (Excluding VAT) | Total | Unit Price/Discount % (Excluding VAT) | Total |  | Unit Price/Discount % (Excluding VAT) | Total
3.158.21 | AI | (*) Contractor may price here any items which has been shown in the Contract drawings or any other Contract Documents but overlooked or not specifically mentioned inthe schedule of items and is necessary for the satisfactory completion of the Works. Should the Contractor fail to insert any item here, it will be deemed that lump sum Contract Price includes all such items and no claims for additional items will be entertained. |  | Item | 1 | 0 | 0 | 0 | 0 |  | 0 | 0
| Note | Note Details
3.158.22 | - | Please attach one PDF file to be named "Additional Items for (insert bill no/name & Section No/name)" for the details of these additional items in the additional attachment area at the end of the BOQ.
3.159 GS - B3-03 MASONRY - Ext. Works & U/G Water Tank, ETC. | [5 empty] | 3 (out of 3) | 106400 | 3 (out of 3) | 71790.7 |  | 3 (out of 3) | 58520
| Note | Note Details
3.159.1 | - | Block Walls
3.159.2 | - | Solid concrete masonry units bedded and jointed in cement including mortar including concrete filling, wall ties, bed joints, reinforcement metal lath (where required), head restraint, anchors and column stiffeners; including all necessary accessories; as shown on Drawing all in accordance with the Specifications
| Item Code | Description | Item Remarks | Unit of Measurement | Quantity/Base Price | Unit Price/Discount % (Excluding VAT) | Total | Unit Price/Discount % (Excluding VAT) | Total |  | Unit Price/Discount % (Excluding VAT) | Total
3.159.3 | B3.3.1 | (*) 200 mm thick External Solid Block walls |  | m2 | 417 | 200 | 83400 | 134.05 | 55898.85 |  | 110 | 45870
3.159.4 | B3.3.2 | (*) 200 mm thick Solid Block walls for substructure |  | m2 | 115 | 200 | 23000 | 138.19 | 15891.85 |  | 110 | 12650
| Note | Note Details
3.159.5 | - | Additional items
| Item Code | Description | Item Remarks | Unit of Measurement | Quantity/Base Price | Unit Price/Discount % (Excluding VAT) | Total | Unit Price/Discount % (Excluding VAT) | Total |  | Unit Price/Discount % (Excluding VAT) | Total
3.159.6 | AI | (*) Contractor may price here any items which has been shown in the Contract drawings or any other Contract Documents but overlooked or not specifically mentioned inthe schedule of items and is necessary for the satisfactory completion of the Works. Should the Contractor fail to insert any item here, it will be deemed that lump sum Contract Price includes all such items and no claims for additional items will be entertained. |  | Item | 1 | 0 | 0 | 0 | 0 |  | 0 | 0
| Note | Note Details
3.159.7 | - | Please attach one PDF file to be named "Additional Items for (insert bill no/name & Section No/name)" for the details of these additional items in the additional attachment area at the end of the BOQ.
3.160 GS - B3-05 THERMAL AND MOISTURE PROTECTION - Ext. Works & U/G Water Tank, ETC. | [5 empty] | 11 (out of 11) | 1000154 | 11 (out of 11) | 633717.35 |  | 11 (out of 11) | 352454
| Note | Note Details
3.160.1 | - | Waterproofing courses
3.160.2 | - | Waterproofing system for the substructure, two coat of bitumen paint as per drawings and specifications.
| Item Code | Description | Item Remarks | Unit of Measurement | Quantity/Base Price | Unit Price/Discount % (Excluding VAT) | Total | Unit Price/Discount % (Excluding VAT) | Total |  | Unit Price/Discount % (Excluding VAT) | Total
3.160.3 | B3.5.1 | (*) To horizontal areas |  | m2 | 1032 | 30 | 30960 | 57.05 | 58875.6 |  | 10 | 10320
3.160.4 | B3.5.2 | (*) To vertical areas |  | m2 | 936 | 34 | 31824 | 102.62 | 96052.32 |  | 10 | 9360
| Note | Note Details
3.160.5 | - | Screed for Grade Slabt as per drawings and specifications.
| Item Code | Description | Item Remarks | Unit of Measurement | Quantity/Base Price | Unit Price/Discount % (Excluding VAT) | Total | Unit Price/Discount % (Excluding VAT) | Total |  | Unit Price/Discount % (Excluding VAT) | Total
3.160.6 | B3.5.3 | (*) Screed for Grade Slab to receive finishing |  | m2 | 500 | 50 | 25000 | 58.71 | 29355 |  | 45 | 22500
| Note | Note Details
3.160.7 | - | Waterproofing system for the UGWT, one layer of bitumen membrane as per drawings and specifications.
| Item Code | Description | Item Remarks | Unit of Measurement | Quantity/Base Price | Unit Price/Discount % (Excluding VAT) | Total | Unit Price/Discount % (Excluding VAT) | Total |  | Unit Price/Discount % (Excluding VAT) | Total
3.160.8 | B3.5.4 | (*) UGWT Vertical Waterproofing membrane |  | m2 | 101 | 110 | 11110 | 102.62 | 10364.62 |  | 120 | 12120
| Note | Note Details
3.160.9 | - | Polythene sheet as per drawings and specifications.
| Item Code | Description | Item Remarks | Unit of Measurement | Quantity/Base Price | Unit Price/Discount % (Excluding VAT) | Total | Unit Price/Discount % (Excluding VAT) | Total |  | Unit Price/Discount % (Excluding VAT) | Total
3.160.10 | B3.5.5 | (*) Polythene sheet 1000G |  | m2 | 1032 | 5 | 5160 | 4.38 | 4520.16 |  | 7 | 7224
| Note | Note Details
3.160.11 | - | Supply and installation of 12mm Isolation joint including all accessories, fixing etc. all complete as detailed on drawing,specifications. and engineer approval
| Item Code | Description | Item Remarks | Unit of Measurement | Quantity/Base Price | Unit Price/Discount % (Excluding VAT) | Total | Unit Price/Discount % (Excluding VAT) | Total |  | Unit Price/Discount % (Excluding VAT) | Total
3.160.12 | B3.5.6 | (*) 12mm Isolation joints with mastic sealant of grade slabs ; Isolation joints |  | m2 | 699 | 400 | 279600 | 146.77 | 102592.23 |  | 15 | 10485
| Note | Note Details
3.160.13 | - | Supply and Apply of GRP lining as detailed on drawing ,specifications.and engineer approval
| Item Code | Description | Item Remarks | Unit of Measurement | Quantity/Base Price | Unit Price/Discount % (Excluding VAT) | Total | Unit Price/Discount % (Excluding VAT) | Total |  | Unit Price/Discount % (Excluding VAT) | Total
3.160.14 | B3.5.7 | (*) GRP lining for water tank |  | m2 | 158 | 400 | 63200 | 473.46 | 74806.68 |  | 250 | 39500
| Note | Note Details
3.160.15 | - | Supply and Fix of Water Stopper as detailed on drawing ,specifications.and engineer approval
| Item Code | Description | Item Remarks | Unit of Measurement | Quantity/Base Price | Unit Price/Discount % (Excluding VAT) | Total | Unit Price/Discount % (Excluding VAT) | Total |  | Unit Price/Discount % (Excluding VAT) | Total
3.160.16 | B3.5.8 | (*) Water Stopper |  | m2 | 1 | 300 | 300 | 8759.01 | 8759.01 |  | 70 | 70
| Note | Note Details
3.160.17 | - | Waterproofing system for roofing
3.160.18 | - | Supply and apply waterproofing system for roof as per drawings ,specifications
| Item Code | Description | Item Remarks | Unit of Measurement | Quantity/Base Price | Unit Price/Discount % (Excluding VAT) | Total | Unit Price/Discount % (Excluding VAT) | Total |  | Unit Price/Discount % (Excluding VAT) | Total
3.160.19 | B3.5.9 | (*) Combo Roof System As shown in the drawings. |  | m2 | 785 | 700 | 549500 | 248.57 | 195127.45 |  | 275 | 215875
3.160.20 | B3.5.10 | (*) Roof Waterproofing skirting |  | Item | 1 | 3500 | 3500 | 53264.28 | 53264.28 |  | 25000 | 25000
| Note | Note Details
3.160.21 | - | Additional items
| Item Code | Description | Item Remarks | Unit of Measurement | Quantity/Base Price | Unit Price/Discount % (Excluding VAT) | Total | Unit Price/Discount % (Excluding VAT) | Total |  | Unit Price/Discount % (Excluding VAT) | Total
3.160.22 | AI | (*) Contractor may price here any items which has been shown in the Contract drawings or any other Contract Documents but overlooked or not specifically mentioned inthe schedule of items and is necessary for the satisfactory completion of the Works. Should the Contractor fail to insert any item here, it will be deemed that lump sum Contract Price includes all such items and no claims for additional items will be entertained. |  | Item | 1 | 0 | 0 | 0 | 0 |  | 0 | 0
| Note | Note Details
3.160.23 | - | Please attach one PDF file to be named "Additional Items for (insert bill no/name & Section No/name)" for the details of these additional items in the additional attachment area at the end of the BOQ.
3.161 GS - B3-06 DOORS AND WINDOWS - Ext. Works & U/G Water Tank, ETC. | [5 empty] | 3 (out of 3) | 186800 | 3 (out of 3) | 1969594.88 |  | 3 (out of 3) | 1078400
| Note | Note Details
3.161.1 | - | Glass Partition
3.161.2 | - | Supply and install solid mahogany wood door with polyutethane lacquer ,including frames, all accessories needed for installation as per mention in drawings & specifications
| Item Code | Description | Item Remarks | Unit of Measurement | Quantity/Base Price | Unit Price/Discount % (Excluding VAT) | Total | Unit Price/Discount % (Excluding VAT) | Total |  | Unit Price/Discount % (Excluding VAT) | Total
3.161.3 | B3.6.1 | (*) Glass Partition Curved |  | m2 | 76 | 800 | 60800 | 7693.73 | 584723.48 |  | 5900 | 448400
3.161.4 | B3.6.2 | (*) Glass Partition |  | m2 | 180 | 700 | 126000 | 7693.73 | 1384871.4 |  | 3500 | 630000
| Note | Note Details
3.161.5 | - | Additional items
| Item Code | Description | Item Remarks | Unit of Measurement | Quantity/Base Price | Unit Price/Discount % (Excluding VAT) | Total | Unit Price/Discount % (Excluding VAT) | Total |  | Unit Price/Discount % (Excluding VAT) | Total
3.161.6 | AI | (*) Contractor may price here any items which has been shown in the Contract drawings or any other Contract Documents but overlooked or not specifically mentioned inthe schedule of items and is necessary for the satisfactory completion of the Works. Should the Contractor fail to insert any item here, it will be deemed that lump sum Contract Price includes all such items and no claims for additional items will be entertained. |  | Item | 1 | 0 | 0 | 0 | 0 |  | 0 | 0
| Note | Note Details
3.161.7 | - | Please attach one PDF file to be named "Additional Items for (insert bill no/name & Section No/name)" for the details of these additional items in the additional attachment area at the end of the BOQ.
3.162 GS - B3-07 FINISHES - Ext. Works & U/G Water Tank, ETC. | [5 empty] | 11 (out of 11) | 2345067 | 11 (out of 11) | 4615426.16 |  | 11 (out of 11) | 11203680
| Note | Note Details
3.162.1 | - | External Finish
3.162.2 | - | Prepare and apply paint on Plaster including all necessary work as per drawing , specifications subject to engineers approval.
| Item Code | Description | Item Remarks | Unit of Measurement | Quantity/Base Price | Unit Price/Discount % (Excluding VAT) | Total | Unit Price/Discount % (Excluding VAT) | Total |  | Unit Price/Discount % (Excluding VAT) | Total
3.162.3 | B3.7.1 | (*) Epoxy External Paint |  | Item | 1 | 9500 | 9500 | 6510.08 | 6510.08 |  | 15000 | 15000
| Note | Note Details
3.162.4 | - | Supply and fix External Artificial Rock including all necessary work as per drawing , specifications subject to engineers approval.
| Item Code | Description | Item Remarks | Unit of Measurement | Quantity/Base Price | Unit Price/Discount % (Excluding VAT) | Total | Unit Price/Discount % (Excluding VAT) | Total |  | Unit Price/Discount % (Excluding VAT) | Total
3.162.5 | B3.7.2 | (*) External Artificial Rock including finishing layer |  | m2 | 1938 | 540 | 1046520 | 976.51 | 1892476.38 |  | 1400 | 2713200
| Note | Note Details
3.162.6 | - | Supply and fix Artificial Rock including all necessary work as per drawing , specifications subject to engineers approval.
| Item Code | Description | Item Remarks | Unit of Measurement | Quantity/Base Price | Unit Price/Discount % (Excluding VAT) | Total | Unit Price/Discount % (Excluding VAT) | Total |  | Unit Price/Discount % (Excluding VAT) | Total
3.162.7 | B3.7.3 | (*) Artificial Rock for Main Entrance ( Gorilla Signage ) |  | Item | 1 | 45000 | 45000 | 27076.01 | 27076.01 |  | 30000 | 30000
3.162.8 | B3.7.4 | (*) Artificial Rock for stream |  | m2 | 104 | 560 | 58240 | 804.88 | 83707.52 |  | 1000 | 104000
| Note | Note Details
3.162.9 | - | Wall Finishes
3.162.10 | - | Prepare and apply Epoxy paint on Plaster including all necessary work as per drawing ,specifications and subject to engineers approval.
| Item Code | Description | Item Remarks | Unit of Measurement | Quantity/Base Price | Unit Price/Discount % (Excluding VAT) | Total | Unit Price/Discount % (Excluding VAT) | Total |  | Unit Price/Discount % (Excluding VAT) | Total
3.162.11 | B3.7.5 | (*) Epoxy paint |  | Item | 1 | 8500 | 8500 | 5326.43 | 5326.43 |  | 6500 | 6500
| Note | Note Details
3.162.12 | - | Artificial rock including all necessary work as per drawing ,specifications and subject to engineers approval.
| Item Code | Description | Item Remarks | Unit of Measurement | Quantity/Base Price | Unit Price/Discount % (Excluding VAT) | Total | Unit Price/Discount % (Excluding VAT) | Total |  | Unit Price/Discount % (Excluding VAT) | Total
3.162.13 | B3.7.6 | (*) Artificial Rock for covered Gorilla walkway |  | m2 | 1600 | 540 | 864000 | 1041.61 | 1666576 |  | 1450 | 2320000
| Note | Note Details
3.162.14 | - | Floor Finish
3.162.15 | - | Supply and fix Stamped concrete including all necessary work as per drawing ,specifications and subject to engineers approval.,DIVISION 3 - 03 35 33
| Item Code | Description | Item Remarks | Unit of Measurement | Quantity/Base Price | Unit Price/Discount % (Excluding VAT) | Total | Unit Price/Discount % (Excluding VAT) | Total |  | Unit Price/Discount % (Excluding VAT) | Total
3.162.16 | B3.7.7 | (*) Stamped Concrete for covered Gorilla Walkway |  | m2 | 511 | 245 | 125195 | 266.32 | 136089.52 |  | 300 | 153300
| Note | Note Details
3.162.17 | - | Supply and fix Interlock including all necessary work as per drawing ,specifications and subject to engineers approval.
| Item Code | Description | Item Remarks | Unit of Measurement | Quantity/Base Price | Unit Price/Discount % (Excluding VAT) | Total | Unit Price/Discount % (Excluding VAT) | Total |  | Unit Price/Discount % (Excluding VAT) | Total
3.162.18 | B3.7.8 | (*) 60mm interlock |  | m2 | 1750 | 60 | 105000 | 416.37 | 728647.5 |  | 450 | 787500
3.162.19 | B3.7.9 | (*) Kerb stone |  | m | 644 | 98 | 63112 | 97.06 | 62506.64 |  | 120 | 77280
| Note | Note Details
3.162.20 | - | Ceiling Finishes
3.162.21 | - | Prepare and apply paint including all necessary work as per drawing , specifications subject to engineers approval. DIVISION 9 - 099656
| Item Code | Description | Item Remarks | Unit of Measurement | Quantity/Base Price | Unit Price/Discount % (Excluding VAT) | Total | Unit Price/Discount % (Excluding VAT) | Total |  | Unit Price/Discount % (Excluding VAT) | Total
3.162.22 | B3.7.10 | (*) Epoxy Paint over plaster |  | Item | 1 | 20000 | 20000 | 6510.08 | 6510.08 |  | 6000 | 6000
| Note | Note Details
3.162.23 | - | Additional items
| Item Code | Description | Item Remarks | Unit of Measurement | Quantity/Base Price | Unit Price/Discount % (Excluding VAT) | Total | Unit Price/Discount % (Excluding VAT) | Total |  | Unit Price/Discount % (Excluding VAT) | Total
3.162.24 | AI | (*) Contractor may price here any items which has been shown in the Contract drawings or any other Contract Documents but overlooked or not specifically mentioned inthe schedule of items and is necessary for the satisfactory completion of the Works. Should the Contractor fail to insert any item here, it will be deemed that lump sum Contract Price includes all such items and no claims for additional items will be entertained. |  | Item | 1 | 0 | 0 | 0 | 0 |  | 4990900 | 4990900
| Note | Note Details
3.162.25 | - | Please attach one PDF file to be named "Additional Items for (insert bill no/name & Section No/name)" for the details of these additional items in the additional attachment area at the end of the BOQ.
3.163 GS - B3-08 ACCESSORIES - Ext. Works & U/G Water Tank, ETC. | [5 empty] | 4 (out of 4) | 62400 | 4 (out of 4) | 124283.1 |  | 4 (out of 4) | 230000
| Note | Note Details
3.163.1 | - | Plaster Board
3.163.2 | - | Supply and installation of wooden barriers including all accessories, fixing etc. all complete as detailed on drawing and engineer approval
| Item Code | Description | Item Remarks | Unit of Measurement | Quantity/Base Price | Unit Price/Discount % (Excluding VAT) | Total | Unit Price/Discount % (Excluding VAT) | Total |  | Unit Price/Discount % (Excluding VAT) | Total
3.163.3 | B3.8.1 | (*) Wooden Barrier |  | m | 64 | 600 | 38400 | 1479.56 | 94691.84 |  | 2500 | 160000
3.163.4 | B3.8.2 | (*) Wooden Swing |  | No. | 2 | 8000 | 16000 | 5918.25 | 11836.5 |  | 5000 | 10000
| Note | Note Details
3.163.5 | - | Signage
3.163.6 | - | Supply and fix Signage ,including all accessories needed for installation as per mention in drawings & specifications
| Item Code | Description | Item Remarks | Unit of Measurement | Quantity/Base Price | Unit Price/Discount % (Excluding VAT) | Total | Unit Price/Discount % (Excluding VAT) | Total |  | Unit Price/Discount % (Excluding VAT) | Total
3.163.7 | B3.8.3 | (*) Internal & extenal building signage |  | Item | 1 | 8000 | 8000 | 17754.76 | 17754.76 |  | 60000 | 60000
| Note | Note Details
3.163.8 | - | Additional items
| Item Code | Description | Item Remarks | Unit of Measurement | Quantity/Base Price | Unit Price/Discount % (Excluding VAT) | Total | Unit Price/Discount % (Excluding VAT) | Total |  | Unit Price/Discount % (Excluding VAT) | Total
3.163.9 | AI | (*) Contractor may price here any items which has been shown in the Contract drawings or any other Contract Documents but overlooked or not specifically mentioned inthe schedule of items and is necessary for the satisfactory completion of the Works. Should the Contractor fail to insert any item here, it will be deemed that lump sum Contract Price includes all such items and no claims for additional items will be entertained. |  | Item | 1 | 0 | 0 | 0 | 0 |  | 0 | 0
| Note | Note Details
3.163.10 | - | Please attach one PDF file to be named "Additional Items for (insert bill no/name & Section No/name)" for the details of these additional items in the additional attachment area at the end of the BOQ.
3.164 GS - B3-9 MECHANICAL INSTALLATION - Ext. Works & U/G Water Tank, ETC. | [5 empty] | 34 (out of 34) | 561805 | 34 (out of 34) | 535609.14 |  | 34 (out of 34) | 775445
| Note | Note Details
3.164.1 | - | Drainage system
3.164.2 | - | Supply and installation, testing, commissioning Drainage with all accessories as per ADSSC
| Item Code | Description | Item Remarks | Unit of Measurement | Quantity/Base Price | Unit Price/Discount % (Excluding VAT) | Total | Unit Price/Discount % (Excluding VAT) | Total |  | Unit Price/Discount % (Excluding VAT) | Total
3.164.3 | B3.9.1 | (*) Supply and installation of sewerage manhole cover double sealed as per design complying to local regulation |  | No. | 11 | 22500 | 247500 | 6448.53 | 70933.83 |  | 11000 | 121000
3.164.4 | B3.9.2 | (*) uPVC pipe work installation including civil work accessories, fittings and fixings all in accordance to the specification and drawings; 150 mm dia |  | m | 135 | 185 | 24975 | 135.71 | 18320.85 |  | 280 | 37800
| Note | Note Details
3.164.5 | - | Stormwater
| Item Code | Description | Item Remarks | Unit of Measurement | Quantity/Base Price | Unit Price/Discount % (Excluding VAT) | Total | Unit Price/Discount % (Excluding VAT) | Total |  | Unit Price/Discount % (Excluding VAT) | Total
3.164.6 | B3.9.3 | (*) Rainwater outlet |  | No. | 8 | 1500 | 12000 | 591.83 | 4734.64 |  | 950 | 7600
3.164.7 | B3.9.4 | (*) uPVC pipe work installation including civil work, accessories, fittings and fixings all in accordance to the specification and drawings; 110mm dia |  | m | 30 | 115 | 3450 | 118.37 | 3551.1 |  | 90 | 2700
3.164.8 | B3.9.5 | (*) Vent Pipe 82 mm |  | m | 6 | 120 | 720 | 118.37 | 710.22 |  | 75 | 450
| Note | Note Details
3.164.9 | - | Water Supply
| Item Code | Description | Item Remarks | Unit of Measurement | Quantity/Base Price | Unit Price/Discount % (Excluding VAT) | Total | Unit Price/Discount % (Excluding VAT) | Total |  | Unit Price/Discount % (Excluding VAT) | Total
3.164.10 | B3.9.6 | (*) pipe and fittings including insulation, accessories and connections; all in accordance with the specification and drawings; 40 mm dia |  | Item | 1 | 3500 | 3500 | 10652.86 | 10652.86 |  | 80000 | 80000
3.164.11 | B3.9.7 | (*) Main gate Valve |  | No. | 4 | 1620 | 6480 | 1775.48 | 7101.92 |  | 6500 | 26000
3.164.12 | B3.9.8 | (*) Water Meter |  | No. | 1 | 4500 | 4500 | 3550.95 | 3550.95 |  | 2500 | 2500
3.164.13 | B3.9.9 | (*) Water Meter Manhole Cover |  | No. | 1 | 3250 | 3250 | 4142.78 | 4142.78 |  | 3500 | 3500
| Note | Note Details
3.164.14 | - | Fire protection
3.164.15 | - | Supply and installation, testing, commissioning fire fighting system with all accessories as per ADCD latest code
| Item Code | Description | Item Remarks | Unit of Measurement | Quantity/Base Price | Unit Price/Discount % (Excluding VAT) | Total | Unit Price/Discount % (Excluding VAT) | Total |  | Unit Price/Discount % (Excluding VAT) | Total
3.164.16 | B3.9.10 | (*) Breeching inlet 1x2 way for dry riser ; all in accordance with the specification and drawings |  | No. | 1 | 4815 | 4815 | 9469.2 | 9469.2 |  | 5000 | 5000
3.164.17 | B3.9.11 | (*) HDPE pipe including fittings, valves and accessories; all in accordance with the specification and drawings; 25mm dia. |  | Item | 1 | 20000 | 20000 | 5918.25 | 5918.25 |  | 5000 | 5000
3.164.18 | B3.9.12 | (*) Ditto : Fire fighting pipe 65mm dia |  | Item | 1 | 16500 | 16500 | 5918.25 | 5918.25 |  | 10000 | 10000
| Note | Note Details
3.164.19 | - | External Irrigation Work
| Item Code | Description | Item Remarks | Unit of Measurement | Quantity/Base Price | Unit Price/Discount % (Excluding VAT) | Total | Unit Price/Discount % (Excluding VAT) | Total |  | Unit Price/Discount % (Excluding VAT) | Total
3.164.20 | B3.9.13 | (*) Irrigation Solenoid Valve Box |  | No. | 6 | 750 | 4500 | 355.1 | 2130.6 |  | 420 | 2520
3.164.21 | B3.9.14 | (*) Irrigation Sollenoid Valve |  | No. | 6 | 1725 | 10350 | 3195.86 | 19175.16 |  | 2800 | 16800
3.164.22 | B3.9.15 | (*) Irrigation Drip/Bubbler Riser |  | No. | 115 | 17 | 1955 | 88.77 | 10208.55 |  | 95 | 10925
3.164.23 | B3.9.16 | (*) UPVC Irrigation Drip line |  | Item | 1 | 150000 | 150000 | 130201.57 | 130201.57 |  | 270000 | 270000
3.164.24 | B3.9.17 | (*) Flush Valve |  | No. | 11 | 210 | 2310 | 390.6 | 4296.6 |  | 1150 | 12650
3.164.25 | B3.9.18 | (*) Irrigation Control Cable |  | Item | 1 | 30000 | 30000 | 76635.46 | 76635.46 |  | 55000 | 55000
| Note | Note Details
3.164.26 | - | SUNDRIES:-
| Item Code | Description | Item Remarks | Unit of Measurement | Quantity/Base Price | Unit Price/Discount % (Excluding VAT) | Total | Unit Price/Discount % (Excluding VAT) | Total |  | Unit Price/Discount % (Excluding VAT) | Total
3.164.27 | B3.9.19 | (*) Sundries; Allow for supports, including fixings, anchors, insulating block, anti vibration devices and noise suppression measures |  | Item | 1 | 1000 | 1000 | 8877.38 | 8877.38 |  | 6000 | 6000
3.164.28 | B3.9.20 | (*) Allow for identifications, tag plates, labels, signage and colour coding for all services. |  | Item | 1 | 1000 | 1000 | 8877.38 | 8877.38 |  | 6000 | 6000
3.164.29 | B3.9.21 | (*) Allow for testing and pre-commissioning |  | Item | 1 | 1500 | 1500 | 11836.51 | 11836.51 |  | 6000 | 6000
3.164.30 | B3.9.22 | (*) Allow for commissioning |  | Item | 1 | 1000 | 1000 | 11836.51 | 11836.51 |  | 6000 | 6000
3.164.31 | B3.9.23 | (*) Allow for tools and spares |  | Item | 1 | 500 | 500 | 8877.38 | 8877.38 |  | 6000 | 6000
3.164.32 | B3.9.24 | (*) Allow for document and certification |  | Item | 1 | 1000 | 1000 | 8877.38 | 8877.38 |  | 6000 | 6000
3.164.33 | B3.9.25 | (*) Allow for co-ordination with other services |  | Item | 1 | 500 | 500 | 8877.38 | 8877.38 |  | 6000 | 6000
3.164.34 | B3.9.26 | (*) Allow for cutting or forming holes, mortises, chases, or the like and making good finishing |  | Item | 1 | 500 | 500 | 8877.38 | 8877.38 |  | 10000 | 10000
3.164.35 | B3.9.27 | (*) Allow for building in or cutting and pinning brackets or the like and making good finishing |  | Item | 1 | 500 | 500 | 8877.38 | 8877.38 |  | 10000 | 10000
3.164.36 | B3.9.28 | (*) Allow for protective painting to all systems |  | Item | 1 | 500 | 500 | 8877.38 | 8877.38 |  | 3000 | 3000
3.164.37 | B3.9.29 | (*) Allow for decorative painting to all systems |  | Item | 1 | 500 | 500 | 8877.38 | 8877.38 |  | 3000 | 3000
3.164.38 | B3.9.30 | (*) Allow for drawings, manuals, submittal, samples inspections, instruction books |  | Item | 1 | 2000 | 2000 | 11836.51 | 11836.51 |  | 6000 | 6000
3.164.39 | B3.9.31 | (*) Allow for builders work |  | Item | 1 | 2000 | 2000 | 11836.51 | 11836.51 |  | 6000 | 6000
3.164.40 | B3.9.32 | (*) Provide air seal partitions above false ceilings to make air zones as required and as shown on drawings and as specified |  | Item | 1 | 1500 | 1500 | 11836.51 | 11836.51 |  | 20000 | 20000
3.164.41 | B3.9.33 | (*) Allow for tools and spares for all the equipment supplied |  | Item | 1 | 1000 | 1000 | 8877.38 | 8877.38 |  | 6000 | 6000
| Note | Note Details
3.164.42 | - | Additional items
| Item Code | Description | Item Remarks | Unit of Measurement | Quantity/Base Price | Unit Price/Discount % (Excluding VAT) | Total | Unit Price/Discount % (Excluding VAT) | Total |  | Unit Price/Discount % (Excluding VAT) | Total
3.164.43 | AI | (*) Contractor may price here any items which has been shown in the Contract drawings or any other Contract Documents but overlooked or not specifically mentioned inthe schedule of items and is necessary for the satisfactory completion of the Works. Should the Contractor fail to insert any item here, it will be deemed that lump sum Contract Price includes all such items and no claims for additional items will be entertained. |  | Item | 1 | 0 | 0 | 0 | 0 |  | 0 | 0
| Note | Note Details
3.164.44 | - | Please attach one PDF file to be named "Additional Items for (insert bill no/name & Section No/name)" for the details of these additional items in the additional attachment area at the end of the BOQ.
3.165 GS - B3-10 ELECTRICAL INSTALLATION - Ext. Works & U/G Water Tank, ETC. | [5 empty] | 22 (out of 22) | 41600 | 22 (out of 22) | 151743.98 |  | 22 (out of 22) | 33531
| Note | Note Details
3.165.1 | - | Electrical Works
3.165.2 | - | DISCONNECTING SWITCHES:-
3.165.3 | - | Supply ,Install, testing and commissioning AC23,IP65 Disconnecting switches including all interconnecting cables, wires , trays and Equipments Points from SMD panels and terminations.
| Item Code | Description | Item Remarks | Unit of Measurement | Quantity/Base Price | Unit Price/Discount % (Excluding VAT) | Total | Unit Price/Discount % (Excluding VAT) | Total |  | Unit Price/Discount % (Excluding VAT) | Total
3.165.4 | B12.10.1 | (*) Single phase Isolator (SPN) IP65 |  | No | 6 | 900 | 5400 | 1006.1 | 6036.6 |  | 350 | 2100
| Note | Note Details
3.165.5 | - | POWER INSTALLATION:
3.165.6 | - | Wiring Devices Points
3.165.7 | - | Supply ,Install, testing and commissioning complete including points of Wiring devices with cover plates and outlet boxes , wiring cable tray & required all terminations,conduits,boxes , back boxes, couplers, draw boxes, junction boxes, wiring etc complete as per Drawings and Specifications.
| Item Code | Description | Item Remarks | Unit of Measurement | Quantity/Base Price | Unit Price/Discount % (Excluding VAT) | Total | Unit Price/Discount % (Excluding VAT) | Total |  | Unit Price/Discount % (Excluding VAT) | Total
3.165.8 | B12.10.2 | (*) 1 gang 13A,240 V,2 pole weather proof switched socket outlet IP65 withRCD |  | No | 4 | 560 | 2240 | 828.56 | 3314.24 |  | 480 | 1920
| Note | Note Details
3.165.9 | - | LIGHTING FIXTURES
3.165.10 | - | Supply, install, testing and commissioning complete Light fittings including cabling, wiring, conduits and switches in connections to permanent wiring system
| Item Code | Description | Item Remarks | Unit of Measurement | Quantity/Base Price | Unit Price/Discount % (Excluding VAT) | Total | Unit Price/Discount % (Excluding VAT) | Total |  | Unit Price/Discount % (Excluding VAT) | Total
3.165.11 | B12.10.3 | (*) Electrical points for Type L10 |  | No | 8 | 1670 | 13360 | 2130.57 | 17044.56 |  | 2090 | 16720
3.165.12 | B12.10.4 | (*) Surface Mountain Self Contained Non Maintained, 3 Hours Duration 1x12W Emergency Light |  | No | 2 | 1200 | 2400 | 1775.48 | 3550.96 |  | 750 | 1500
| Note | Note Details
3.165.13 | - | WIRING DEVICES & ACCESSORIES
3.165.14 | - | Supply, install and connect the following devices including device boxes, cover, plates, conduits and wiring between devices and distribution boards, switch panels, etc. as per drawings:
| Item Code | Description | Item Remarks | Unit of Measurement | Quantity/Base Price | Unit Price/Discount % (Excluding VAT) | Total | Unit Price/Discount % (Excluding VAT) | Total |  | Unit Price/Discount % (Excluding VAT) | Total
3.165.15 | B12.10.5 | (*) 20A double pole switch weather proof |  | No | 2 | 750 | 1500 | 828.56 | 1657.12 |  | 480 | 960
3.165.16 | B12.10.6 | (*) One way one gang lighting grid switch weather proof |  | No | 2 | 600 | 1200 | 887.74 | 1775.48 |  | 420 | 840
| Note | Note Details
3.165.17 | - | SUNDRIES:-
| Item Code | Description | Item Remarks | Unit of Measurement | Quantity/Base Price | Unit Price/Discount % (Excluding VAT) | Total | Unit Price/Discount % (Excluding VAT) | Total |  | Unit Price/Discount % (Excluding VAT) | Total
3.165.18 | B12.10.7 | (*) Sundries; Allow for supports, including fixings, anchors, insulating block, anti vibration devices and noise suppression measures |  | Item | 1 | 2000 | 2000 | 7101.9 | 7101.9 |  | 500 | 500
3.165.19 | B12.10.8 | (*) Allow for identifications, tag plates, labels, signage and colour coding for all services. |  | Item | 1 | 500 | 500 | 7101.9 | 7101.9 |  | 500 | 500
3.165.20 | B12.10.9 | (*) Allow for testing and pre-commissioning |  | Item | 1 | 3000 | 3000 | 7101.9 | 7101.9 |  | 200 | 200
3.165.21 | B12.10.10 | (*) Allow for commissioning |  | Item | 1 | 2000 | 2000 | 11836.51 | 11836.51 |  | 200 | 200
3.165.22 | B12.10.11 | (*) Allow for tools and spares |  | Item | 1 | 500 | 500 | 9469.2 | 9469.2 |  | 200 | 200
3.165.23 | B12.10.12 | (*) Allow for document and certification |  | Item | 1 | 1000 | 1000 | 7101.9 | 7101.9 |  | 800 | 800
3.165.24 | B12.10.13 | (*) Allow for co-ordination with other services |  | Item | 1 | 500 | 500 | 7101.9 | 7101.9 |  | 1000 | 1000
3.165.25 | B12.10.14 | (*) Allow for cutting or forming holes, mortises, chases, or the like and making good finishing |  | Item | 1 | 500 | 500 | 7101.9 | 7101.9 |  | 1000 | 1000
3.165.26 | B12.10.15 | (*) Allow for building in or cutting and pinning brackets or the like and making good finishing |  | Item | 1 | 500 | 500 | 7101.9 | 7101.9 |  | 500 | 500
3.165.27 | B12.10.16 | (*) Allow for protective painting to all systems |  | Item | 1 | 1000 | 1000 | 7101.9 | 7101.9 |  | 500 | 500
3.165.28 | B12.10.17 | (*) Allow for decorative painting to all systems |  | Item | 1 | 500 | 500 | 7101.9 | 7101.9 |  | 591 | 591
3.165.29 | B12.10.18 | (*) Allow for drawings, manuals, submittal, samples inspections, instruction books |  | Item | 1 | 1000 | 1000 | 7101.9 | 7101.9 |  | 1500 | 1500
3.165.30 | B12.10.19 | (*) Allow for builders work |  | Item | 1 | 1000 | 1000 | 11836.51 | 11836.51 |  | 2000 | 2000
3.165.31 | B12.10.20 | (*) Provide air seal partitions above false ceilings to make air zones as required and as shown on drawings and as specified |  | Item | 1 | 1000 | 1000 | 7101.9 | 7101.9 |  | 0 | 0
3.165.32 | B12.10.21 | (*) Allow for tools and spares for all the equipment supplied |  | Item | 1 | 500 | 500 | 7101.9 | 7101.9 |  | 0 | 0
| Note | Note Details
3.165.33 | - | Additional items
| Item Code | Description | Item Remarks | Unit of Measurement | Quantity/Base Price | Unit Price/Discount % (Excluding VAT) | Total | Unit Price/Discount % (Excluding VAT) | Total |  | Unit Price/Discount % (Excluding VAT) | Total
3.165.34 | AI | (*) Contractor may price here any items which has been shown in the Contract drawings or any other Contract Documents but overlooked or not specifically mentioned inthe schedule of items and is necessary for the satisfactory completion of the Works. Should the Contractor fail to insert any item here, it will be deemed that lump sum Contract Price includes all such items and no claims for additional items will be entertained. |  | Item | 1 | 0 | 0 | 0 | 0 |  | 0 | 0
| Note | Note Details
3.165.35 | - | Please attach one PDF file to be named "Additional Items for (insert bill no/name & Section No/name)" for the details of these additional items in the additional attachment area at the end of the BOQ.
3.166 GS - B3-11 EXTERNALWORKS - Ext. Works & U/G Water Tank, ETC. | [5 empty] | 17 (out of 17) | 995722 | 17 (out of 17) | 2593381.26 |  | 17 (out of 17) | 2518621
| Note | Note Details
3.166.1 | - | Soft Landscape
3.166.2 | - | Soft Landscaping , as per mention in drawings & specifications
| Item Code | Description | Item Remarks | Unit of Measurement | Quantity/Base Price | Unit Price/Discount % (Excluding VAT) | Total | Unit Price/Discount % (Excluding VAT) | Total |  | Unit Price/Discount % (Excluding VAT) | Total
3.166.3 | B3.11.1 | (*) Phoenix reclinata |  | No. | 7 | 4850 | 33950 | 13020.16 | 91141.12 |  | 16500 | 115500
3.166.4 | B3.11.2 | (*) Washingtonia robusta |  | No. | 9 | 4315 | 38835 | 4438.69 | 39948.21 |  | 5500 | 49500
3.166.5 | B3.11.3 | (*) Ficus religiosa |  | No. | 6 | 1900 | 11400 | 2899.94 | 17399.64 |  | 1200 | 7200
3.166.6 | B3.11.4 | (*) Mangifera indica |  | No. | 23 | 1810 | 41630 | 2959.13 | 68059.99 |  | 1200 | 27600
3.166.7 | B3.11.5 | (*) Pithecellobium dulce |  | No. | 14 | 2475 | 34650 | 3432.59 | 48056.26 |  | 15000 | 210000
3.166.8 | B3.11.6 | (*) Strelitzia nicholii |  | No. | 13 | 7800 | 101400 | 14203.81 | 184649.53 |  | 1200 | 15600
3.166.9 | B3.11.7 | (*) Pennisetum alopecuroides |  | No. | 43 | 41 | 1763 | 41.43 | 1781.49 |  | 9 | 387
3.166.10 | B3.11.8 | (*) Pennisetum setaceum |  | No. | 76 | 14 | 1064 | 29.59 | 2248.84 |  | 9 | 684
3.166.11 | B3.11.9 | (*) Arundo donax |  | No. | 14 | 30 | 420 | 159.79 | 2237.06 |  | 100 | 1400
3.166.12 | B3.11.10 | (*) Saccharum officinarum |  | No. | 14 | 35 | 490 | 142.04 | 1988.56 |  | 1200 | 16800
3.166.13 | B3.11.11 | (*) Paspalum vaginatum & SESUVIUM PORULG |  | No. | 1881 | 32 | 60192 | 94.69 | 178111.89 |  | 70 | 131670
3.166.14 | B3.11.12 | (*) Pandanus veitchii |  | No. | 27 | 32 | 864 | 236.73 | 6391.71 |  | 120 | 3240
3.166.15 | B3.11.13 | (*) Strelitzia reginae |  | No. | 144 | 56 | 8064 | 473.46 | 68178.24 |  | 160 | 23040
| Note | Note Details
3.166.16 | - | Supply and Install,hot wire ,including all accessories needed for installation as per mention in drawings & specifications
| Item Code | Description | Item Remarks | Unit of Measurement | Quantity/Base Price | Unit Price/Discount % (Excluding VAT) | Total | Unit Price/Discount % (Excluding VAT) | Total |  | Unit Price/Discount % (Excluding VAT) | Total
3.166.17 | B3.11.14 | (*) Hot Wire |  | m | 260 | 350 | 91000 | 414.28 | 107712.8 |  | 1600 | 416000
| Note | Note Details
3.166.18 | - | Maintenance for Existing Exhibits ,including all accessories needed for installation as per mention in drawings & specifications
| Item Code | Description | Item Remarks | Unit of Measurement | Quantity/Base Price | Unit Price/Discount % (Excluding VAT) | Total | Unit Price/Discount % (Excluding VAT) | Total |  | Unit Price/Discount % (Excluding VAT) | Total
3.166.19 | B3.11.15 | (*) Maintenance for Existing Exhibits |  | Item | 1 | 85000 | 85000 | 1183650.62 | 1183650.62 |  | 250000 | 250000
| Note | Note Details
3.166.20 | - | Water fall,including all accessories needed for installation as per mention in drawings & specifications
| Item Code | Description | Item Remarks | Unit of Measurement | Quantity/Base Price | Unit Price/Discount % (Excluding VAT) | Total | Unit Price/Discount % (Excluding VAT) | Total |  | Unit Price/Discount % (Excluding VAT) | Total
3.166.21 | B3.11.16 | (*) Water fall |  | No. | 5 | 90000 | 450000 | 118365.06 | 591825.3 |  | 250000 | 1250000
| Note | Note Details
3.166.22 | - | Additional items
| Item Code | Description | Item Remarks | Unit of Measurement | Quantity/Base Price | Unit Price/Discount % (Excluding VAT) | Total | Unit Price/Discount % (Excluding VAT) | Total |  | Unit Price/Discount % (Excluding VAT) | Total
3.166.23 | AI | (*) Contractor may price here any items which has been shown in the Contract drawings or any other Contract Documents but overlooked or not specifically mentioned inthe schedule of items and is necessary for the satisfactory completion of the Works. Should the Contractor fail to insert any item here, it will be deemed that lump sum Contract Price includes all such items and no claims for additional items will be entertained. |  | Item | 1 | 35000 | 35000 | 0 | 0 |  | 0 | 0
| Note | Note Details
3.166.24 | - | Please attach one PDF file to be named "Additional Items for (insert bill no/name & Section No/name)" for the details of these additional items in the additional attachment area at the end of the BOQ.
3.167 SAND CAT DISPLAY AND NOCTURNAL HOUSE IN AL AIN ZOO | [5 empty] | 0 (out of 0) | 10679232 | 0 (out of 0) | 13697113.93 | 0 | 0 (out of 0) | 11700000 | 0
3.168 SCD - BILL NO 01 - PRELIMINARIES -Sand Cat Display | [5 empty] | 53 (out of 53) | 3468750 | 53 (out of 53) | 3985500 |  | 53 (out of 53) | 1931258
| Note | Note Details
3.168.1 | - | General Notes on General Requirements
3.168.2 | - | These General Requirements are applicable to the whole of the Works. The Contractor shall price each of the lumpsum contained herein individually. The Tenderer shall not enter any lumpsum covering more than one or all lumpsum Where any lump sum of the General Requirements has not been priced, it will be deemed that the value of such lumpsum is included elsewhere in the Bill of Quantities.
3.168.3 | - | The Contractor is referred to the requirements of the Contract/Tender Documents.
3.168.4 | - | The Contractor shall price herein any obligations contained in the following for which he has not included elsewhere and wishes to price separately.
3.168.5 | - | The Contractor is responsible for the design, construction, maintenance and removal of all temporary works. The Contractor is to submit to the Engineer his proposals for all temporary works for approval. The Engineer’s approval will no way relieve the Contractor of his responsibility for the safety of the works, operatives, adjoining property, structure or services and compliance with appropriate regulations and Codes of Practice.
3.168.6 | - | Pricing Generally
3.168.7 | - | The Contractor shall satisfy himself as to the meaning of every item in the Bills of Quantities and the rates and prices inserted by him will be deemed to cover all his obligations under the Contract and all matters and things necessary for the proper construction and completion of the Works including, but not by any way of limitation, all temporary work required (including any that may be required by subcontractors, whether nominated or otherwise).
3.168.8 | - | The prices shall include for all materials and labour and for the provision and use of all plant whether mechanical or non-mechanical required for the expeditious carrying out of the Works in their proper sequence - for shifting, altering and adapting such temporary work and plant as may be required during the progress of the Works and removing at completion and making good any surfaces disturbed and if not included in the prices inserted against the Conditions of Contract clauses above; (continued)
3.168.9 | - | (continuation) for the costs of preparing a tender; for the work in connection with measurements and the final account, for profit and for all other establishment charges and on costs of whatever nature. No claim for additional payment will be allowed for any error or misunderstanding by the contractor in these respects.
3.168.10 | - | All accommodation required for the safety, health and welfare facilities including adequate shelter from inclement weather, accommodation for the storage and drying of clothes, taking of meals and sanitary and washing facilities for all people employed on the site, first aid facilities, (continued)
3.168.11 | - | (continuation) fire fighting equipment and drinking water facilities, including all necessary service connections, etc., all in accordance with the Specification, the laws and regulations of relevant UAE authorities and compliance with Estidama requirements for livable conditions.
3.168.12 | - | Contract Insurances
| Item Code | Description | Item Remarks | Unit of Measurement | Quantity/Base Price | Unit Price/Discount % (Excluding VAT) | Total | Unit Price/Discount % (Excluding VAT) | Total |  | Unit Price/Discount % (Excluding VAT) | Total
3.168.13 | B1.02 | (*) The Contractor should allow for provision of all the contract insurances in accordance with the Conditions of Contract. The contract insurances shall be from an approved insurance company in the Abu Dhabi Emirate and to the approval of the Engineer and the Employer. |  | Item | 1 | 45000 | 45000 | 50000 | 50000 |  | 20000 | 20000
| Note | Note Details
3.168.14 | - | Bonds
| Item Code | Description | Item Remarks | Unit of Measurement | Quantity/Base Price | Unit Price/Discount % (Excluding VAT) | Total | Unit Price/Discount % (Excluding VAT) | Total |  | Unit Price/Discount % (Excluding VAT) | Total
3.168.15 | B1.03 | (*) The Contractor should allow for all bonds including performance security in accordance with the Conditions of Contract. The Bonds be from an approved bank/finance institute in the Abu Dhabi Emirate and to the approval of the Engineer and the Employer. |  | Item | 1 | 35000 | 35000 | 60000 | 60000 |  | 20000 | 20000
| Note | Note Details
3.168.16 | - | Guarantees & Warrantees
| Item Code | Description | Item Remarks | Unit of Measurement | Quantity/Base Price | Unit Price/Discount % (Excluding VAT) | Total | Unit Price/Discount % (Excluding VAT) | Total |  | Unit Price/Discount % (Excluding VAT) | Total
3.168.17 | B1.04 | (*) The Contractor should allow for provision of all necessary contract warranties in accordance with the Conditions of Contract and Specification. The guarantee's shall be to the approval of the Engineer and the Employer. |  | Item | 1 | 30000 | 30000 | 10000 | 10000 |  | 500 | 500
| Note | Note Details
3.168.18 | - | Permits, Statutory Approvals and Co-ordination
| Item Code | Description | Item Remarks | Unit of Measurement | Quantity/Base Price | Unit Price/Discount % (Excluding VAT) | Total | Unit Price/Discount % (Excluding VAT) | Total |  | Unit Price/Discount % (Excluding VAT) | Total
3.168.19 | B1.05 | (*) The Contractor shall be responsible for coordinating with all relevant Government Departments and obtaining all necessary approvals, certificates and permits including building permits from the relevant Government Departments, the Police, local Service Authorities and Institutions (i.e. Electricity & Water Authority, Etisalat, Civil Defense, etc.) as required in the performance of this Contract. |  | Item | 1 | 35000 | 35000 | 25000 | 25000 |  | 10000 | 10000
| Note | Note Details
3.168.20 | - | Office Facilities for the Staff of Employer and the Engineer
3.168.21 | - | The Contractor shall provide, maintain and remove temporary site offices for the staff of the Employer and Engineer along with welfare facilities (pantry, toilets, etc.), utility services, office furniture, computers, photocopy machines, IT, telephone & fax services, vehicle parking facilities, etc., acceptable to the Employer/Engineer and as per the specification and drawings. (continued)
3.168.22 | - | (Continuation) The contractor shall ensure that all facilities shall be in full compliance with Abu Dhabi Civil Defense requirements. The facilities shall include the protective clothing, safety accessories and equipment (PPE) with Musanada logo as required for the personnel.
| Item Code | Description | Item Remarks | Unit of Measurement | Quantity/Base Price | Unit Price/Discount % (Excluding VAT) | Total | Unit Price/Discount % (Excluding VAT) | Total |  | Unit Price/Discount % (Excluding VAT) | Total
3.168.23 | B1.06 | (*) Establishment of site offices and equipment |  | Item | 1 | 575000 | 575000 | 0 | 0 |  | 100000 | 100000
3.168.24 | B1.07 | (*) Maintenance of the site offices and equipment including pay all electricity, water and Etisalat charges for the duration of the construction period. |  | Item | 1 | 250000 | 250000 | 120000 | 120000 |  | 25000 | 25000
3.168.25 | B1.08 | (*) Removal of site offices and equipment |  | Item | 1 | 15000 | 15000 | 0 | 0 |  | 1000 | 1000
3.168.26 | B1.09 | (*) Provide all consumables and refreshments for use within the site offices, as required. |  | Item | 1 | 150000 | 150000 | 12000 | 12000 |  | 25000 | 25000
| Note | Note Details
3.168.27 | - | Offices and Facilities of the Contractor
3.168.28 | - | The Contractor is to provide, in positions to be approved by the Engineer, all necessary furnished offices for his site staff and the site staff of all sub-contractors all in accordance with the drawings and Specification.
| Item Code | Description | Item Remarks | Unit of Measurement | Quantity/Base Price | Unit Price/Discount % (Excluding VAT) | Total | Unit Price/Discount % (Excluding VAT) | Total |  | Unit Price/Discount % (Excluding VAT) | Total
3.168.29 | B1.10 | (*) Establishment charge (fixed cost) |  | Item | 1 | 425000 | 425000 | 0 | 0 |  | 200000 | 200000
3.168.30 | B1.11 | (*) Maintenance charge (Fixed cost) |  | Item | 1 | 150000 | 150000 | 60000 | 60000 |  | 50000 | 50000
3.168.31 | B1.12 | (*) Removal charge (fixed cost) |  | Item | 1 | 10000 | 10000 | 0 | 0 |  | 5000 | 5000
3.168.32 | B1.13 | (*) The Contractor is to provide and maintain weatherproof lock-up sheds, workshops and stores for the storage and protection of materials, tools and plant, all in accordance with the Specification and project requirements. |  | Item | 1 | 25000 | 25000 | 0 | 0 |  | 100000 | 100000
| Note | Note Details
3.168.33 | - | Contractor's Plants and Equipment
3.168.34 | - | The Contractor shall provide all constructional plant, lifting equipment, transport facilities, tools and services, etc. required for the proper execution of the Works. This responsibility shall include shipment, customs clearance, off-loading, loading and handling and transportation to the site. The facilities shall include the protective clothing and safety equipment (PPE).
| Item Code | Description | Item Remarks | Unit of Measurement | Quantity/Base Price | Unit Price/Discount % (Excluding VAT) | Total | Unit Price/Discount % (Excluding VAT) | Total |  | Unit Price/Discount % (Excluding VAT) | Total
3.168.35 | B1.14 | (*) Mobilaisation charges (fixed cost) |  | Item | 1 | 15000 | 15000 | 50000 | 50000 |  | 200000 | 200000
3.168.36 | B1.15 | (*) Maintenance charge (Fixed cost) |  | Item | 1 | 1000 | 1000 | 30000 | 30000 |  | 20000 | 20000
3.168.37 | B1.16 | (*) De-mobilisation charges (fixed cost) |  | Item | 1 | 1000 | 1000 | 15000 | 15000 |  | 2000 | 2000
| Note | Note Details
3.168.38 | - | Temporary Water and Electricity Services for the Construction Works
3.168.39 | - | The Contractor shall provide and maintain temporary water and electricity services required for the Works including that required by the sub-contractors. Pay all charges and bear all costs for the necessary temporary installation including pipe work, pumps, water tankers, storage tanks, generating equipment, etc., and remove on completion and make good all work disturbed.
| Item Code | Description | Item Remarks | Unit of Measurement | Quantity/Base Price | Unit Price/Discount % (Excluding VAT) | Total | Unit Price/Discount % (Excluding VAT) | Total |  | Unit Price/Discount % (Excluding VAT) | Total
3.168.40 | B1.17 | (*) Establishment charge (fixed cost) |  | Item | 1 | 50000 | 50000 | 0 | 0 |  | 100000 | 100000
3.168.41 | B1.18 | (*) Maintenance charge (fixed cost) |  | Item | 1 | 1000 | 1000 | 18000 | 18000 |  | 10000 | 10000
3.168.42 | B1.19 | (*) Removal charge (fixed cost) |  | Item | 1 | 500 | 500 | 0 | 0 |  | 2000 | 2000
| Note | Note Details
3.168.43 | - | Site Administration and Supervision
| Item Code | Description | Item Remarks | Unit of Measurement | Quantity/Base Price | Unit Price/Discount % (Excluding VAT) | Total | Unit Price/Discount % (Excluding VAT) | Total |  | Unit Price/Discount % (Excluding VAT) | Total
3.168.44 | B1.20 | (*) The Contractor is to allow in his tender for his all site administration and supervision costs. |  | Item | 1 | 20000 | 20000 | 2400000 | 2400000 |  | 270000 | 270000
| Note | Note Details
3.168.45 | - | Labour Camp / Accomodation
| Item Code | Description | Item Remarks | Unit of Measurement | Quantity/Base Price | Unit Price/Discount % (Excluding VAT) | Total | Unit Price/Discount % (Excluding VAT) | Total |  | Unit Price/Discount % (Excluding VAT) | Total
3.168.46 | B1.21 | (*) Allow for Labour Accomodation. Watchman and security staff only may be accommodated on site. No labour camp will be permitted on Site. |  | Item | 1 | 5000 | 5000 | 0 | 0 |  | 300000 | 300000
| Note | Note Details
3.168.47 | - | Security Arrangements at Site
3.168.48 | - | Provide and maintain necessary security arrangements including watchmen, all lighting requirements required to safeguard the Site, plant, equipment, public and adjoining properties, etc. The Contractor shall be liable for any claims arising from loss or damages suffered and for reinstating and making good after any damage or theft.
| Item Code | Description | Item Remarks | Unit of Measurement | Quantity/Base Price | Unit Price/Discount % (Excluding VAT) | Total | Unit Price/Discount % (Excluding VAT) | Total |  | Unit Price/Discount % (Excluding VAT) | Total
3.168.49 | B1.22 | (*) Establishment charge (fixed cost) |  | Item | 1 | 45000 | 45000 | 20000 | 20000 |  | 22000 | 22000
3.168.50 | B1.23 | (*) Maintenance charge (fixed cos) |  | Item | 1 | 20000 | 20000 | 72000 | 72000 |  | 22000 | 22000
3.168.51 | B1.24 | (*) Removal charge (fixed cost) |  | Item | 1 | 3000 | 3000 | 10000 | 10000 |  | 1500 | 1500
| Note | Note Details
3.168.52 | - | Protection
| Item Code | Description | Item Remarks | Unit of Measurement | Quantity/Base Price | Unit Price/Discount % (Excluding VAT) | Total | Unit Price/Discount % (Excluding VAT) | Total |  | Unit Price/Discount % (Excluding VAT) | Total
3.168.53 | B1.25 | (*) Adequate protection against any form of damage or deterioration shall be provided for all sections of the Works. |  | Item | 1 | 25000 | 25000 | 25000 | 25000 |  | 400 | 400
3.168.54 | B1.26 | (*) The Contractor shall take all necessary precautions to protect existing buildings, fences, roads, passages, culverts and other apparatus, if found, and he shall not demolish or remove any of these works except according to specific instructions by the Engineer. |  | Item | 1 | 35000 | 35000 | 15000 | 15000 |  | 400 | 400
| Note | Note Details
3.168.55 | - | A condition survey of adjacent structures shall be carried out by the Contractor in the presence of the Engineer both before and after the provision of supports. The Contractor shall be responsible for the reinstatement or repair of any adjacent structures damaged as a result of the execution of the Works.
3.168.56 | - | Site Hoarding
3.168.57 | - | The Contractor shall be responsible for the complete installation, maintenance and removal of the site hoarding including make good where necessary and clean the site as per the specification, drawings and Authorities requirements and to the satisfaction of the Engineer.
| Item Code | Description | Item Remarks | Unit of Measurement | Quantity/Base Price | Unit Price/Discount % (Excluding VAT) | Total | Unit Price/Discount % (Excluding VAT) | Total |  | Unit Price/Discount % (Excluding VAT) | Total
3.168.58 | B1.27 | (*) Establishment charge |  | Item | 1 | 60000 | 60000 | 150000 | 150000 |  | 50000 | 50000
3.168.59 | B1.28 | (*) Maintenance charge |  | Item | 1 | 2000 | 2000 | 24000 | 24000 |  | 10000 | 10000
3.168.60 | B1.29 | (*) Removal charge |  | Item | 1 | 2000 | 2000 | 20000 | 20000 |  | 2000 | 2000
| Note | Note Details
3.168.61 | - | Project Sign Boards
3.168.62 | - | The Contractor is to allow for supply, installation and maintenance and removal including make good where necessary of Project Sign Board throughout the construction period, in accordance with the specification and drawings. No other sign boards or advertisements on or around the site will be permitted unless approved in writing by the Engineer.
| Item Code | Description | Item Remarks | Unit of Measurement | Quantity/Base Price | Unit Price/Discount % (Excluding VAT) | Total | Unit Price/Discount % (Excluding VAT) | Total |  | Unit Price/Discount % (Excluding VAT) | Total
3.168.63 | B1.30 | (*) Establishment charge (fixed cost) |  | Item | 1 | 60000 | 60000 | 50000 | 50000 |  | 50000 | 50000
3.168.64 | B1.31 | (*) Maintenance charge (Fixed cost) |  | Item | 1 | 500 | 500 | 12000 | 12000 |  | 2000 | 2000
3.168.65 | B1.32 | (*) Removal charge (fixed cost) |  | Item | 1 | 750 | 750 | 2500 | 2500 |  | 1000 | 1000
| Note | Note Details
3.168.66 | - | Tests
| Item Code | Description | Item Remarks | Unit of Measurement | Quantity/Base Price | Unit Price/Discount % (Excluding VAT) | Total | Unit Price/Discount % (Excluding VAT) | Total |  | Unit Price/Discount % (Excluding VAT) | Total
3.168.67 | B1.33 | (*) The Contractor shall allow for all requirements, obligations, etc., with regard to all tests that are to be carried out by an approved independent Abu Dhabi Municipality accredited laboratory. |  | Item | 1 | 25000 | 25000 | 18000 | 18000 |  | 458 | 458
| Note | Note Details
3.168.68 | - | Works Free From Water
| Item Code | Description | Item Remarks | Unit of Measurement | Quantity/Base Price | Unit Price/Discount % (Excluding VAT) | Total | Unit Price/Discount % (Excluding VAT) | Total |  | Unit Price/Discount % (Excluding VAT) | Total
3.168.69 | B1.34 | (*) Except where underwater construction is required, the Contractor shall execute all works in the dry condition and shall construct any temporary drains, water courses and other works that may be necessary for the purpose. |  | Item | 1 | 3500 | 3500 | 0 | 0 |  | 500 | 500
| Note | Note Details
3.168.70 | - | Abatement of Nuisance from Noise, Pollution, Dust, etc.
| Item Code | Description | Item Remarks | Unit of Measurement | Quantity/Base Price | Unit Price/Discount % (Excluding VAT) | Total | Unit Price/Discount % (Excluding VAT) | Total |  | Unit Price/Discount % (Excluding VAT) | Total
3.168.71 | B1.35 | (*) The Contractor shall take precautions to minimise nuisance arising from noise, dust, etc. The Contractor shall be held responsible for any nuisance caused by his workmenship, noise, pollution, dust, etc. The Contractor is to submit to the Engineer his proposals for approval. |  | Item | 1 | 3000 | 3000 | 0 | 0 |  | 500 | 500
| Note | Note Details
3.168.72 | - | Surveying Equipment
| Item Code | Description | Item Remarks | Unit of Measurement | Quantity/Base Price | Unit Price/Discount % (Excluding VAT) | Total | Unit Price/Discount % (Excluding VAT) | Total |  | Unit Price/Discount % (Excluding VAT) | Total
3.168.73 | B1.36 | (*) The Contractor shall provide at all times for the duration of the Contract, all such chainmen, staff and survey instruments as may be required for the proper construction of and completion of the works. |  | Item | 1 | 95000 | 95000 | 18000 | 18000 |  | 500 | 500
| Note | Note Details
3.168.74 | - | Public and Private Roads Adjacent to the Site
| Item Code | Description | Item Remarks | Unit of Measurement | Quantity/Base Price | Unit Price/Discount % (Excluding VAT) | Total | Unit Price/Discount % (Excluding VAT) | Total |  | Unit Price/Discount % (Excluding VAT) | Total
3.168.75 | B1.37 | (*) The Contractor shall take all reasonable and proper steps for protection and maintenance of all public and private roads adjacent to the Site which can be affected due to the performance of the Works in accordance with the Engineer's instructions. The roads shall be kept free for access at all times. |  | Item | 1 | 30000 | 30000 | 20000 | 20000 |  | 500 | 500
| Note | Note Details
3.168.76 | - | Traffic Regulations
3.168.77 | - | The Contractor is to observe and allow for all requirements, obligations, etc., with regard to traffic regulations, including safety, control and any temporary diversion of traffic, including the loading and unloading of or waiting of the Contractor's and Sub-contractors' vehicles on public highways, (continued)..
3.168.78 | - | (Continuation).. construction of temporary detours' pavement layers, traffic signs, road marking, safety measure, etc. as per specifications and authorities' regulations and the Contract Sum is deemed to include for the strict compliance therewith.
| Item Code | Description | Item Remarks | Unit of Measurement | Quantity/Base Price | Unit Price/Discount % (Excluding VAT) | Total | Unit Price/Discount % (Excluding VAT) | Total |  | Unit Price/Discount % (Excluding VAT) | Total
3.168.79 | B1.38 | (*) Establishment charge (fixed cost) |  | Item | 1 | 550000 | 550000 | 20000 | 20000 |  | 1000 | 1000
3.168.80 | B1.39 | (*) Maintenance charge (fixed cost) |  | Item | 1 | 250000 | 250000 | 18000 | 18000 |  | 500 | 500
3.168.81 | B1.40 | (*) Removal charge (fixed cost) |  | Item | 1 | 2000 | 2000 | 5000 | 5000 |  | 500 | 500
| Note | Note Details
3.168.82 | - | Samples according to Specification and Drawings (As per Engineer/Employer's requirements)
| Item Code | Description | Item Remarks | Unit of Measurement | Quantity/Base Price | Unit Price/Discount % (Excluding VAT) | Total | Unit Price/Discount % (Excluding VAT) | Total |  | Unit Price/Discount % (Excluding VAT) | Total
3.168.83 | B1.41 | (*) The Contractor shall provide samples of all materials and manufacturers of materials proposed to be used / incorporated in the works, all samples, goods, literature and the like. |  | Item | 1 | 7500 | 7500 | 10000 | 10000 |  | 500 | 500
| Note | Note Details
3.168.84 | - | Labour and Materials and Assistance to the Engineer
| Item Code | Description | Item Remarks | Unit of Measurement | Quantity/Base Price | Unit Price/Discount % (Excluding VAT) | Total | Unit Price/Discount % (Excluding VAT) | Total |  | Unit Price/Discount % (Excluding VAT) | Total
3.168.85 | B1.42 | (*) The Contractor shall provide for the exclusive use of the Engineer all necessary assistance.The Contractor shall provide such labour, materials and transport as the Engineer's representative may require to assist him in carrying out tests and checks on materials and workmanship and setting out and measurement of works and for any other attendance on the Engineer. |  | Item | 1 | 240000 | 240000 | 24000 | 24000 |  | 500 | 500
| Note | Note Details
3.168.86 | - | Programme of Works
| Item Code | Description | Item Remarks | Unit of Measurement | Quantity/Base Price | Unit Price/Discount % (Excluding VAT) | Total | Unit Price/Discount % (Excluding VAT) | Total |  | Unit Price/Discount % (Excluding VAT) | Total
3.168.87 | B1.43 | (*) The Contractor shall submit to the Engineer for approval a Critical Path Programme, in both hard and electronic format, and other supporting documentation of the works within the time stipulated in the Conditions of Contract together with details of equipment, procedures and method of work which the Contractor intends to utilize and to follow. |  | Item | 1 | 7500 | 7500 | 12000 | 12000 |  | 500 | 500
| Note | Note Details
3.168.88 | - | Method Statements
| Item Code | Description | Item Remarks | Unit of Measurement | Quantity/Base Price | Unit Price/Discount % (Excluding VAT) | Total | Unit Price/Discount % (Excluding VAT) | Total |  | Unit Price/Discount % (Excluding VAT) | Total
3.168.89 | B1.44 | (*) The Contractor shall compile and submit a detailed schedule of method statements, as specified and as required by the Engineer. |  | Item | 1 | 4500 | 4500 | 6000 | 6000 |  | 500 | 500
| Note | Note Details
3.168.90 | - | Progress Photographs
| Item Code | Description | Item Remarks | Unit of Measurement | Quantity/Base Price | Unit Price/Discount % (Excluding VAT) | Total | Unit Price/Discount % (Excluding VAT) | Total |  | Unit Price/Discount % (Excluding VAT) | Total
3.168.91 | B1.45 | (*) The Contractor shall arrange for monthly record photographs of Works as directed and specified by the Engineer. |  | Item | 1 | 7000 | 7000 | 12000 | 12000 |  | 500 | 500
| Note | Note Details
3.168.92 | - | Documents
| Item Code | Description | Item Remarks | Unit of Measurement | Quantity/Base Price | Unit Price/Discount % (Excluding VAT) | Total | Unit Price/Discount % (Excluding VAT) | Total |  | Unit Price/Discount % (Excluding VAT) | Total
3.168.93 | B1.46 | (*) The Contractor shall supply all the Testing and Commissioning Certificates; Training materials; Health and Safety Plan; As Built Drawings; Keys and any necessary passwords or codes and any other documentation required in accordance with the Contract. |  | Item | 1 | 25000 | 25000 | 40000 | 40000 |  | 500 | 500
| Note | Note Details
3.168.94 | - | Reports and Records
| Item Code | Description | Item Remarks | Unit of Measurement | Quantity/Base Price | Unit Price/Discount % (Excluding VAT) | Total | Unit Price/Discount % (Excluding VAT) | Total |  | Unit Price/Discount % (Excluding VAT) | Total
3.168.95 | B1.47 | (*) During the progress of the Works, records of all details and dimensions of the Works as constructed and shall at any time, submit such records to the Engineer as he may require. |  | Item | 1 | 16500 | 16500 | 30000 | 30000 |  | 500 | 500
| Note | Note Details
3.168.96 | - | In addition to those records which are specifically required by the Specification (e.g. test cubes of concrete, air temperature, etc.,) a site record shall be kept of the completion dates of the various works in each trade, with particular reference to work which requires time for drying out, such as solid backgrounds which receive insitu screeds and finishing's, including the completion time of the individual layers of each application. (continued)
| Item Code | Description | Item Remarks | Unit of Measurement | Quantity/Base Price | Unit Price/Discount % (Excluding VAT) | Total | Unit Price/Discount % (Excluding VAT) | Total |  | Unit Price/Discount % (Excluding VAT) | Total
3.168.97 | B1.48 | (*) (continuation) The Contractor shall arrange for the original to be signed by the Engineer each calendar month, and for a copy to be issued to the Engineer at site meetings. |  | Item | 1 | 5000 | 5000 | 0 | 0 |  | 500 | 500
| Note | Note Details
3.168.98 | - | Contract Documents
| Item Code | Description | Item Remarks | Unit of Measurement | Quantity/Base Price | Unit Price/Discount % (Excluding VAT) | Total | Unit Price/Discount % (Excluding VAT) | Total |  | Unit Price/Discount % (Excluding VAT) | Total
3.168.99 | B1.49 | (*) The Contractor shall submit to Engineer / Employer with 3 sets (colored) hard copy and 5 CDs of scanned copy of the complete Contract Documents within 5 days of receipt of the fully signed Contract. |  | Item | 1 | 5000 | 5000 | 12000 | 12000 |  | 500 | 500
| Note | Note Details
3.168.100 | - | Preventive Maintenance During Defects Notification Period
| Item Code | Description | Item Remarks | Unit of Measurement | Quantity/Base Price | Unit Price/Discount % (Excluding VAT) | Total | Unit Price/Discount % (Excluding VAT) | Total |  | Unit Price/Discount % (Excluding VAT) | Total
3.168.101 | B1.50 | (*) Allow for complete preventive maintenance during Defects Notification Period for all Civil & Electro-Mechanical works as per the Contract. |  | Item | 1 | 500 | 500 | 60000 | 60000 |  | 500 | 500
| Note | Note Details
3.168.102 | - | Geotechnical and Geophysical surveys
| Item Code | Description | Item Remarks | Unit of Measurement | Quantity/Base Price | Unit Price/Discount % (Excluding VAT) | Total | Unit Price/Discount % (Excluding VAT) | Total |  | Unit Price/Discount % (Excluding VAT) | Total
3.168.103 | B1.54 | (*) The contractor shall be responsible for conducting on-site evaluation and Geotechnical and Geophysical surveys as per the specification and as required by the Engineer, including but not limited to test boring, site samples etc. The contractor shall supply all reports, documents, samples, etc. relevant to this work to the Engineer according to Specification and Drawings. |  | Item | 1 | 45000 | 45000 | 80000 | 80000 |  | 100000 | 100000
| Note | Note Details
3.168.104 | - | Estidama Compliance
| Item Code | Description | Item Remarks | Unit of Measurement | Quantity/Base Price | Unit Price/Discount % (Excluding VAT) | Total | Unit Price/Discount % (Excluding VAT) | Total |  | Unit Price/Discount % (Excluding VAT) | Total
3.168.105 | B1.55 | (*) The Contractor should comply with all requirements to ensure the achievement of required Pearl certification level using the Estidama Pearl Building Rating system. This requires that the Contractor be familiar with the mandatory and targeted credit requirements through the Estidama Design Rating submission. Estidama Design rating documentation to be furnished upon award of the Contract. The Contractor is responsible for all documentation required as part of the Estidama Construction Rating submission. |  | Item | 1 | 10000 | 10000 | 250000 | 250000 |  | 100000 | 100000
| Note | Note Details
3.168.106 | - | Permanent Utility Connections
| Item Code | Description | Item Remarks | Unit of Measurement | Quantity/Base Price | Unit Price/Discount % (Excluding VAT) | Total | Unit Price/Discount % (Excluding VAT) | Total |  | Unit Price/Discount % (Excluding VAT) | Total
3.168.107 | B1.56 | (*) Allow for connections to Authorities and Service Providers' utility services tie-in points including payment of fees, charges, coordination and related civil works, etc. |  | Item | 1 | 45000 | 45000 | 100000 | 100000 |  | 100000 | 100000
| Note | Note Details
3.168.108 | - | Contractor's Adjustment
| Item Code | Description | Item Remarks | Unit of Measurement | Quantity/Base Price | Unit Price/Discount % (Excluding VAT) | Total | Unit Price/Discount % (Excluding VAT) | Total |  | Unit Price/Discount % (Excluding VAT) | Total
3.168.109 | B1.57 | (*) Contractor may price here any items which has been shown in the drawings or any other documents but overlooked or not specifically mentioned inthe schedule of items and is necessary for the satisfactory completion of the Works. Should the Contractor fail to insert any item here, it will be deemed that Lump Sum Contract Price includes all such items and no claims for additional items will be entertained. |  | Item | 1 | 0 | 0 | 0 | 0 |  | 0 | 0
| Note | Note Details
3.168.110 | - | Please attach one PDF file to be named "Additional Items for (insert bill no/name & Section No/name)" for the details of these additional items in the additional attachment area at the end of the BOQ.
3.169 SCD - BILL NO 02 - SAND CAT DISPLAY BUILDING 01-Sand Cat Display | [5 empty] | 0 (out of 0) | 7210482 | 0 (out of 0) | 9711613.93 | 0 | 0 (out of 0) | 9768742 | 0
3.170 SCD - B2-01 SITE WORK-Sand Cat Display | [5 empty] | 6 (out of 6) | 131730 | 6 (out of 6) | 807284.3 |  | 6 (out of 6) | 423180
| Note | Note Details
3.170.1 | - | Site preparation
3.170.2 | - | Demoliation
| Item Code | Description | Item Remarks | Unit of Measurement | Quantity/Base Price | Unit Price/Discount % (Excluding VAT) | Total | Unit Price/Discount % (Excluding VAT) | Total |  | Unit Price/Discount % (Excluding VAT) | Total
3.170.3 | B2.1.1 | (*) Demolishing of all exisiting Building as required |  | Item | 1 | 45000 | 45000 | 693181.25 | 693181.25 |  | 360000 | 360000
| Note | Note Details
3.170.4 | - | Excavation
| Item Code | Description | Item Remarks | Unit of Measurement | Quantity/Base Price | Unit Price/Discount % (Excluding VAT) | Total | Unit Price/Discount % (Excluding VAT) | Total |  | Unit Price/Discount % (Excluding VAT) | Total
3.170.5 | B2.1.2 | (*) Pit excavation to receive foundation bases depth 1.5 m |  | m3 | 1250 | 40 | 50000 | 41.37 | 51712.5 |  | 20 | 25000
| Note | Note Details
3.170.6 | - | Disposal of excavated materials
3.170.7 | - | Remove surplus unsuitable excavated materials within site without compacting .
| Item Code | Description | Item Remarks | Unit of Measurement | Quantity/Base Price | Unit Price/Discount % (Excluding VAT) | Total | Unit Price/Discount % (Excluding VAT) | Total |  | Unit Price/Discount % (Excluding VAT) | Total
3.170.8 | B2.1.3 | (*) Spread surplus within site |  | m3 | 305 | 8 | 2440 | 28.68 | 8747.4 |  | 25 | 7625
| Note | Note Details
3.170.9 | - | Filling
| Item Code | Description | Item Remarks | Unit of Measurement | Quantity/Base Price | Unit Price/Discount % (Excluding VAT) | Total | Unit Price/Discount % (Excluding VAT) | Total |  | Unit Price/Discount % (Excluding VAT) | Total
3.170.10 | B2.1.4 | (*) Selected fill from excavated materials all in accordance with the Specifications |  | m3 | 945 | 30 | 28350 | 51.81 | 48960.45 |  | 25 | 23625
| Note | Note Details
3.170.11 | - | Anti Treatment
3.170.12 | - | Allow for termite control; prepare and apply anti-termite treatment; all in accordance with the Specifications and subject to the Contractor's approval
| Item Code | Description | Item Remarks | Unit of Measurement | Quantity/Base Price | Unit Price/Discount % (Excluding VAT) | Total | Unit Price/Discount % (Excluding VAT) | Total |  | Unit Price/Discount % (Excluding VAT) | Total
3.170.13 | B2.1.5 | (*) To horizontal and vertical surfaces |  | m2 | 990 | 6 | 5940 | 4.73 | 4682.7 |  | 7 | 6930
| Note | Note Details
3.170.14 | - | Additional items
| Item Code | Description | Item Remarks | Unit of Measurement | Quantity/Base Price | Unit Price/Discount % (Excluding VAT) | Total | Unit Price/Discount % (Excluding VAT) | Total |  | Unit Price/Discount % (Excluding VAT) | Total
3.170.15 | AI | (*) Contractor may price here any items which has been shown in the Contract drawings or any other Contract Documents but overlooked or not specifically mentioned inthe schedule of items and is necessary for the satisfactory completion of the Works. Should the Contractor fail to insert any item here, it will be deemed that lump sum Contract Price includes all such items and no claims for additional items will be entertained. |  | Item | 1 | 0 | 0 | 0 | 0 |  | 0 | 0
| Note | Note Details
3.170.16 | - | Please attach one PDF file to be named "Additional Items for (insert bill no/name & Section No/name)" for the details of these additional items in the additional attachment area at the end of the BOQ.
3.171 SCD - B2-02 CONCRETE WORK-Sand Cat Display | [5 empty] | 16 (out of 16) | 1663400 | 16 (out of 16) | 911344.02 |  | 16 (out of 16) | 604350
| Note | Note Details
3.171.1 | - | SUBSTRUCTURE
3.171.2 | - | Poured Concrete
3.171.3 | - | Plain concrete (20 N/mm2) as per specifications and drawings.
| Item Code | Description | Item Remarks | Unit of Measurement | Quantity/Base Price | Unit Price/Discount % (Excluding VAT) | Total | Unit Price/Discount % (Excluding VAT) | Total |  | Unit Price/Discount % (Excluding VAT) | Total
3.171.4 | B2.2.1 | (*) Blinding; 50 mm thick |  | m3 | 28 | 500 | 14000 | 490.03 | 13720.84 |  | 385 | 10780
3.171.5 | B2.2.2 | (*) Blinding; 100 mm thick |  | m3 | 25 | 525 | 13125 | 490.03 | 12250.75 |  | 385 | 9625
| Note | Note Details
3.171.6 | - | Reinforcment Concrete (40 N/mm2) in Type I SRC cement including all shuttering,supportsand all related works as per specifications and drawings.
| Item Code | Description | Item Remarks | Unit of Measurement | Quantity/Base Price | Unit Price/Discount % (Excluding VAT) | Total | Unit Price/Discount % (Excluding VAT) | Total |  | Unit Price/Discount % (Excluding VAT) | Total
3.171.7 | B2.2.3 | (*) Footing |  | m3 | 88 | 1750 | 154000 | 1529.94 | 134634.72 |  | 930 | 81840
3.171.8 | B2.2.4 | (*) Grade beams |  | m3 | 22 | 1750 | 38500 | 2146.74 | 47228.28 |  | 1475 | 32450
3.171.9 | B2.2.5 | (*) Grade slab; 220 mm thick |  | m3 | 126 | 1850 | 233100 | 824.95 | 103943.7 |  | 870 | 109620
3.171.10 | B2.2.6 | (*) Columns neck |  | m3 | 9 | 1800 | 16200 | 2444.17 | 21997.53 |  | 2750 | 24750
3.171.11 | B2.2.7 | (*) Walls |  | m3 | 4 | 2200 | 8800 | 2444.17 | 9776.68 |  | 1500 | 6000
3.171.12 | B2.2.8 | (*) External Steps & Ramps |  | m3 | 2 | 2200 | 4400 | 2146.74 | 4293.48 |  | 1200 | 2400
| Note | Note Details
3.171.13 | - | SUPER STRUCTURE
3.171.14 | - | Reinforcmen Concrete (40 N/mm2) in Type I OPC cement including all shuttering,supportsand all related works as per specifications and drawings.
| Item Code | Description | Item Remarks | Unit of Measurement | Quantity/Base Price | Unit Price/Discount % (Excluding VAT) | Total | Unit Price/Discount % (Excluding VAT) | Total |  | Unit Price/Discount % (Excluding VAT) | Total
3.171.15 | B2.2.9 | (*) Solid slab 280 mm thick |  | m3 | 59 | 2075 | 122425 | 2169.64 | 128008.76 |  | 1225 | 72275
3.171.16 | B2.2.10 | (*) 80 mm thick topping For HCS |  | m3 | 29 | 1750 | 50750 | 587.09 | 17025.61 |  | 750 | 21750
3.171.17 | B2.2.11 | (*) Hollowcore Slab 265mm |  | m2 | 356 | 2300 | 818800 | 414.28 | 147483.68 |  | 160 | 56960
3.171.18 | B2.2.12 | (*) Columns |  | m3 | 34 | 2050 | 69700 | 2967.02 | 100878.68 |  | 2600 | 88400
3.171.19 | B2.2.13 | (*) Drop Beams |  | m3 | 30 | 2100 | 63000 | 2764.32 | 82929.6 |  | 1570 | 47100
3.171.20 | B2.2.14 | (*) Parapet |  | m3 | 26 | 2100 | 54600 | 2764.32 | 71872.32 |  | 1400 | 36400
3.171.21 | B2.2.15 | (*) Equipment foundation |  | Item | 1 | 2000 | 2000 | 15299.39 | 15299.39 |  | 4000 | 4000
| Note | Note Details
3.171.22 | - | Additional items
| Item Code | Description | Item Remarks | Unit of Measurement | Quantity/Base Price | Unit Price/Discount % (Excluding VAT) | Total | Unit Price/Discount % (Excluding VAT) | Total |  | Unit Price/Discount % (Excluding VAT) | Total
3.171.23 | AI | (*) Contractor may price here any items which has been shown in the Contract drawings or any other Contract Documents but overlooked or not specifically mentioned inthe schedule of items and is necessary for the satisfactory completion of the Works. Should the Contractor fail to insert any item here, it will be deemed that lump sum Contract Price includes all such items and no claims for additional items will be entertained. |  | Item | 1 | 0 | 0 | 0 | 0 |  | 0 | 0
| Note | Note Details
3.171.24 | - | Please attach one PDF file to be named "Additional Items for (insert bill no/name & Section No/name)" for the details of these additional items in the additional attachment area at the end of the BOQ.
3.172 SCD - B2-03 MASONRY-Sand Cat Display | [5 empty] | 5 (out of 5) | 300260 | 5 (out of 5) | 176090.2 |  | 5 (out of 5) | 129385
| Note | Note Details
3.172.1 | - | Walls
3.172.2 | - | Thermal concrete masonry units bedded and jointed in cement including mortar including concrete filling, wall ties, bed joints, reinforcement metal lath (where required), head restraint,anchors, and column stiffeners; including all necessary accessories; as shown on Drawing all in accordance with the Specifications
| Item Code | Description | Item Remarks | Unit of Measurement | Quantity/Base Price | Unit Price/Discount % (Excluding VAT) | Total | Unit Price/Discount % (Excluding VAT) | Total |  | Unit Price/Discount % (Excluding VAT) | Total
3.172.3 | B2.3.1 | (*) 200 mm thick External Solid Block walls |  | m2 | 275 | 260 | 71500 | 191.16 | 52569 |  | 110 | 30250
3.172.4 | B2.3.2 | (*) 100 mm thick Internal Solid Block walls |  | m2 | 13 | 220 | 2860 | 123.4 | 1604.2 |  | 95 | 1235
3.172.5 | B2.3.3 | (*) 200 mm thick Internal Solid Block walls |  | m2 | 615 | 260 | 159900 | 137.9 | 84808.5 |  | 110 | 67650
3.172.6 | B2.3.3 | (*) 200 mm thick solid Block walls for substructure |  | m2 | 275 | 240 | 66000 | 134.94 | 37108.5 |  | 110 | 30250
| Note | Note Details
3.172.7 | - | Additional items
| Item Code | Description | Item Remarks | Unit of Measurement | Quantity/Base Price | Unit Price/Discount % (Excluding VAT) | Total | Unit Price/Discount % (Excluding VAT) | Total |  | Unit Price/Discount % (Excluding VAT) | Total
3.172.8 | AI | (*) Contractor may price here any items which has been shown in the Contract drawings or any other Contract Documents but overlooked or not specifically mentioned inthe schedule of items and is necessary for the satisfactory completion of the Works. Should the Contractor fail to insert any item here, it will be deemed that lump sum Contract Price includes all such items and no claims for additional items will be entertained. |  | Item | 1 | 0 | 0 | 0 | 0 |  | 0 | 0
| Note | Note Details
3.172.9 | - | Please attach one PDF file to be named "Additional Items for (insert bill no/name & Section No/name)" for the details of these additional items in the additional attachment area at the end of the BOQ.
3.173 SCD - B2-04 METAL WORK -Sand Cat Display | [5 empty] | 9 (out of 9) | 240900 | 9 (out of 9) | 596796.44 |  | 9 (out of 9) | 919300
| Note | Note Details
3.173.1 | - | Steel Staircase
3.173.2 | - | Supply and installation of cast iron rail including all accessories,fixing etc. all complete as detailed on drawing and engineer approval
| Item Code | Description | Item Remarks | Unit of Measurement | Quantity/Base Price | Unit Price/Discount % (Excluding VAT) | Total | Unit Price/Discount % (Excluding VAT) | Total |  | Unit Price/Discount % (Excluding VAT) | Total
3.173.3 | B2.4.1 | (*) Steel Staircase with cast iron rail |  | No. | 3 | 25000 | 75000 | 38468.65 | 115405.95 |  | 2500 | 7500
| Note | Note Details
3.173.4 | - | Metal Caging
3.173.5 | - | Supply and installation of Metal Caging including all accessories,fixing etc. all complete as detailed on drawing and engineer approval
| Item Code | Description | Item Remarks | Unit of Measurement | Quantity/Base Price | Unit Price/Discount % (Excluding VAT) | Total | Unit Price/Discount % (Excluding VAT) | Total |  | Unit Price/Discount % (Excluding VAT) | Total
3.173.6 | B2.4.2 | (*) Metal Caging |  | m2 | 41 | 650 | 26650 | 2130.57 | 87353.37 |  | 4100 | 168100
| Note | Note Details
3.173.7 | - | Metal Mesh
3.173.8 | - | Supply and installation of Metal Mesh including all accessories,fixing etc. all complete as detailed on drawing and engineer approval
| Item Code | Description | Item Remarks | Unit of Measurement | Quantity/Base Price | Unit Price/Discount % (Excluding VAT) | Total | Unit Price/Discount % (Excluding VAT) | Total |  | Unit Price/Discount % (Excluding VAT) | Total
3.173.9 | B2.4.3 | (*) Metal Mesh For Ceiling |  | m2 | 150 | 475 | 71250 | 2130.57 | 319585.5 |  | 4100 | 615000
| Note | Note Details
3.173.10 | - | Fabric sheds:
| Item Code | Description | Item Remarks | Unit of Measurement | Quantity/Base Price | Unit Price/Discount % (Excluding VAT) | Total | Unit Price/Discount % (Excluding VAT) | Total |  | Unit Price/Discount % (Excluding VAT) | Total
3.173.11 | B2.4.4 | (*) Supply and fix protection fabric shades as shown in the drawings. |  | m2 | 66 | 725 | 47850 | 710.19 | 46872.54 |  | 1200 | 79200
| Note | Note Details
3.173.12 | - | Drain Gutter
3.173.13 | - | Supply and fix Drain Gutter including all accessories,fixing etc. all complete as detailed on drawing and engineer approval
| Item Code | Description | Item Remarks | Unit of Measurement | Quantity/Base Price | Unit Price/Discount % (Excluding VAT) | Total | Unit Price/Discount % (Excluding VAT) | Total |  | Unit Price/Discount % (Excluding VAT) | Total
3.173.14 | B2.4.5 | (*) Drain Gutter |  | m | 7 | 350 | 2450 | 591.83 | 4142.81 |  | 600 | 4200
| Note | Note Details
3.173.15 | - | Access Door
3.173.16 | - | Supply and fix Access Door including all accessories,fixing etc. all complete as detailed on drawing and engineer approval
| Item Code | Description | Item Remarks | Unit of Measurement | Quantity/Base Price | Unit Price/Discount % (Excluding VAT) | Total | Unit Price/Discount % (Excluding VAT) | Total |  | Unit Price/Discount % (Excluding VAT) | Total
3.173.17 | B2.4.6 | (*) Access Door 900X900MM for Roof |  | No. | 1 | 850 | 850 | 4734.6 | 4734.6 |  | 5000 | 5000
| Note | Note Details
3.173.18 | - | Cat ladder
3.173.19 | - | Supply and installation of Aluminum Cat Ladder including all accessories,fixing etc. all complete as detailed on drawing and engineer approval
| Item Code | Description | Item Remarks | Unit of Measurement | Quantity/Base Price | Unit Price/Discount % (Excluding VAT) | Total | Unit Price/Discount % (Excluding VAT) | Total |  | Unit Price/Discount % (Excluding VAT) | Total
3.173.20 | B2.4.7 | (*) Aluminum Cat ladder (Height 5.7m) |  | No. | 1 | 6500 | 6500 | 5918.25 | 5918.25 |  | 16000 | 16000
| Note | Note Details
3.173.21 | - | Supply and installation of Cat Ladder including all accessories,fixing etc. all complete as detailed on drawing and engineer approval
| Item Code | Description | Item Remarks | Unit of Measurement | Quantity/Base Price | Unit Price/Discount % (Excluding VAT) | Total | Unit Price/Discount % (Excluding VAT) | Total |  | Unit Price/Discount % (Excluding VAT) | Total
3.173.22 | B2.4.8 | (*) Cat Ladder |  | m | 9 | 1150 | 10350 | 1420.38 | 12783.42 |  | 2700 | 24300
| Note | Note Details
3.173.23 | - | Additional items
| Item Code | Description | Item Remarks | Unit of Measurement | Quantity/Base Price | Unit Price/Discount % (Excluding VAT) | Total | Unit Price/Discount % (Excluding VAT) | Total |  | Unit Price/Discount % (Excluding VAT) | Total
3.173.24 | AI | (*) Contractor may price here any items which has been shown in the Contract drawings or any other Contract Documents but overlooked or not specifically mentioned inthe schedule of items and is necessary for the satisfactory completion of the Works. Should the Contractor fail to insert any item here, it will be deemed that lump sum Contract Price includes all such items and no claims for additional items will be entertained. |  | Item | 1 | 0 | 0 | 0 | 0 |  | 0 | 0
| Note | Note Details
3.173.25 | - | Please attach one PDF file to be named "Additional Items for (insert bill no/name & Section No/name)" for the details of these additional items in the additional attachment area at the end of the BOQ.
3.174 SCD - B2-05 THERMAL AND MOISTURE PROTECTION-Sand Cat Display | [5 empty] | 10 (out of 10) | 710700 | 10 (out of 10) | 314609.46 |  | 10 (out of 10) | 191957
| Note | Note Details
3.174.1 | - | Waterproofing courses
3.174.2 | - | Waterproofing system for the substructure, bitumen paint thk as per drawings and specifications.
| Item Code | Description | Item Remarks | Unit of Measurement | Quantity/Base Price | Unit Price/Discount % (Excluding VAT) | Total | Unit Price/Discount % (Excluding VAT) | Total |  | Unit Price/Discount % (Excluding VAT) | Total
3.174.3 | B2.5.1 | (*) To horizontal areas |  | m2 | 1040 | 95 | 98800 | 88.48 | 92019.2 |  | 10 | 10400
3.174.4 | B2.5.2 | (*) To vertical areas |  | m2 | 625 | 95 | 59375 | 96.23 | 60143.75 |  | 10 | 6250
| Note | Note Details
3.174.5 | - | Protection screed; sand and cement screed; all in accordance with the Specifications
| Item Code | Description | Item Remarks | Unit of Measurement | Quantity/Base Price | Unit Price/Discount % (Excluding VAT) | Total | Unit Price/Discount % (Excluding VAT) | Total |  | Unit Price/Discount % (Excluding VAT) | Total
3.174.6 | B2.5.3 | (*) To horizontal areas; 30 mm thick |  | m2 | 1040 | 50 | 52000 | 0 | 0 |  | 0 | 0
| Note | Note Details
3.174.7 | - | Protection board, all in accordance with the Specifications
| Item Code | Description | Item Remarks | Unit of Measurement | Quantity/Base Price | Unit Price/Discount % (Excluding VAT) | Total | Unit Price/Discount % (Excluding VAT) | Total |  | Unit Price/Discount % (Excluding VAT) | Total
3.174.8 | B2.5.4 | (*) To vertical areas |  | m2 | 625 | 35 | 21875 | 0 | 0 |  | 0 | 0
| Note | Note Details
3.174.9 | - | 1000 Gauge Polythene Sheet, all in accordance with the Specifications
| Item Code | Description | Item Remarks | Unit of Measurement | Quantity/Base Price | Unit Price/Discount % (Excluding VAT) | Total | Unit Price/Discount % (Excluding VAT) | Total |  | Unit Price/Discount % (Excluding VAT) | Total
3.174.10 | B2.5.5 | (*) To horizontal areas |  | m2 | 896 | 5 | 4480 | 4.38 | 3924.48 |  | 7 | 6272
| Note | Note Details
3.174.11 | - | Waterproofing system for roofing
3.174.12 | - | Supply and apply waterproofing system for roof as per drawings ,specifications
| Item Code | Description | Item Remarks | Unit of Measurement | Quantity/Base Price | Unit Price/Discount % (Excluding VAT) | Total | Unit Price/Discount % (Excluding VAT) | Total |  | Unit Price/Discount % (Excluding VAT) | Total
3.174.13 | B2.5.6 | (*) Compo Roof System As shown in the drawings. |  | m2 | 575 | 750 | 431250 | 248.57 | 142927.75 |  | 275 | 158125
| Note | Note Details
3.174.14 | - | Waterproofing for wet areas
3.174.15 | - | Waterproofing system for wet areas, 1.5mm thick seamless water proofing membrane
| Item Code | Description | Item Remarks | Unit of Measurement | Quantity/Base Price | Unit Price/Discount % (Excluding VAT) | Total | Unit Price/Discount % (Excluding VAT) | Total |  | Unit Price/Discount % (Excluding VAT) | Total
3.174.16 | B2.5.7 | (*) To horizontal areas |  | m2 | 17 | 130 | 2210 | 52.44 | 891.48 |  | 40 | 680
| Note | Note Details
3.174.17 | - | Protection screed; sand and cement screed; all in accordance with the Specifications
| Item Code | Description | Item Remarks | Unit of Measurement | Quantity/Base Price | Unit Price/Discount % (Excluding VAT) | Total | Unit Price/Discount % (Excluding VAT) | Total |  | Unit Price/Discount % (Excluding VAT) | Total
3.174.18 | B2.5.8 | (*) To horizontal areas; 30 mm thick |  | m2 | 17 | 165 | 2805 | 31.43 | 534.31 |  | 15 | 255
| Note | Note Details
3.174.19 | - | Damp proof course
| Item Code | Description | Item Remarks | Unit of Measurement | Quantity/Base Price | Unit Price/Discount % (Excluding VAT) | Total | Unit Price/Discount % (Excluding VAT) | Total |  | Unit Price/Discount % (Excluding VAT) | Total
3.174.20 | B2.5.9 | (*) Damp proof course |  | m | 399 | 95 | 37905 | 35.51 | 14168.49 |  | 25 | 9975
| Note | Note Details
3.174.21 | - | Additional items
| Item Code | Description | Item Remarks | Unit of Measurement | Quantity/Base Price | Unit Price/Discount % (Excluding VAT) | Total | Unit Price/Discount % (Excluding VAT) | Total |  | Unit Price/Discount % (Excluding VAT) | Total
3.174.22 | AI | (*) Contractor may price here any items which has been shown in the Contract drawings or any other Contract Documents but overlooked or not specifically mentioned inthe schedule of items and is necessary for the satisfactory completion of the Works. Should the Contractor fail to insert any item here, it will be deemed that lump sum Contract Price includes all such items and no claims for additional items will be entertained. |  | Item | 1 | 0 | 0 | 0 | 0 |  | 0 | 0
| Note | Note Details
3.174.23 | - | Please attach one PDF file to be named "Additional Items for (insert bill no/name & Section No/name)" for the details of these additional items in the additional attachment area at the end of the BOQ.
3.175 SCD - B2-06 DOORS AND WINDOWS-Sand Cat Display | [5 empty] | 14 (out of 14) | 228145 | 14 (out of 14) | 1226794.97 |  | 14 (out of 14) | 1195700
| Note | Note Details
3.175.1 | - | Steel Doors
3.175.2 | - | Supply and install steel doors with steel frame ,including all accessories needed for installation as per mention in drawings & specifications
| Item Code | Description | Item Remarks | Unit of Measurement | Quantity/Base Price | Unit Price/Discount % (Excluding VAT) | Total | Unit Price/Discount % (Excluding VAT) | Total |  | Unit Price/Discount % (Excluding VAT) | Total
3.175.3 | B2.6.1 | (*) Double leaf metal Swing Door (3000x3000) mm - Type D01 |  | No. | 3 | 6075 | 18225 | 23673.01 | 71019.03 |  | 14000 | 42000
3.175.4 | B2.6.2 | (*) Single leaf Swing metal Door (900x2200) mm - Type D02 |  | No. | 11 | 1350 | 14850 | 4438.69 | 48825.59 |  | 4500 | 49500
3.175.5 | B2.6.3 | (*) Single leaf Swing Door (1000x2200) mm - Type D03 |  | No. | 6 | 1500 | 9000 | 4497.87 | 26987.22 |  | 4500 | 27000
3.175.6 | B2.6.4 | (*) Single leaf Swing Door (900x2750) mm - Type D04 |  | No. | 3 | 1750 | 5250 | 5918.25 | 17754.75 |  | 8200 | 24600
3.175.7 | B2.6.5 | (*) G.I Sliding Door (500x800) mm - Type SD |  | No. | 3 | 540 | 1620 | 1183.65 | 3550.95 |  | 20000 | 60000
3.175.8 | B2.6.6 | (*) G.I Guillotine Door (500x800) mm - Type GD |  | No. | 7 | 650 | 4550 | 5918.25 | 41427.75 |  | 20000 | 140000
| Note | Note Details
3.175.9 | - | Aluminum Doors
3.175.10 | - | Supply and install powder coated aluminum sanwich panel Doors with wired glass panel and clear inside with aluminum frame ,including all accessories needed for installation as per mention in drawings & specifications
| Item Code | Description | Item Remarks | Unit of Measurement | Quantity/Base Price | Unit Price/Discount % (Excluding VAT) | Total | Unit Price/Discount % (Excluding VAT) | Total |  | Unit Price/Discount % (Excluding VAT) | Total
3.175.11 | B2.6.7 | (*) Single Leaf Aluminium swing Doors, (1000x2200)mm - Type D05 |  | No. | 3 | 1550 | 4650 | 4497.87 | 13493.61 |  | 2200 | 6600
| Note | Note Details
3.175.12 | - | Windows
3.175.13 | - | Supply and install powder coated aluminium windows as per mention in drawings & specifications
| Item Code | Description | Item Remarks | Unit of Measurement | Quantity/Base Price | Unit Price/Discount % (Excluding VAT) | Total | Unit Price/Discount % (Excluding VAT) | Total |  | Unit Price/Discount % (Excluding VAT) | Total
3.175.14 | B2.6.8 | (*) Powder Coated Aluminium Window, (2500x2000)mm - Type W1 |  | No. | 1 | 3750 | 3750 | 23673.01 | 23673.01 |  | 5600 | 5600
| Note | Note Details
3.175.15 | - | Glazing/Glass Partition
| Item Code | Description | Item Remarks | Unit of Measurement | Quantity/Base Price | Unit Price/Discount % (Excluding VAT) | Total | Unit Price/Discount % (Excluding VAT) | Total |  | Unit Price/Discount % (Excluding VAT) | Total
3.175.16 | B2.6.9 | (*) Toughened & laminated tempered safety glass (curved) at outdoor exhibit area |  | m2 | 97 | 850 | 82450 | 7693.73 | 746291.81 |  | 4800 | 465600
3.175.17 | B2.6.10 | (*) 10mm thk acrylic partition (curved and straight) 800mm ht at gerbil area |  | m2 | 46 | 900 | 41400 | 2959.13 | 136119.98 |  | 5200 | 239200
3.175.18 | B2.6.11 | (*) 10mm thk acrylic partition (curved) 3000mm ht at exhibit area |  | m2 | 28 | 800 | 22400 | 2959.13 | 82855.64 |  | 2700 | 75600
3.175.19 | B2.6.12 | (*) Acrylic dome enclosure at viper exhibit R600mm |  | No. | 1 | 12000 | 12000 | 8877.38 | 8877.38 |  | 50000 | 50000
3.175.20 | B2.6.13 | (*) Acrylic sphere viewing at scorpion exhibit, 400mm ht |  | No. | 1 | 8000 | 8000 | 5918.25 | 5918.25 |  | 10000 | 10000
| Note | Note Details
3.175.21 | - | Additional items
| Item Code | Description | Item Remarks | Unit of Measurement | Quantity/Base Price | Unit Price/Discount % (Excluding VAT) | Total | Unit Price/Discount % (Excluding VAT) | Total |  | Unit Price/Discount % (Excluding VAT) | Total
3.175.22 | AI | (*) Contractor may price here any items which has been shown in the Contract drawings or any other Contract Documents but overlooked or not specifically mentioned inthe schedule of items and is necessary for the satisfactory completion of the Works. Should the Contractor fail to insert any item here, it will be deemed that lump sum Contract Price includes all such items and no claims for additional items will be entertained. |  | Item | 1 | 0 | 0 | 0 | 0 |  | 0 | 0
| Note | Note Details
3.175.23 | - | Please attach one PDF file to be named "Additional Items for (insert bill no/name & Section No/name)" for the details of these additional items in the additional attachment area at the end of the BOQ.
3.176 SCD - B2-07 FINISHES-Sand Cat Display | [5 empty] | 25 (out of 25) | 501934 | 25 (out of 25) | 874876.91 |  | 25 (out of 25) | 967185
| Note | Note Details
3.176.1 | - | External Finishes
3.176.2 | - | Prapare and apply Pigmented Plaster including all necessary wrok as per drawing and specifications
| Item Code | Description | Item Remarks | Unit of Measurement | Quantity/Base Price | Unit Price/Discount % (Excluding VAT) | Total | Unit Price/Discount % (Excluding VAT) | Total |  | Unit Price/Discount % (Excluding VAT) | Total
3.176.3 | B2.7.1 | (*) Pigmented plaster |  | m2 | 597 | 68 | 40596 | 136.12 | 81263.64 |  | 140 | 83580
| Note | Note Details
3.176.4 | - | Prapare and apply Epoxy paint including all necessary wrok as per drawing and specifications
| Item Code | Description | Item Remarks | Unit of Measurement | Quantity/Base Price | Unit Price/Discount % (Excluding VAT) | Total | Unit Price/Discount % (Excluding VAT) | Total |  | Unit Price/Discount % (Excluding VAT) | Total
3.176.5 | B2.7.2 | (*) Epoxy paint on parapet |  | m2 | 110 | 58 | 6380 | 65.1 | 7161 |  | 25 | 2750
| Note | Note Details
3.176.6 | - | Wall Finishes
3.176.7 | - | Prapare and apply Themed Plaster including all necessary wrok as per drawing and specifications
| Item Code | Description | Item Remarks | Unit of Measurement | Quantity/Base Price | Unit Price/Discount % (Excluding VAT) | Total | Unit Price/Discount % (Excluding VAT) | Total |  | Unit Price/Discount % (Excluding VAT) | Total
3.176.8 | B2.7.3 | (*) Themed Plaster |  | m2 | 219 | 70 | 15330 | 177.55 | 38883.45 |  | 180 | 39420
| Note | Note Details
3.176.9 | - | Prapare and apply Epoxy paint including all necessary wrok as per drawing and specifications
| Item Code | Description | Item Remarks | Unit of Measurement | Quantity/Base Price | Unit Price/Discount % (Excluding VAT) | Total | Unit Price/Discount % (Excluding VAT) | Total |  | Unit Price/Discount % (Excluding VAT) | Total
3.176.10 | B2.7.4 | (*) Epoxy paint |  | m2 | 518 | 48 | 24864 | 65.1 | 33721.8 |  | 40 | 20720
| Note | Note Details
3.176.11 | - | Prepare and apply Emultion Textured Paint with all related accessories as per drawings and specifications.Division 12- 121100
| Item Code | Description | Item Remarks | Unit of Measurement | Quantity/Base Price | Unit Price/Discount % (Excluding VAT) | Total | Unit Price/Discount % (Excluding VAT) | Total |  | Unit Price/Discount % (Excluding VAT) | Total
3.176.12 | B2.7.5 | (*) Textured paint includes sticker wall murals |  | m2 | 348 | 115 | 40020 | 29.59 | 10297.32 |  | 40 | 13920
| Note | Note Details
3.176.13 | - | Prepare and apply Murals with all related accessories as per drawings and specifications.Division 12- 121100.
| Item Code | Description | Item Remarks | Unit of Measurement | Quantity/Base Price | Unit Price/Discount % (Excluding VAT) | Total | Unit Price/Discount % (Excluding VAT) | Total |  | Unit Price/Discount % (Excluding VAT) | Total
3.176.14 | B2.7.6 | (*) Murals |  | m2 | 264 | 200 | 52800 | 355.1 | 93746.4 |  | 400 | 105600
3.176.15 | B2.7.7 | (*) Wall Cladding MDF As per details |  | m2 | 21 | 550 | 11550 | 355.1 | 7457.1 |  | 1200 | 25200
| Note | Note Details
3.176.16 | - | Supply and apply Antifungal Paint with all related accessories as per drawings and specifications.
| Item Code | Description | Item Remarks | Unit of Measurement | Quantity/Base Price | Unit Price/Discount % (Excluding VAT) | Total | Unit Price/Discount % (Excluding VAT) | Total |  | Unit Price/Discount % (Excluding VAT) | Total
3.176.17 | B2.7.8 | (*) Antifungal paint to ceiling above false ceiling |  | m2 | 167 | 18 | 3006 | 41.43 | 6918.81 |  | 15 | 2505
| Note | Note Details
3.176.18 | - | Floor Finishes
3.176.19 | - | Prapare and apply Epoxy paint including all necessary wrok as per drawing and specifications Division 9- 09 67 00.
| Item Code | Description | Item Remarks | Unit of Measurement | Quantity/Base Price | Unit Price/Discount % (Excluding VAT) | Total | Unit Price/Discount % (Excluding VAT) | Total |  | Unit Price/Discount % (Excluding VAT) | Total
3.176.20 | B2.7.9 | (*) Fair faced concrete epoxy coated floor |  | m2 | 127 | 48 | 6096 | 65.1 | 8267.7 |  | 165 | 20955
| Note | Note Details
3.176.21 | - | Supply and Fix Stamped concrete floor including all necessary wrok as per drawing and specifications ,Division 3- 03 35 33.
| Item Code | Description | Item Remarks | Unit of Measurement | Quantity/Base Price | Unit Price/Discount % (Excluding VAT) | Total | Unit Price/Discount % (Excluding VAT) | Total |  | Unit Price/Discount % (Excluding VAT) | Total
3.176.22 | B2.7.10 | (*) Stamped concrete floor |  | m2 | 277 | 245 | 67865 | 266.32 | 73770.64 |  | 300 | 83100
| Note | Note Details
3.176.23 | - | Supply and Lay Natural Substrate including all necessary wrok as per drawing and specifications
| Item Code | Description | Item Remarks | Unit of Measurement | Quantity/Base Price | Unit Price/Discount % (Excluding VAT) | Total | Unit Price/Discount % (Excluding VAT) | Total |  | Unit Price/Discount % (Excluding VAT) | Total
3.176.24 | B2.7.11 | (*) Natural Substrate |  | m2 | 122 | 32 | 3904 | 53.26 | 6497.72 |  | 50 | 6100
| Note | Note Details
3.176.25 | - | Supply and Fix Threshold including all necessary wrok as per drawing and specifications
| Item Code | Description | Item Remarks | Unit of Measurement | Quantity/Base Price | Unit Price/Discount % (Excluding VAT) | Total | Unit Price/Discount % (Excluding VAT) | Total |  | Unit Price/Discount % (Excluding VAT) | Total
3.176.26 | B2.7.12 | (*) 200mm width marble threshold |  | m | 9 | 125 | 1125 | 355.1 | 3195.9 |  | 200 | 1800
| Note | Note Details
3.176.27 | - | Skirting Finishes
3.176.28 | - | Prapare and apply Foam PVC skirting including all necessary wrok as per drawing and specifications
| Item Code | Description | Item Remarks | Unit of Measurement | Quantity/Base Price | Unit Price/Discount % (Excluding VAT) | Total | Unit Price/Discount % (Excluding VAT) | Total |  | Unit Price/Discount % (Excluding VAT) | Total
3.176.29 | B2.7.13 | (*) Foam PVC skirting |  | m | 123 | 160 | 19680 | 41.43 | 5095.89 |  | 60 | 7380
| Note | Note Details
3.176.30 | - | Ceiling Finishes
3.176.31 | - | Prapare and apply Epoxy paint on Plaster including all necessary wrok as per drawing and specifications Division 9- 09 96 56.
| Item Code | Description | Item Remarks | Unit of Measurement | Quantity/Base Price | Unit Price/Discount % (Excluding VAT) | Total | Unit Price/Discount % (Excluding VAT) | Total |  | Unit Price/Discount % (Excluding VAT) | Total
3.176.32 | B2.7.14 | (*) Epoxy paint |  | m2 | 32 | 48 | 1536 | 41.43 | 1325.76 |  | 30 | 960
| Note | Note Details
3.176.33 | - | Supply and apply Aluminum Tile Ceiling with all related accessories as per drawings and specifications.
| Item Code | Description | Item Remarks | Unit of Measurement | Quantity/Base Price | Unit Price/Discount % (Excluding VAT) | Total | Unit Price/Discount % (Excluding VAT) | Total |  | Unit Price/Discount % (Excluding VAT) | Total
3.176.34 | B2.7.15 | (*) Aluminum Tile Ceiling level of +280cm |  | m2 | 95 | 280 | 26600 | 272.24 | 25862.8 |  | 250 | 23750
| Note | Note Details
3.176.35 | - | Supply and apply Emultion Textured Paint with all related accessories as per drawings and specifications.Division 9- 09 91 23.
| Item Code | Description | Item Remarks | Unit of Measurement | Quantity/Base Price | Unit Price/Discount % (Excluding VAT) | Total | Unit Price/Discount % (Excluding VAT) | Total |  | Unit Price/Discount % (Excluding VAT) | Total
3.176.36 | B2.7.16 | (*) Emultion Textured paint |  | m2 | 494 | 32 | 15808 | 29.59 | 14617.46 |  | 30 | 14820
| Note | Note Details
3.176.37 | - | Supply and apply Gypsum Board Ceiling with all related accessories as per drawings and specifications.,Division 9- 09 21 16.
| Item Code | Description | Item Remarks | Unit of Measurement | Quantity/Base Price | Unit Price/Discount % (Excluding VAT) | Total | Unit Price/Discount % (Excluding VAT) | Total |  | Unit Price/Discount % (Excluding VAT) | Total
3.176.38 | B2.7.17 | (*) 12.5mm thk Moisture resistant gypsum board with sticker lamination, CE-01 |  | m2 | 220 | 160 | 35200 | 508.97 | 111973.4 |  | 580 | 127600
3.176.39 | B2.7.18 | (*) 12.5mm thk Gypsum board bulkhead 1.20m ht |  | m2 | 160 | 160 | 25600 | 508.97 | 81435.2 |  | 580 | 92800
3.176.40 | B2.7.19 | (*) 12.5mm thk Gypsum board bulkhead 1m ht |  | m2 | 57 | 160 | 9120 | 508.97 | 29011.29 |  | 580 | 33060
3.176.41 | B2.7.20 | (*) 12.5mm thk Gypsum board bulkhead 0.70m ht |  | m2 | 19 | 160 | 3040 | 508.97 | 9670.43 |  | 580 | 11020
| Note | Note Details
3.176.42 | - | Supply and apply Antifungal Paint with all related accessories as per drawings and specifications.
| Item Code | Description | Item Remarks | Unit of Measurement | Quantity/Base Price | Unit Price/Discount % (Excluding VAT) | Total | Unit Price/Discount % (Excluding VAT) | Total |  | Unit Price/Discount % (Excluding VAT) | Total
3.176.43 | B2.7.21 | (*) Antifungal paint to ceiling above false ceiling |  | m2 | 95 | 18 | 1710 | 41.43 | 3935.85 |  | 15 | 1425
| Note | Note Details
3.176.44 | - | Backgrounds
3.176.45 | - | Supply and apply ready mixed sand cement plaster with all related accessories mesh, angles, etc., as per drawings and specifications. Cement plaster finish to internal surfaces
| Item Code | Description | Item Remarks | Unit of Measurement | Quantity/Base Price | Unit Price/Discount % (Excluding VAT) | Total | Unit Price/Discount % (Excluding VAT) | Total |  | Unit Price/Discount % (Excluding VAT) | Total
3.176.46 | B2.7.22 | (*) Walls |  | m2 | 1349 | 44 | 59356 | 109.25 | 147378.25 |  | 120 | 161880
3.176.47 | B2.7.23 | (*) Ceiling and flooring |  | m2 | 526 | 48 | 25248 | 109.25 | 57465.5 |  | 140 | 73640
3.176.48 | B2.7.24 | (*) Elevations |  | m2 | 110 | 50 | 5500 | 144.76 | 15923.6 |  | 120 | 13200
| Note | Note Details
3.176.49 | - | Additional items
| Item Code | Description | Item Remarks | Unit of Measurement | Quantity/Base Price | Unit Price/Discount % (Excluding VAT) | Total | Unit Price/Discount % (Excluding VAT) | Total |  | Unit Price/Discount % (Excluding VAT) | Total
3.176.50 | AI | (*) Contractor may price here any items which has been shown in the Contract drawings or any other Contract Documents but overlooked or not specifically mentioned inthe schedule of items and is necessary for the satisfactory completion of the Works. Should the Contractor fail to insert any item here, it will be deemed that lump sum Contract Price includes all such items and no claims for additional items will be entertained. |  | Item | 1 | 0 | 0 | 0 | 0 |  | 0 | 0
| Note | Note Details
3.176.51 | - | Please attach one PDF file to be named "Additional Items for (insert bill no/name & Section No/name)" for the details of these additional items in the additional attachment area at the end of the BOQ.
3.177 SCD - B2-08 ACCESSORIES-Sand Cat Display | [5 empty] | 6 (out of 6) | 53250 | 6 (out of 6) | 43676.72 |  | 6 (out of 6) | 42200
| Note | Note Details
3.177.1 | - | Kitchen Cabinet for Preparation room
3.177.2 | - | Supply and installation of Kitchen Cabinet including all accessories,fixing etc. all complete as detailed on drawing and engineer approval
| Item Code | Description | Item Remarks | Unit of Measurement | Quantity/Base Price | Unit Price/Discount % (Excluding VAT) | Total | Unit Price/Discount % (Excluding VAT) | Total |  | Unit Price/Discount % (Excluding VAT) | Total
3.177.3 | B2.8.1 | (*) Supply and installation of Kitchen Cabinet as shown in the drawings. |  | m | 7 | 3750 | 26250 | 4142.78 | 28999.46 |  | 3000 | 21000
| Note | Note Details
3.177.4 | - | Signage
3.177.5 | - | Supply and Install Signage with all related accessories as per drawings and specifications.
| Item Code | Description | Item Remarks | Unit of Measurement | Quantity/Base Price | Unit Price/Discount % (Excluding VAT) | Total | Unit Price/Discount % (Excluding VAT) | Total |  | Unit Price/Discount % (Excluding VAT) | Total
3.177.6 | B2.8.2 | (*) WAYFINDING (POWERFUL, BRANDED WAYFINDING SIGN SYSTEMS THAT DIRECT AND ENLIGHTEN) |  | Item | 1 | 8000 | 8000 | 1420.38 | 1420.38 |  | 1500 | 1500
3.177.7 | B2.8.3 | (*) DIRECTORY (CONSISTENT DIRECTORY SIQNAQE FOR EASY ORIENTATION AND NAVIGATION) |  | Item | 1 | 7000 | 7000 | 6154.98 | 6154.98 |  | 6500 | 6500
3.177.8 | B2.8.4 | (*) ROOM (ACCESIJIBLE ROOM IDENTIFICATION SIGNAGE |  | Item | 1 | 4000 | 4000 | 3550.95 | 3550.95 |  | 3200 | 3200
3.177.9 | B2.8.5 | (*) FULLY COMPLIANT, MANDATORY INTERIOR FIRE AND SAFETY SIGN refer to architectural package |  | Item | 1 | 8000 | 8000 | 3550.95 | 3550.95 |  | 10000 | 10000
| Note | Note Details
3.177.10 | - | Additional items
| Item Code | Description | Item Remarks | Unit of Measurement | Quantity/Base Price | Unit Price/Discount % (Excluding VAT) | Total | Unit Price/Discount % (Excluding VAT) | Total |  | Unit Price/Discount % (Excluding VAT) | Total
3.177.11 | AI | (*) Contractor may price here any items which has been shown in the Contract drawings or any other Contract Documents but overlooked or not specifically mentioned inthe schedule of items and is necessary for the satisfactory completion of the Works. Should the Contractor fail to insert any item here, it will be deemed that lump sum Contract Price includes all such items and no claims for additional items will be entertained. |  | Item | 1 | 0 | 0 | 0 | 0 |  | 0 | 0
| Note | Note Details
3.177.12 | - | Please attach one PDF file to be named "Additional Items for (insert bill no/name & Section No/name)" for the details of these additional items in the additional attachment area at the end of the BOQ.
3.178 SCD - B2-9 FURNISHINGS AND EQUIPMENT-Sand Cat Display | [5 empty] | 15 (out of 15) | 104800 | 15 (out of 15) | 111973.34 |  | 15 (out of 15) | 277000
| Note | Note Details
3.178.1 | - | Equipment
3.178.2 | - | Supply and Install Equipment with all related accessories as per drawings and specifications.
| Item Code | Description | Item Remarks | Unit of Measurement | Quantity/Base Price | Unit Price/Discount % (Excluding VAT) | Total | Unit Price/Discount % (Excluding VAT) | Total |  | Unit Price/Discount % (Excluding VAT) | Total
3.178.3 | B2.9.1 | (*) E/ST-01,Stalnle6s steel worldng surface |  | Item | 1 | 7500 | 7500 | 17754.76 | 17754.76 |  | 5000 | 5000
3.178.4 | B2.9.2 | (*) E/ST-02,Stainless steel working surface Stainless steel starllizabla slnk |  | Item | 1 | 32000 | 32000 | 17754.76 | 17754.76 |  | 30000 | 30000
3.178.5 | B2.9.3 | (*) E/F-01,Mini Fridge |  | Item | 1 | 4000 | 4000 | 3550.95 | 3550.95 |  | 6000 | 6000
3.178.6 | B2.9.4 | (*) E/F-02,Fridge/Freezer |  | Item | 1 | 7500 | 7500 | 5918.25 | 5918.25 |  | 15000 | 15000
3.178.7 | B2.9.5 | (*) E/W-02,White Beard |  | Item | 1 | 3000 | 3000 | 1775.48 | 1775.48 |  | 1000 | 1000
| Note | Note Details
3.178.8 | - | Furnitures
3.178.9 | - | Supply and Install Furnitures with all related accessories as per drawings and specifications.
| Item Code | Description | Item Remarks | Unit of Measurement | Quantity/Base Price | Unit Price/Discount % (Excluding VAT) | Total | Unit Price/Discount % (Excluding VAT) | Total |  | Unit Price/Discount % (Excluding VAT) | Total
3.178.10 | B2.9.2 | (*) F/C-11,VISITOR CHAIR |  | Item | 1 | 4000 | 4000 | 1183.65 | 1183.65 |  | 3000 | 3000
3.178.11 | B2.9.3 | (*) F/C.Q2,TASK CHAIR |  | Item | 1 | 4000 | 4000 | 710.19 | 710.19 |  | 2500 | 2500
3.178.12 | B2.9.4 | (*) F/C-13,BENCH |  | Item | 1 | 7500 | 7500 | 15979.28 | 15979.28 |  | 72000 | 72000
3.178.13 | B2.9.5 | (*) F/T-01,DESK |  | Item | 1 | 4500 | 4500 | 4142.78 | 4142.78 |  | 3000 | 3000
3.178.14 | B2.9.6 | (*) F/T-02,COFFEE TABLE |  | Item | 1 | 4000 | 4000 | 1775.48 | 1775.48 |  | 2500 | 2500
3.178.15 | B2.9.7 | (*) F/SSH-01,GRECENZA. |  | Item | 1 | 4800 | 4800 | 5918.25 | 5918.25 |  | 8000 | 8000
3.178.16 | B2.9.8 | (*) F/SSH-02,CABINET |  | Item | 1 | 10000 | 10000 | 5918.25 | 5918.25 |  | 4000 | 4000
3.178.17 | B2.9.9 | (*) F/SSH-03,CABINET |  | Item | 1 | 9000 | 9000 | 5918.25 | 5918.25 |  | 25000 | 25000
3.178.18 | B2.9.10 | (*) F/EB-01,EQUIPMENT HANGING BOARD |  | Item | 1 | 3000 | 3000 | 23673.01 | 23673.01 |  | 100000 | 100000
| Note | Note Details
3.178.19 | - | Additional items
| Item Code | Description | Item Remarks | Unit of Measurement | Quantity/Base Price | Unit Price/Discount % (Excluding VAT) | Total | Unit Price/Discount % (Excluding VAT) | Total |  | Unit Price/Discount % (Excluding VAT) | Total
3.178.20 | AI | (*) Contractor may price here any items which has been shown in the Contract drawings or any other Contract Documents but overlooked or not specifically mentioned inthe schedule of items and is necessary for the satisfactory completion of the Works. Should the Contractor fail to insert any item here, it will be deemed that lump sum Contract Price includes all such items and no claims for additional items will be entertained. |  | Item | 1 | 0 | 0 | 0 | 0 |  | 0 | 0
| Note | Note Details
3.178.21 | - | Please attach one PDF file to be named "Additional Items for (insert bill no/name & Section No/name)" for the details of these additional items in the additional attachment area at the end of the BOQ.
3.179 SCD - B2-10 MECHANICAL INSTALLATION -Sand Cat Display | [5 empty] | 72 (out of 72) | 1136990 | 72 (out of 72) | 1308232.14 |  | 72 (out of 72) | 1276560
| Note | Note Details
3.179.1 | - | Heating, ventilating and air-conditioning
3.179.2 | - | Supply, installation, testing, balancing & commissioning of complete Air Conditioning, Heating & Ventilation ,System as specified complete with in all respects as per drawings, specification, applicable standards, manufacturer recommendations, and as per drawings, mentioned in specification complete in all respects ready to operate including all builders work, coordination with other trades etc but not limited to the following;
| Item Code | Description | Item Remarks | Unit of Measurement | Quantity/Base Price | Unit Price/Discount % (Excluding VAT) | Total | Unit Price/Discount % (Excluding VAT) | Total |  | Unit Price/Discount % (Excluding VAT) | Total
3.179.3 | B2.10.1 | (*) Air Handling Unit (AHU), complete including connection to condensate drain piping, copper Pipework, connection to the duct work, necessary flexible connections, vibration isolators in accordance with the manufacturer's recommendations including final electrical connection, control panel, etc.; all in accordance with the specification and drawings |  | No. | 2 | 49775 | 99550 | 195302.35 | 390604.7 |  | 66000 | 132000
3.179.4 | B2.10.2 | (*) Wall Mounted (Decorative) Unit complete with necessary Pipework, ductworks, valves, strainers, flexible connections, thermometers; controls and associated accessories, vibration isolators, sound liner, attenuators comply with manufacturer's details, final electrical connection, control panel and acoustic linings to reduced noise level; condensate drain piping up to the nearest floor drain, etc.; all in accordance with the specification and drawings; |  | No. | 3 | 6255 | 18765 | 14795.63 | 44386.89 |  | 9600 | 28800
3.179.5 | B2.10.3 | (*) VRF Outdoor Unit complete with necessary Pipework, valves, strainers, flexible connections, thermometers; controls and associated accessories, vibration isolators, comply with manufacturer's details, final electrical connection, control panel and acoustic linings to reduced noise level; condensate drain piping up to the nearest floor drain, etc.; all in accordance with the specification and drawings |  | No. | 2 | 97110 | 194220 | 17754.76 | 35509.52 |  | 102000 | 204000
3.179.6 | B2.10.4 | (*) Variable air volume with all accessories and conrol panel |  | No. | 5 | 4815 | 24075 | 5918.25 | 29591.25 |  | 5400 | 27000
3.179.7 | B2.10.5 | (*) Volume control damper |  | No. | 50 | 990 | 49500 | 1775.48 | 88774 |  | 720 | 36000
3.179.8 | B2.10.6 | (*) Air Curtains; all in accordance with the specification and drawings |  | No. | 4 | 3235 | 12940 | 7101.9 | 28407.6 |  | 3360 | 13440
3.179.9 | B2.10.7 | (*) Supply and return air diffuser |  | No. | 21 | 825 | 17325 | 1775.48 | 37285.08 |  | 360 | 7560
3.179.10 | B2.10.8 | (*) Supply , returen & Exhuast air grilles |  | No. | 26 | 825 | 21450 | 2248.94 | 58472.44 |  | 420 | 10920
3.179.11 | B2.10.9 | (*) Exhuast Air Disc |  | No. | 6 | 550 | 3300 | 5918.25 | 35509.5 |  | 960 | 5760
3.179.12 | B2.10.10 | (*) Volume dampers complete including fixing to ductwork; all in accordance with the specification and drawings; |  | No. | 50 | 990 | 49500 | 1775.48 | 88774 |  | 720 | 36000
3.179.13 | B2.10.11 | (*) Sound attenuator |  | No. | 4 | 9625 | 38500 | 2367.3 | 9469.2 |  | 4800 | 19200
3.179.14 | B2.10.12 | (*) Duct UV sterilizer |  | No. | 2 | 26910 | 53820 | 1775.48 | 3550.96 |  | 4590 | 9180
3.179.15 | B2.10.13 | (*) Galvanized steel sheet metal, rectangular ductwork complete with insulation and all bends, tees, junctions, transformations, splitters, turning vanes, access panels, bell mouths, pressure dampers, fire dampers, fire retardant sealants for all ductwork passing through fire rated structures and connection to equipment, etc.; all in accordance with the specification and drawings |  | m2 | 300 | 425 | 127500 | 236.73 | 71019 |  | 1170 | 351000
3.179.16 | B2.10.14 | (*) Fresh Air louvers with sand trap filter to match with Architectural Cladding complete; all in accordance with the specification and drawing |  | No. | 2 | 853 | 1706 | 1834.66 | 3669.32 |  | 3000 | 6000
3.179.17 | B2.10.15 | (*) Extract Air louver |  | No. | 2 | 660 | 1320 | 2959.13 | 5918.26 |  | 900 | 1800
3.179.18 | B2.10.16 | (*) Motorized control damper |  | No. | 2 | 2890 | 5780 | 8877.38 | 17754.76 |  | 5760 | 11520
| Note | Note Details
3.179.19 | - | Water Supply
| Item Code | Description | Item Remarks | Unit of Measurement | Quantity/Base Price | Unit Price/Discount % (Excluding VAT) | Total | Unit Price/Discount % (Excluding VAT) | Total |  | Unit Price/Discount % (Excluding VAT) | Total
3.179.20 | B2.10.17 | (*) Supply and install water heaters including all necessary valve, thermometers, contactors,heating elements and accessories, etc.; all in accordance with the specification and drawings; |  | No. | 1 | 2420 | 2420 | 1420.38 | 1420.38 |  | 950 | 950
3.179.21 | B2.10.18 | (*) Water Meter |  | No. | 1 | 7910 | 7910 | 8877.38 | 8877.38 |  | 2500 | 2500
3.179.22 | B2.10.19 | (*) Water Meter manhole cover |  | No. | 1 | 8115 | 8115 | 4142.78 | 4142.78 |  | 3500 | 3500
3.179.23 | B2.10.20 | (*) Isolating Valve |  | No. | 5 | 757 | 3785 | 1775.48 | 8877.4 |  | 450 | 2250
3.179.24 | B2.10.21 | (*) Gate Valve |  | No. | 5 | 1480 | 7400 | 1775.48 | 8877.4 |  | 500 | 2500
3.179.25 | B2.10.22 | (*) Water Tap |  | No. | 8 | 173 | 1384 | 355.1 | 2840.8 |  | 200 | 1600
3.179.26 | B2.10.23 | (*) Kitchen sink mixer |  | No. | 1 | 448 | 448 | 1420.38 | 1420.38 |  | 650 | 650
3.179.27 | B2.10.24 | (*) Bib Taps |  | No. | 8 | 482 | 3856 | 1775.48 | 14203.84 |  | 200 | 1600
3.179.28 | B2.10.25 | (*) Polypropylene pipe and fittings including insulation at roof, accessories and connections; all in accordance with the specification and drawings; 15 mm dia |  | m | 5 | 49 | 245 | 88.77 | 443.85 |  | 45 | 225
3.179.29 | B2.10.26 | (*) Ditto; 20mm dia |  | m | 8 | 64 | 512 | 94.69 | 757.52 |  | 50 | 400
3.179.30 | B2.10.27 | (*) Ditto; 25mm dia |  | m | 20 | 66 | 1320 | 106.53 | 2130.6 |  | 55 | 1100
3.179.31 | B2.10.28 | (*) Ditto; 32mm dia |  | m | 3 | 76 | 228 | 130.2 | 390.6 |  | 60 | 180
3.179.32 | B2.10.29 | (*) Ditto; 40mm dia |  | m | 15 | 84 | 1260 | 171.63 | 2574.45 |  | 65 | 975
3.179.33 | B2.10.30 | (*) Hot water pipe with insulation |  | m | 3 | 84 | 252 | 177.55 | 532.65 |  | 55 | 165
3.179.34 | B2.10.31 | (*) Water GRP tank insulated panels complete with all interconnecting piping, fittings, valves, etc.; all in accordance with the specification and drawings; roof Water GRP Tank |  | No. | 1 | 22500 | 22500 | 23673.01 | 23673.01 |  | 45000 | 45000
3.179.35 | B2.10.32 | (*) Pump Set complete including valves, flexible connections, pressure vessel, vibration isolators, safety devices, prewired control panels, DDC with buzzer and flash indicator strainers, foundations and electrical connections to local outlets; all in accordance with the specification and drawings; Booster Pump |  | No. | 1 | 21175 | 21175 | 29591.27 | 29591.27 |  | 52000 | 52000
3.179.36 | B2.10.33 | (*) Water Hammer Arrester |  | No. | 4 | 586 | 2344 | 3550.95 | 14203.8 |  | 350 | 1400
| Note | Note Details
3.179.37 | - | Drainage system
3.179.38 | - | Supply, install and commission Drainage, uPVC soil ,waste, vent and rain water pipes- above ground and below ground pipes and fittings including supports, brackets, hangers in accordance with the specification including coordination and connection to Sanitary wares as per required to complete Drainage System.
| Item Code | Description | Item Remarks | Unit of Measurement | Quantity/Base Price | Unit Price/Discount % (Excluding VAT) | Total | Unit Price/Discount % (Excluding VAT) | Total |  | Unit Price/Discount % (Excluding VAT) | Total
3.179.39 | B2.10.34 | (*) Floor tarp |  | No. | 1 | 415 | 415 | 295.91 | 295.91 |  | 650 | 650
3.179.40 | B2.10.35 | (*) Floor clean out |  | No. | 3 | 315 | 945 | 591.83 | 1775.49 |  | 600 | 1800
3.179.41 | B2.10.36 | (*) Supply and installation of sewerage manhole cover double sealed as per design complying to local regulation |  | No. | 4 | 20625 | 82500 | 6448.53 | 25794.12 |  | 10000 | 40000
3.179.42 | B2.10.37 | (*) sand trap with cover |  | No. | 1 | 965 | 965 | 3550.95 | 3550.95 |  | 7500 | 7500
3.179.43 | B2.10.38 | (*) Gully trap with Cover |  | No. | 1 | 965 | 965 | 1775.48 | 1775.48 |  | 1700 | 1700
3.179.44 | B2.10.39 | (*) Gutter drain with cover |  | No. | 7 | 4400 | 30800 | 591.83 | 4142.81 |  | 850 | 5950
3.179.45 | B2.10.40 | (*) uPVC pipe work installation including civil work accessories, fittings and fixings all in accordance to the specification and drawings; 50 mm dia |  | m | 5 | 105 | 525 | 94.69 | 473.45 |  | 55 | 275
3.179.46 | B2.10.41 | (*) Ditto; Drainage pipe 110 mm |  | m | 78 | 125 | 9750 | 142.04 | 11079.12 |  | 90 | 7020
3.179.47 | B2.10.42 | (*) Ditto; Drainage pipe 150 mm |  | m | 25 | 190 | 4750 | 77.28 | 1932 |  | 280 | 7000
3.179.48 | B2.10.43 | (*) Vent pipe 75 mm |  | m | 12 | 125 | 1500 | 118.37 | 1420.44 |  | 75 | 900
3.179.49 | B2.10.44 | (*) Condinsat drain pipe 25 mm |  | m | 30 | 275 | 8250 | 41.43 | 1242.9 |  | 50 | 1500
| Note | Note Details
3.179.50 | - | Stormwater
| Item Code | Description | Item Remarks | Unit of Measurement | Quantity/Base Price | Unit Price/Discount % (Excluding VAT) | Total | Unit Price/Discount % (Excluding VAT) | Total |  | Unit Price/Discount % (Excluding VAT) | Total
3.179.51 | B2.10.45 | (*) Rainwater outlet |  | No. | 4 | 1500 | 6000 | 591.83 | 2367.32 |  | 950 | 3800
3.179.52 | B2.10.46 | (*) Rain water soka pit |  | No. | 4 | 12000 | 48000 | 4230.64 | 16922.56 |  | 6500 | 26000
3.179.53 | B2.10.47 | (*) uPVC pipe work installation including civil work, accessories, fittings and fixings all in accordance to the specification and drawings; 110mm dia |  | m | 40 | 125 | 5000 | 130.2 | 5208 |  | 90 | 3600
3.179.54 | B2.10.48 | (*) Vent pipe 75 mm |  | m | 6 | 115 | 690 | 118.37 | 710.22 |  | 75 | 450
| Note | Note Details
3.179.55 | - | Fire protection
3.179.56 | - | Supply and installation, testing, commissioning fire fighting system with all accessories as per ADCD latest code
| Item Code | Description | Item Remarks | Unit of Measurement | Quantity/Base Price | Unit Price/Discount % (Excluding VAT) | Total | Unit Price/Discount % (Excluding VAT) | Total |  | Unit Price/Discount % (Excluding VAT) | Total
3.179.57 | B2.10.49 | (*) Fire Hose Cabinet; all in accordance with the drawing and specification |  | No. | 1 | 10315 | 10315 | 8877.38 | 8877.38 |  | 18000 | 18000
3.179.58 | B2.10.50 | (*) Breeching inlet 1x2 way for dry riser ; all in accordance with the specification and drawings |  | No. | 1 | 4815 | 4815 | 8877.38 | 8877.38 |  | 5000 | 5000
3.179.59 | B2.10.51 | (*) Fire extinguishers and equipment complete as specified including supports, brackets, instruction signs and the like; all in accordance with the specification and drawings; 6 kg dry powder fire extinguisher |  | No. | 7 | 525 | 3675 | 473.46 | 3314.22 |  | 420 | 2940
3.179.60 | B2.10.52 | (*) Ditto; 5 kg CO2 fire extinguisher |  | No. | 7 | 425 | 2975 | 532.64 | 3728.48 |  | 400 | 2800
3.179.61 | B2.10.53 | (*) Galvanized Steel wet riser pipe including fittings, valves and accessories; all in accordance with the specification and drawings; 25mm dia. |  | No. | 25 | 175 | 4375 | 177.55 | 4438.75 |  | 150 | 3750
3.179.62 | B2.10.54 | (*) Ditto : Fire fighting pipe 65mm dia |  | No. | 25 | 345 | 8625 | 236.73 | 5918.25 |  | 190 | 4750
3.179.63 | B2.10.55 | (*) Ditto : Fire fighting pipe for sprinkler system |  | Item | 1 | 41250 | 41250 | 17754.76 | 17754.76 |  | 20000 | 20000
3.179.64 | B2.10.56 | (*) sprinkler system with related valves and accessories |  | Item | 1 | 33000 | 33000 | 14203.81 | 14203.81 |  | 50000 | 50000
| Note | Note Details
3.179.65 | - | SUNDRIES:-
| Item Code | Description | Item Remarks | Unit of Measurement | Quantity/Base Price | Unit Price/Discount % (Excluding VAT) | Total | Unit Price/Discount % (Excluding VAT) | Total |  | Unit Price/Discount % (Excluding VAT) | Total
3.179.66 | B2.10.57 | (*) Sundries; Allow for supports, including fixings, anchors, insulating block, anti vibration devices and noise suppression measures |  | Item | 1 | 4000 | 4000 | 5918.25 | 5918.25 |  | 2000 | 2000
3.179.67 | B2.10.58 | (*) Allow for identifications, tag plates, labels, signage and colour coding for all services. |  | Item | 1 | 1000 | 1000 | 5918.25 | 5918.25 |  | 1000 | 1000
3.179.68 | B2.10.59 | (*) Allow for testing and pre-commissioning |  | Item | 1 | 2500 | 2500 | 5918.25 | 5918.25 |  | 500 | 500
3.179.69 | B2.10.60 | (*) Allow for commissioning |  | Item | 1 | 2500 | 2500 | 5918.25 | 5918.25 |  | 500 | 500
3.179.70 | B2.10.61 | (*) Allow for tools and spares |  | Item | 1 | 1000 | 1000 | 5918.25 | 5918.25 |  | 500 | 500
3.179.71 | B2.10.62 | (*) Allow for document and certification |  | Item | 1 | 2000 | 2000 | 5918.25 | 5918.25 |  | 2000 | 2000
3.179.72 | B2.10.63 | (*) Allow for co-ordination with other services |  | Item | 1 | 500 | 500 | 5918.25 | 5918.25 |  | 1000 | 1000
3.179.73 | B2.10.64 | (*) Allow for cutting or forming holes, mortises, chases, or the like and making good finishing |  | Item | 1 | 500 | 500 | 5918.25 | 5918.25 |  | 2000 | 2000
3.179.74 | B2.10.65 | (*) Allow for building in or cutting and pinning brackets or the like and making good finishing |  | Item | 1 | 500 | 500 | 5918.25 | 5918.25 |  | 2000 | 2000
3.179.75 | B2.10.66 | (*) Allow for protective painting to all systems |  | Item | 1 | 1000 | 1000 | 5918.25 | 5918.25 |  | 1500 | 1500
3.179.76 | B2.10.67 | (*) Allow for decorative painting to all systems |  | Item | 1 | 500 | 500 | 5918.25 | 5918.25 |  | 1000 | 1000
3.179.77 | B2.10.68 | (*) Allow for drawings, manuals, submittal, samples inspections, instruction books |  | Item | 1 | 2000 | 2000 | 5918.25 | 5918.25 |  | 5000 | 5000
3.179.78 | B2.10.69 | (*) Allow for builders work |  | Item | 1 | 1500 | 1500 | 5918.25 | 5918.25 |  | 25000 | 25000
3.179.79 | B2.10.70 | (*) Provide air seal partitions above false ceilings to make air zones as required and as shown on drawings and as specified |  | Item | 1 | 2000 | 2000 | 5918.25 | 5918.25 |  | 0 | 0
3.179.80 | B2.10.71 | (*) Allow for tools and spares for all the equipment supplied |  | Item | 1 | 1000 | 1000 | 5918.25 | 5918.25 |  | 0 | 0
| Note | Note Details
3.179.81 | - | Additional items
| Item Code | Description | Item Remarks | Unit of Measurement | Quantity/Base Price | Unit Price/Discount % (Excluding VAT) | Total | Unit Price/Discount % (Excluding VAT) | Total |  | Unit Price/Discount % (Excluding VAT) | Total
3.179.82 | AI | (*) Contractor may price here any items which has been shown in the Contract drawings or any other Contract Documents but overlooked or not specifically mentioned inthe schedule of items and is necessary for the satisfactory completion of the Works. Should the Contractor fail to insert any item here, it will be deemed that lump sum Contract Price includes all such items and no claims for additional items will be entertained. |  | Item | 1 | 0 | 0 | 0 | 0 |  | 0 | 0
| Note | Note Details
3.179.83 | - | Please attach one PDF file to be named "Additional Items for (insert bill no/name & Section No/name)" for the details of these additional items in the additional attachment area at the end of the BOQ.
3.180 SCD - B2-11 ELECTRICAL INSTALLATION -Sand Cat Display | [5 empty] | 106 (out of 106) | 1361794 | 106 (out of 106) | 1602890.26 |  | 106 (out of 106) | 1657495
| Note | Note Details
3.180.1 | - | Sub-Main Distribution Board
3.180.2 | - | Supply, install, test and commission Wall mounted/ Free Standing Sub main
3.180.3 | - | Distribution Boards including circuit breakers, energy monitoring, conduits, ducts
3.180.4 | - | and trays from incoming/Outgoing power supply and all terminations as shown on the Drawings & Specifications for the following:-
| Item Code | Description | Item Remarks | Unit of Measurement | Quantity/Base Price | Unit Price/Discount % (Excluding VAT) | Total | Unit Price/Discount % (Excluding VAT) | Total |  | Unit Price/Discount % (Excluding VAT) | Total
3.180.5 | B2.11.1 | (*) SMDB-SC |  | No. | 1 | 28000 | 28000 | 26040.31 | 26040.31 |  | 12000 | 12000
| Note | Note Details
3.180.6 | - | Final Distribution Board
3.180.7 | - | Supply, install, test and commission Wall mounted/ Free Standing Final
3.180.8 | - | Distribution Boards including circuit breakers, energy monitoring, conduits, ducts
3.180.9 | - | and trays from incoming/Outgoing power supply and all terminations as shown on the Drawings & Specifications for the following:-
| Item Code | Description | Item Remarks | Unit of Measurement | Quantity/Base Price | Unit Price/Discount % (Excluding VAT) | Total | Unit Price/Discount % (Excluding VAT) | Total |  | Unit Price/Discount % (Excluding VAT) | Total
3.180.10 | B2.11.8 | (*) DB-L |  | No. | 1 | 7100 | 7100 | 7101.9 | 7101.9 |  | 4040 | 4040
3.180.11 | B2.11.9 | (*) DB-P |  | No. | 1 | 7100 | 7100 | 5918.25 | 5918.25 |  | 3050 | 3050
3.180.12 | B2.11.10 | (*) DB-A/C |  | No. | 1 | 6100 | 6100 | 5918.25 | 5918.25 |  | 2000 | 2000
3.180.13 | B2.11.11 | (*) HVAC CONTROL PANEL |  | No. | 1 | 17500 | 17500 | 29591.27 | 29591.27 |  | 45000 | 45000
| Note | Note Details
3.180.14 | - | CABLES AND CABLES SUPPORT SYSTEMS:-
3.180.15 | - | Supply, install, test and commission of Low Voltage armoured cables including glands, connections, conduits, cable ducts, Cable Trays, GI cable trunking, civil works, cable cleats, earthing cable, fixings and termination complete as shown on Drawings and Specifications
3.180.16 | - | Cables from SMDB to the following
| Item Code | Description | Item Remarks | Unit of Measurement | Quantity/Base Price | Unit Price/Discount % (Excluding VAT) | Total | Unit Price/Discount % (Excluding VAT) | Total |  | Unit Price/Discount % (Excluding VAT) | Total
3.180.17 | B2.11.11 | (*) (4C 10mm2 XLPE/SWA/PVC + 1C 10mm2 CU PVC) |  | m | 47 | 45 | 2115 | 69.84 | 3282.48 |  | 155 | 7285
3.180.18 | B2.11.12 | (*) (4C 16mm2 XLPE/SWA/PVC + 1C 10mm2 CU PVC) |  | m | 70 | 50 | 3500 | 81.67 | 5716.9 |  | 170 | 11900
3.180.19 | B2.11.13 | (*) (4C 35mm2 XLPE/SWA/PVC + 1C 16mm2 CU PVC) |  | m | 23 | 95 | 2185 | 120.73 | 2776.79 |  | 205 | 4715
3.180.20 | B2.11.14 | (*) (4C 70mm2 XLPE/SWA/PVC + 1C 35mm2 CU PVC) |  | m | 10 | 135 | 1350 | 207.14 | 2071.4 |  | 285 | 2850
3.180.21 | B2.11.15 | (*) 4C 240mm2 XLPE/SWA/PVC + 1C 120mm2 CU PVC) |  | m | 252 | 450 | 113400 | 420.2 | 105890.4 |  | 630 | 158760
| Note | Note Details
3.180.22 | - | Cables Trays and Trunking
3.180.23 | - | Internal armoured cables, cable trays, cable ducts, GI cable trunking, civil works etc. including all fixings and termination complete as per shown in schematic diagram, load schedules and drawings.
| Item Code | Description | Item Remarks | Unit of Measurement | Quantity/Base Price | Unit Price/Discount % (Excluding VAT) | Total | Unit Price/Discount % (Excluding VAT) | Total |  | Unit Price/Discount % (Excluding VAT) | Total
3.180.24 | B2.11.16 | (*) GI Trunking 50mm x 50mm |  | Item | 1 | 10000 | 10000 | 8877.38 | 8877.38 |  | 1000 | 1000
3.180.25 | B2.11.17 | (*) GI Trunking 100mm x 100mm |  | Item | 1 | 5500 | 5500 | 10061.03 | 10061.03 |  | 1000 | 1000
3.180.26 | B2.11.18 | (*) GI Trunking 150mm x 150mm |  | Item | 1 | 5500 | 5500 | 10356.94 | 10356.94 |  | 1000 | 1000
3.180.27 | B2.11.19 | (*) 100mm HDGI cable tray |  | Item | 1 | 10000 | 10000 | 9469.2 | 9469.2 |  | 2000 | 2000
3.180.28 | B2.11.20 | (*) 150 mm HDGI cable tray |  | Item | 1 | 5500 | 5500 | 10061.03 | 10061.03 |  | 1000 | 1000
3.180.29 | B2.11.21 | (*) 200 mm HDGI cable tray |  | Item | 1 | 5500 | 5500 | 11836.51 | 11836.51 |  | 1000 | 1000
3.180.30 | B2.11.22 | (*) 300 mm HDGI cable tray |  | Item | 1 | 5500 | 5500 | 14203.81 | 14203.81 |  | 10000 | 10000
| Note | Note Details
3.180.31 | - | DISCONNECTING SWITCHES:-
3.180.32 | - | Supply ,Install, testing and commissioning AC23,IP65 Disconnecting switches including all interconnecting cables, wires , trays and Equipments Points from SMD panels and terminations.
| Item Code | Description | Item Remarks | Unit of Measurement | Quantity/Base Price | Unit Price/Discount % (Excluding VAT) | Total | Unit Price/Discount % (Excluding VAT) | Total |  | Unit Price/Discount % (Excluding VAT) | Total
3.180.33 | B2.11.23 | (*) Single phase Isolator (SPN) IP65 |  | No. | 3 | 850 | 2550 | 1006.1 | 3018.3 |  | 350 | 1050
3.180.34 | B2.11.24 | (*) Three Phase Isolator (TPN) IP 65 |  | No. | 3 | 1250 | 3750 | 1775.48 | 5326.44 |  | 2500 | 7500
| Note | Note Details
3.180.35 | - | POWER INSTALLATION:
3.180.36 | - | Wiring Devices
3.180.37 | - | Supply ,Install, testing and commissioning complete including points of Wiring devices with cover plates and outlet boxes , wiring cable tray & required all terminations,conduits,boxes , back boxes, couplers, draw boxes, junction boxes, wiring etc complete as per Drawings and Specifications.
| Item Code | Description | Item Remarks | Unit of Measurement | Quantity/Base Price | Unit Price/Discount % (Excluding VAT) | Total | Unit Price/Discount % (Excluding VAT) | Total |  | Unit Price/Discount % (Excluding VAT) | Total
3.180.38 | B2.11.25 | (*) 13A switched single socket outlet |  | No. | 7 | 540 | 3780 | 828.56 | 5799.92 |  | 320 | 2240
3.180.39 | B2.11.26 | (*) 13A switched double socket outlet |  | No. | 11 | 600 | 6600 | 887.74 | 9765.14 |  | 380 | 4180
3.180.40 | B2.11.27 | (*) 1 gang 13A,240 V,2 pole weather proof switched socket outlet IP65 |  | No. | 4 | 540 | 2160 | 769.37 | 3077.48 |  | 480 | 1920
3.180.41 | B2.11.28 | (*) 13A switched double socket outlet above bench level |  | No. | 1 | 600 | 600 | 828.56 | 828.56 |  | 420 | 420
3.180.42 | B2.11.29 | (*) 13A switched single socket outlet above bench level |  | No. | 1 | 600 | 600 | 798.96 | 798.96 |  | 400 | 400
3.180.43 | B2.11.30 | (*) 16A Industrial socket |  | No. | 1 | 1000 | 1000 | 887.74 | 887.74 |  | 750 | 750
3.180.44 | B2.11.31 | (*) Flexible outlet at high level |  | No. | 25 | 720 | 18000 | 532.64 | 13316 |  | 380 | 9500
3.180.45 | B2.11.32 | (*) Flex outlet for water heater |  | No. | 1 | 720 | 720 | 591.83 | 591.83 |  | 380 | 380
3.180.46 | B2.11.34 | (*) Floor box |  | No. | 2 | 2200 | 4400 | 591.83 | 1183.66 |  | 2500 | 5000
| Note | Note Details
3.180.47 | - | LIGHTING FIXTURES
3.180.48 | - | Supply, install, testing and commissioning complete Light fittings including cabling, wiring, conduits and switches in connections to permanent wiring system
| Item Code | Description | Item Remarks | Unit of Measurement | Quantity/Base Price | Unit Price/Discount % (Excluding VAT) | Total | Unit Price/Discount % (Excluding VAT) | Total |  | Unit Price/Discount % (Excluding VAT) | Total
3.180.49 | B2.11.35 | (*) Electrical points for Type L1 |  | No. | 29 | 1360 | 39440 | 1065.29 | 30893.41 |  | 550 | 15950
3.180.50 | B2.11.36 | (*) Electrical points for Type L2 |  | No. | 6 | 1420 | 8520 | 946.92 | 5681.52 |  | 210 | 1260
3.180.51 | B2.11.37 | (*) Electrical points for Type L3 |  | m | 300 | 1150 | 345000 | 591.83 | 177549 |  | 500 | 150000
3.180.52 | B2.11.38 | (*) Electrical points for Type L4 |  | No. | 8 | 1340 | 10720 | 946.92 | 7575.36 |  | 535 | 4280
3.180.53 | B2.11.39 | (*) Electrical points for Type L5 |  | No. | 9 | 980 | 8820 | 1124.47 | 10120.23 |  | 1215 | 10935
3.180.54 | B2.11.40 | (*) Electrical points for Type LA |  | No. | 5 | 5650 | 28250 | 2130.57 | 10652.85 |  | 1715 | 8575
3.180.55 | B2.11.41 | (*) Electrical points for Type LB |  | No. | 4 | 3200 | 12800 | 2959.13 | 11836.52 |  | 3405 | 13620
3.180.56 | B2.11.42 | (*) Surface Mountain Self Contained Non Maintained, 3 Hours Duration 1x12W Emergency Light |  | No. | 19 | 1200 | 22800 | 1775.48 | 33734.12 |  | 750 | 14250
3.180.57 | B2.11.44 | (*) Self Contained and Maintained, 3 Hours Duration 1x8W Exit Light |  | No. | 8 | 1200 | 9600 | 1479.56 | 11836.48 |  | 915 | 7320
| Note | Note Details
3.180.58 | - | WIRING DEVICES & ACCESSORIES
3.180.59 | - | Supply, install and connect the following devices including device boxes, cover, plates, conduits and wiring between devices and distribution boards, switch panels, etc. as per drawings:
| Item Code | Description | Item Remarks | Unit of Measurement | Quantity/Base Price | Unit Price/Discount % (Excluding VAT) | Total | Unit Price/Discount % (Excluding VAT) | Total |  | Unit Price/Discount % (Excluding VAT) | Total
3.180.60 | B2.11.45 | (*) 20A double pole switch |  | No. | 4 | 600 | 2400 | 887.74 | 3550.96 |  | 380 | 1520
3.180.61 | B2.11.46 | (*) One way one gang lighting grid switch |  | No. | 5 | 500 | 2500 | 887.74 | 4438.7 |  | 320 | 1600
3.180.62 | B2.11.47 | (*) One way Two gang lighting grid switch |  | No. | 2 | 550 | 1100 | 1006.1 | 2012.2 |  | 380 | 760
| Note | Note Details
3.180.63 | - | LIGHTING CONTROL SYSTEM:
3.180.64 | - | Supply, install, test and commission complete lighting control system including, cabling, wiring, termination and power connections ,(Data if required)conduits, back boxes, couplers, accessories and suitable for each rooms, halls, corridors and offices and all place at the bulding with all required software and programming activities for all components of the system to the Specification ,shown on Drawings and operation performance requested by the Engineer and not limited to the following .
| Item Code | Description | Item Remarks | Unit of Measurement | Quantity/Base Price | Unit Price/Discount % (Excluding VAT) | Total | Unit Price/Discount % (Excluding VAT) | Total |  | Unit Price/Discount % (Excluding VAT) | Total
3.180.65 | B2.11.48 | (*) Overide Switch |  | No. | 1 | 6000 | 6000 | 5918.25 | 5918.25 |  | 500 | 500
3.180.66 | B2.11.49 | (*) 360 Motion sensor |  | No. | 9 | 6500 | 58500 | 1183.65 | 10652.85 |  | 1000 | 9000
3.180.67 | B2.11.50 | (*) Lighting Control Panel |  | No. | 1 | 28000 | 28000 | 23673.01 | 23673.01 |  | 55000 | 55000
3.180.68 | B2.11.51 | (*) LCD Touch screen |  | No. | 1 | 12500 | 12500 | 8285.55 | 8285.55 |  | 5000 | 5000
3.180.69 | B2.11.52 | (*) Photocell & timer switcher W/P IP54 |  | No. | 1 | 2000 | 2000 | 8285.55 | 8285.55 |  | 2000 | 2000
| Note | Note Details
3.180.70 | - | COMMUNICATION SYSTEMS
3.180.71 | - | TELECOMMUNICATION SYSTEM:-
3.180.72 | - | Supply, install, testing and commissioning complete Telecom System Equipments Points & Accessories including connection and terminations as per Client Requirements, drawings ,Specifications and as per latest Etisalat regulations.
| Item Code | Description | Item Remarks | Unit of Measurement | Quantity/Base Price | Unit Price/Discount % (Excluding VAT) | Total | Unit Price/Discount % (Excluding VAT) | Total |  | Unit Price/Discount % (Excluding VAT) | Total
3.180.73 | B2.11.53 | (*) IDF |  | No. | 1 | 12000 | 12000 | 11836.51 | 11836.51 |  | 25000 | 25000
3.180.74 | B2.11.54 | (*) Dual RJ 45outlet |  | No. | 9 | 800 | 7200 | 946.92 | 8522.28 |  | 720 | 6480
3.180.75 | B2.11.55 | (*) Single RJ 45outlet (above false cielling) |  | No. | 3 | 600 | 1800 | 710.19 | 2130.57 |  | 420 | 1260
3.180.76 | B2.11.56 | (*) Single RJ 45 at high level |  | No. | 11 | 1000 | 11000 | 710.19 | 7812.09 |  | 360 | 3960
3.180.77 | B2.11.57 | (*) Conduites, wiring, cables, termination, trunking, ,junction boxes,earthing and trays etc related to telecommunication system |  | Item | 1 | 4000 | 4000 | 35509.52 | 35509.52 |  | 71470 | 71470
| Note | Note Details
3.180.78 | - | Cables Trays and Trunking
3.180.79 | - | cable trays, cable ducts, GI cable trunking, civil works etc. including all fixings and termination complete as per shown in schematic diagram, load schedules drawings and requirments
| Item Code | Description | Item Remarks | Unit of Measurement | Quantity/Base Price | Unit Price/Discount % (Excluding VAT) | Total | Unit Price/Discount % (Excluding VAT) | Total |  | Unit Price/Discount % (Excluding VAT) | Total
3.180.80 | B2.11.58 | (*) GI Trunking 50mm x 50mm |  | Item | 1 | 5500 | 5500 | 5918.25 | 5918.25 |  | 0 | 0
3.180.81 | B2.11.59 | (*) GI Trunking 100mm x 100mm |  | Item | 1 | 5500 | 5500 | 5918.25 | 5918.25 |  | 0 | 0
3.180.82 | B2.11.60 | (*) GI Trunking 150mm x 150mm |  | Item | 1 | 5500 | 5500 | 8877.38 | 8877.38 |  | 0 | 0
3.180.83 | B2.11.61 | (*) 100mm HDGI cable tray |  | Item | 1 | 5500 | 5500 | 8877.38 | 8877.38 |  | 0 | 0
3.180.84 | B2.11.62 | (*) 150mm HDGI cable tray |  | Item | 1 | 5500 | 5500 | 5918.25 | 5918.25 |  | 0 | 0
| Note | Note Details
3.180.85 | - | ACCESS CONTROL SYSTEM
3.180.86 | - | install, test and commission a Door access control system as specified here under and shown on the drawings and secification
| Item Code | Description | Item Remarks | Unit of Measurement | Quantity/Base Price | Unit Price/Discount % (Excluding VAT) | Total | Unit Price/Discount % (Excluding VAT) | Total |  | Unit Price/Discount % (Excluding VAT) | Total
3.180.87 | B2.11.63 | (*) Card Reader |  | No. | 6 | 800 | 4800 | 355.1 | 2130.6 |  | 2500 | 15000
3.180.88 | B2.11.64 | (*) Exit button |  | No. | 6 | 800 | 4800 | 1775.48 | 10652.88 |  | 500 | 3000
3.180.89 | B2.11.65 | (*) Door contact |  | No. | 8 | 800 | 6400 | 591.83 | 4734.64 |  | 500 | 4000
3.180.90 | B2.11.66 | (*) Magnetic lock |  | No. | 6 | 800 | 4800 | 5918.25 | 35509.5 |  | 1500 | 9000
3.180.91 | B2.11.67 | (*) 24 port switch |  | No. | 1 | 4000 | 4000 | 35509.52 | 35509.52 |  | 6000 | 6000
3.180.92 | B2.11.68 | (*) patch panel |  | No. | 1 | 1000 | 1000 | 17754.76 | 17754.76 |  | 2500 | 2500
3.180.93 | B2.11.69 | (*) wiring, , termination etc related work to Access control system |  | Item | 1 | 4000 | 4000 | 35509.52 | 35509.52 |  | 20000 | 20000
| Note | Note Details
3.180.94 | - | AUDIO VIDEO SYSTEM
3.180.95 | - | Supply, install Test & Commissioning the following Audio Video and outlets complete including pull boxes, and all necessary fixing accessories all as shown in the drawings,schematic diagram & specification.
| Item Code | Description | Item Remarks | Unit of Measurement | Quantity/Base Price | Unit Price/Discount % (Excluding VAT) | Total | Unit Price/Discount % (Excluding VAT) | Total |  | Unit Price/Discount % (Excluding VAT) | Total
3.180.96 | B2.11.70 | (*) 40'' smart HD TV |  | No. | 5 | 3500 | 17500 | 5918.25 | 29591.25 |  | 14000 | 70000
3.180.97 | B2.11.71 | (*) Conduites, wiring, patch panels, cables, termination, trunking, ,junction boxes,earthing,software and trays... etc related work required for AV system |  | Item | 1 | 1200 | 1200 | 29591.27 | 29591.27 |  | 10000 | 10000
| Note | Note Details
3.180.98 | - | CCTV System Installation
3.180.99 | - | Allow for all necessary works in connection with CCTV installation complete including supply, installation, testing and commissioning as per the drawings and/or the specifications
3.180.100 | - | Complete CCTV system including NVR,work station,CAT6 cabling ,power caling ETC and all devices / elements as shown on the drawings and/or in specification including supply, installation, connections, testing & commissioning and documentation. Include all builders work, fixing accessories, wires/ cables, tagging, cable tray with cover, trunking, conduits, supports, back boxes,couplers and accessories as required
| Item Code | Description | Item Remarks | Unit of Measurement | Quantity/Base Price | Unit Price/Discount % (Excluding VAT) | Total | Unit Price/Discount % (Excluding VAT) | Total |  | Unit Price/Discount % (Excluding VAT) | Total
3.180.101 | B2.11.72 | (*) Dome type camera IP (Day & Night) POE ,Recognize |  | No. | 7 | 10000 | 70000 | 9469.2 | 66284.4 |  | 6000 | 42000
3.180.102 | B2.11.73 | (*) Dome type camera IP (Day & Night) POE, Identify |  | No. | 1 | 10000 | 10000 | 11836.51 | 11836.51 |  | 7500 | 7500
3.180.103 | B2.11.74 | (*) Fixed camera IP (DAY & Night )POE weather proof ,Recongize |  | No. | 4 | 10000 | 40000 | 9469.2 | 37876.8 |  | 9500 | 38000
3.180.104 | B2.11.75 | (*) port switch |  | No. | 2 | 3500 | 7000 | 11836.51 | 23673.02 |  | 0 | 0
3.180.105 | B2.11.76 | (*) 24 POE port switch |  | No. | 2 | 4000 | 8000 | 17754.76 | 35509.52 |  | 6000 | 12000
3.180.106 | B2.11.79 | (*) Patch panel |  | No. | 2 | 1000 | 2000 | 17754.76 | 35509.52 |  | 2500 | 5000
3.180.107 | B2.11.80 | (*) Conduites, wiring, patch panels, cables, termination, trunking, ,junction boxes,earthing and trays... etc related work required for CCTV system |  | Item | 1 | 6500 | 6500 | 29591.27 | 29591.27 |  | 350500 | 350500
| Note | Note Details
3.180.108 | - | PUBLIC ADDRESS SYSTEM
3.180.109 | - | Allow for all necessary works in connection with PA installation complete including supply, installation, testing and commissioning as per the drawings and/or the specifications
3.180.110 | - | Complete PA system including all devices / elements as shown on the drawings and/or in specification including supply, installation, connections, testing & commissioning and documentation. Include all builders work, fixing accessories, tagging, cable tray with cover, trunking, conduits, supports, back boxes,couplers and accessories as required
| Item Code | Description | Item Remarks | Unit of Measurement | Quantity/Base Price | Unit Price/Discount % (Excluding VAT) | Total | Unit Price/Discount % (Excluding VAT) | Total |  | Unit Price/Discount % (Excluding VAT) | Total
3.180.111 | B2.11.81 | (*) 6 watts cielling speaker |  | No. | 12 | 1500 | 18000 | 2367.3 | 28407.6 |  | 750 | 9000
3.180.112 | B2.11.82 | (*) Touching screen paging microphone |  | No. | 2 | 2000 | 4000 | 3314.22 | 6628.44 |  | 2000 | 4000
3.180.113 | B2.11.84 | (*) Power amplifier |  | No. | 1 | 2000 | 2000 | 5918.25 | 5918.25 |  | 15000 | 15000
3.180.114 | B2.11.85 | (*) System manager |  | No. | 1 | 12000 | 12000 | 11836.51 | 11836.51 |  | 25000 | 25000
3.180.115 | B2.11.86 | (*) Conduits, wiring, cables, termination, trunking, junction boxes and trays etc. related to Public address system as specified |  | Item | 1 | 6500 | 6500 | 29591.27 | 29591.27 |  | 33000 | 33000
| Note | Note Details
3.180.116 | - | Uninterruptible Power Supply
3.180.117 | - | Supply, install, test and commission of UPS including battery bank, rectifier, inverters static by pass switch, control panel, ducts, cable terminations, cable tray, conduits, civil works, etc. in accordance with the site conditions, Requirements, Drawings and Specification.
| Item Code | Description | Item Remarks | Unit of Measurement | Quantity/Base Price | Unit Price/Discount % (Excluding VAT) | Total | Unit Price/Discount % (Excluding VAT) | Total |  | Unit Price/Discount % (Excluding VAT) | Total
3.180.118 | B2.11.87 | (*) 5 KVA UPS (for racks) |  | No. | 1 | 45000 | 45000 | 26040.31 | 26040.31 |  | 25000 | 25000
| Note | Note Details
3.180.119 | - | Earthing & bonding System
| Item Code | Description | Item Remarks | Unit of Measurement | Quantity/Base Price | Unit Price/Discount % (Excluding VAT) | Total | Unit Price/Discount % (Excluding VAT) | Total |  | Unit Price/Discount % (Excluding VAT) | Total
3.180.120 | B2.11.88 | (*) Supply, install ,testing and commissioning with all accessories of the earthing and bonding system complete including Earth Bar main earth electrodes , earthing continuity conductors ,bonding conductors and earth pit etc, as specified. |  | Item | 1 | 25000 | 25000 | 17754.76 | 17754.76 |  | 10000 | 10000
| Note | Note Details
3.180.121 | - | LIGHTNING PROTECTION SYSTEM
3.180.122 | - | Supply, install, test and commission complete lightning protection system air termination network, fitting and connection complete in accordance with Specifications and Drawings.
| Item Code | Description | Item Remarks | Unit of Measurement | Quantity/Base Price | Unit Price/Discount % (Excluding VAT) | Total | Unit Price/Discount % (Excluding VAT) | Total |  | Unit Price/Discount % (Excluding VAT) | Total
3.180.123 | B2.11.89 | (*) Earth pit |  | Item | 1 | 10500 | 10500 | 7101.9 | 7101.9 |  | 15000 | 15000
3.180.124 | B2.11.90 | (*) Free standing air terminal for protection of mechanical equipment. |  | Item | 1 | 2500 | 2500 | 5918.25 | 5918.25 |  | 7000 | 7000
3.180.125 | B2.11.91 | (*) Thermo weld in all joints |  | Item | 1 | 2500 | 2500 | 5918.25 | 5918.25 |  | 1000 | 1000
3.180.126 | B2.11.92 | (*) Copper tape down conductor |  | Item | 1 | 2500 | 2500 | 5918.25 | 5918.25 |  | 2500 | 2500
3.180.127 | B2.11.93 | (*) Down conductor to earth pit |  | Item | 1 | 2500 | 2500 | 5326.43 | 5326.43 |  | 1500 | 1500
3.180.128 | B2.11.94 | (*) 1C 70mm² PVC/SC direct buried cable 25x 3mm bare copper tape lightning protection air terminal |  | Item | 1 | 2500 | 2500 | 1775.48 | 1775.48 |  | 25000 | 25000
| Note | Note Details
3.180.129 | - | FIRE ALARM & SECURITY SYSTEMS
3.180.130 | - | ANALOGUE ADDRESSABLE FIRE ALARM SYSTEM
3.180.131 | - | Fire Alarm Installation
3.180.132 | - | Allow for all necessary works in connection with fire alarm installation complete including supply, installation, testing and commissioning as per the drawings and/or the specifications
3.180.133 | - | Complete addressable fire alarm system including all devices / elements as shown on the drawings and/or in specificationshall including supply, installation, connections, testing & commissioning and documentation for the following but not limtted to:
| Item Code | Description | Item Remarks | Unit of Measurement | Quantity/Base Price | Unit Price/Discount % (Excluding VAT) | Total | Unit Price/Discount % (Excluding VAT) | Total |  | Unit Price/Discount % (Excluding VAT) | Total
3.180.134 | B2.11.95 | (*) Addressable Fire Alarm control panel |  | No. | 1 | 13200 | 13200 | 29591.27 | 29591.27 |  | 25000 | 25000
3.180.135 | B2.11.96 | (*) Addressable Monitor panel for emergency light |  | No. | 1 | 33000 | 33000 | 23673.01 | 23673.01 |  | 55500 | 55500
3.180.136 | B2.11.97 | (*) Addressable Smoke detector |  | No. | 19 | 462 | 8778 | 1479.56 | 28111.64 |  | 35 | 665
3.180.137 | B2.11.98 | (*) Addressable heat detector |  | No. | 2 | 400 | 800 | 1420.38 | 2840.76 |  | 450 | 900
3.180.138 | B2.11.100 | (*) Addressable manual call point |  | No. | 3 | 462 | 1386 | 1479.56 | 4438.68 |  | 500 | 1500
3.180.139 | B2.11.102 | (*) Addressable Fire Alarm sounder with strobe weather proof |  | No. | 5 | 858 | 4290 | 1420.38 | 7101.9 |  | 650 | 3250
3.180.140 | B2.11.103 | (*) Monitor Module |  | No. | 4 | 595 | 2380 | 2959.13 | 11836.52 |  | 1500 | 6000
3.180.141 | B2.11.104 | (*) conduits, cabling, trays, ducts, trunking related to fire alarm system |  | Item | 1 | 10500 | 10500 | 35509.52 | 35509.52 |  | 15000 | 15000
| Note | Note Details
3.180.142 | - | SUNDRIES:-
| Item Code | Description | Item Remarks | Unit of Measurement | Quantity/Base Price | Unit Price/Discount % (Excluding VAT) | Total | Unit Price/Discount % (Excluding VAT) | Total |  | Unit Price/Discount % (Excluding VAT) | Total
3.180.143 | B2.11.105 | (*) Allow for supports |  | Item | 1 | 2000 | 2000 | 5918.25 | 5918.25 |  | 15000 | 15000
3.180.144 | B2.11.106 | (*) Allow for identifications, tag plates, labels, signage and colour coding for all services. |  | Item | 1 | 1000 | 1000 | 5918.25 | 5918.25 |  | 2500 | 2500
3.180.145 | B2.11.107 | (*) Allow for testing and pre-commissioning |  | Item | 1 | 3000 | 3000 | 5918.25 | 5918.25 |  | 500 | 500
3.180.146 | B2.11.108 | (*) Allow for commissioning |  | Item | 1 | 2500 | 2500 | 5918.25 | 5918.25 |  | 500 | 500
3.180.147 | B2.11.109 | (*) Allow for tools and spares |  | Item | 1 | 500 | 500 | 5918.25 | 5918.25 |  | 500 | 500
3.180.148 | B2.11.110 | (*) Allow for document and certification |  | Item | 1 | 1000 | 1000 | 5918.25 | 5918.25 |  | 1500 | 1500
3.180.149 | B2.11.111 | (*) Allow for co-ordination with other services |  | Item | 1 | 1000 | 1000 | 5918.25 | 5918.25 |  | 5000 | 5000
3.180.150 | B2.11.112 | (*) Allow for cutting or forming holes, mortises, chases, or the like and making good finishing |  | Item | 1 | 1000 | 1000 | 5918.25 | 5918.25 |  | 5000 | 5000
3.180.151 | B2.11.113 | (*) Allow for building in or cutting and pinning brackets or the like and making good finishing |  | Item | 1 | 1000 | 1000 | 5918.25 | 5918.25 |  | 5000 | 5000
3.180.152 | B2.11.114 | (*) Allow for protective painting to all systems |  | Item | 1 | 500 | 500 | 5918.25 | 5918.25 |  | 3000 | 3000
3.180.153 | B2.11.115 | (*) Allow for decorative painting to all systems |  | Item | 1 | 500 | 500 | 5918.25 | 5918.25 |  | 2000 | 2000
3.180.154 | B2.11.116 | (*) Allow for drawings, manuals, submittal, samples inspections, instruction books |  | Item | 1 | 2000 | 2000 | 5918.25 | 5918.25 |  | 5000 | 5000
3.180.155 | B2.11.117 | (*) Allow for builders work |  | Item | 1 | 1500 | 1500 | 7582.36 | 7582.36 |  | 25000 | 25000
| Note | Note Details
3.180.156 | - | Additional items
| Item Code | Description | Item Remarks | Unit of Measurement | Quantity/Base Price | Unit Price/Discount % (Excluding VAT) | Total | Unit Price/Discount % (Excluding VAT) | Total |  | Unit Price/Discount % (Excluding VAT) | Total
3.180.157 | AI | (*) Contractor may price here any items which has been shown in the Contract drawings or any other Contract Documents but overlooked or not specifically mentioned inthe schedule of items and is necessary for the satisfactory completion of the Works. Should the Contractor fail to insert any item here, it will be deemed that lump sum Contract Price includes all such items and no claims for additional items will be entertained. |  | Item | 1 | 0 | 0 | 0 | 0 |  | 0 | 0
| Note | Note Details
3.180.158 | - | Please attach one PDF file to be named "Additional Items for (insert bill no/name & Section No/name)" for the details of these additional items in the additional attachment area at the end of the BOQ.
3.181 SCD - B2-12 EXTERNAL WORKS-Sand Cat Display | [5 empty] | 24 (out of 24) | 776579 | 24 (out of 24) | 1737045.17 |  | 24 (out of 24) | 2084430
| Note | Note Details
3.181.1 | - | Landscaping works
3.181.2 | - | Natural Sand Substrate, as per drawings and specifications.
3.181.3 | - | Soft Landscaping, as per drawings and specifications.
| Item Code | Description | Item Remarks | Unit of Measurement | Quantity/Base Price | Unit Price/Discount % (Excluding VAT) | Total | Unit Price/Discount % (Excluding VAT) | Total |  | Unit Price/Discount % (Excluding VAT) | Total
3.181.4 | B2.12.1 | (*) Natural Sand Substrate |  | m2 | 27 | 27 | 729 | 53.26 | 1438.02 |  | 45 | 1215
3.181.5 | B2.12.2 | (*) Babul tree |  | No. | 6 | 1440 | 8640 | 2367.3 | 14203.8 |  | 1200 | 7200
3.181.6 | B2.12.3 | (*) Aloe Striata |  | No. | 13 | 75 | 975 | 414.28 | 5385.64 |  | 400 | 5200
3.181.7 | B2.12.4 | (*) Novajo yucca |  | No. | 15 | 145 | 2175 | 1479.56 | 22193.4 |  | 250 | 3750
3.181.8 | B2.12.5 | (*) Atriplex Mummularia |  | No. | 14 | 17 | 238 | 319.59 | 4474.26 |  | 400 | 5600
3.181.9 | B2.12.6 | (*) Plant soil. |  | m2 | 80 | 35 | 2800 | 100.61 | 8048.8 |  | 45 | 3600
3.181.10 | B2.12.7 | (*) Natural Stones |  | No. | 9 | 800 | 7200 | 3550.95 | 31958.55 |  | 1500 | 13500
| Note | Note Details
3.181.11 | - | Supply and Fix Artificial trees with all related accessories as per drawings and specifications.Division 12- 12 92 00
| Item Code | Description | Item Remarks | Unit of Measurement | Quantity/Base Price | Unit Price/Discount % (Excluding VAT) | Total | Unit Price/Discount % (Excluding VAT) | Total |  | Unit Price/Discount % (Excluding VAT) | Total
3.181.12 | B2.12.8 | (*) Artificial trees |  | No. | 15 | 7750 | 116250 | 37876.82 | 568152.3 |  | 40000 | 600000
| Note | Note Details
3.181.13 | - | Supply and Fix Burrows with all related accessories as per drawings and specifications.
| Item Code | Description | Item Remarks | Unit of Measurement | Quantity/Base Price | Unit Price/Discount % (Excluding VAT) | Total | Unit Price/Discount % (Excluding VAT) | Total |  | Unit Price/Discount % (Excluding VAT) | Total
3.181.14 | B2.12.9 | (*) Burrows |  | No. | 2 | 4750 | 9500 | 4456.44 | 8912.88 |  | 5000 | 10000
| Note | Note Details
3.181.15 | - | Supply and Fix Artificial Rock as per drawings and specifications.
| Item Code | Description | Item Remarks | Unit of Measurement | Quantity/Base Price | Unit Price/Discount % (Excluding VAT) | Total | Unit Price/Discount % (Excluding VAT) | Total |  | Unit Price/Discount % (Excluding VAT) | Total
3.181.16 | B2.12.10 | (*) Artificial Rock All Areas |  | m2 | 770 | 540 | 415800 | 976.51 | 751912.7 |  | 1400 | 1078000
| Note | Note Details
3.181.17 | - | Supply and Fix Stamped concrete floor including all necessary wrok as per drawing and specifications ,Division 3- 03 35 33.
| Item Code | Description | Item Remarks | Unit of Measurement | Quantity/Base Price | Unit Price/Discount % (Excluding VAT) | Total | Unit Price/Discount % (Excluding VAT) | Total |  | Unit Price/Discount % (Excluding VAT) | Total
3.181.18 | B2.12.11 | (*) Stamped concrete |  | m2 | 520 | 245 | 127400 | 266.32 | 138486.4 |  | 450 | 234000
| Note | Note Details
3.181.19 | - | Supply and Fix Kerbstone as per drawings and specifications.
| Item Code | Description | Item Remarks | Unit of Measurement | Quantity/Base Price | Unit Price/Discount % (Excluding VAT) | Total | Unit Price/Discount % (Excluding VAT) | Total |  | Unit Price/Discount % (Excluding VAT) | Total
3.181.20 | B2.12.12 | (*) Kerbstone |  | m | 179 | 105 | 18795 | 97.06 | 17373.74 |  | 120 | 21480
| Note | Note Details
3.181.21 | - | EXTERNAL MEP WORKS:-
3.181.22 | - | Water Supply
| Item Code | Description | Item Remarks | Unit of Measurement | Quantity/Base Price | Unit Price/Discount % (Excluding VAT) | Total | Unit Price/Discount % (Excluding VAT) | Total |  | Unit Price/Discount % (Excluding VAT) | Total
3.181.23 | B2.12.13 | (*) Polypropylene pipe and fittings including insulation, accessories and connections; all in accordance with the specification and drawings; 40 mm dia |  | m | 102 | 85 | 8670 | 118.37 | 12073.74 |  | 75 | 7650
3.181.24 | B2.12.14 | (*) Main Gate Valve ; all in accordance with the specification and drawing |  | No. | 1 | 1480 | 1480 | 1775.48 | 1775.48 |  | 6500 | 6500
3.181.25 | B2.12.15 | (*) Water Meter |  | No. | 1 | 7800 | 7800 | 3550.95 | 3550.95 |  | 2500 | 2500
| Note | Note Details
3.181.26 | - | Fire protection
3.181.27 | - | Supply and installation, testing, commissioning fire fighting system with all accessories as per ADCD latest code
| Item Code | Description | Item Remarks | Unit of Measurement | Quantity/Base Price | Unit Price/Discount % (Excluding VAT) | Total | Unit Price/Discount % (Excluding VAT) | Total |  | Unit Price/Discount % (Excluding VAT) | Total
3.181.28 | B2.12.16 | (*) Fire fighting HDPE pipe ∅ 25 |  | m | 64 | 116 | 7424 | 59.18 | 3787.52 |  | 150 | 9600
3.181.29 | B2.12.17 | (*) Fire fighting HDPE pipe ∅ 65 |  | m | 64 | 122 | 7808 | 130.2 | 8332.8 |  | 190 | 12160
| Note | Note Details
3.181.30 | - | Irrigation
| Item Code | Description | Item Remarks | Unit of Measurement | Quantity/Base Price | Unit Price/Discount % (Excluding VAT) | Total | Unit Price/Discount % (Excluding VAT) | Total |  | Unit Price/Discount % (Excluding VAT) | Total
3.181.31 | B2.12.18 | (*) Irirrigation solenoids valve control panel |  | No. | 2 | 4815 | 9630 | 41427.77 | 82855.54 |  | 20000 | 40000
3.181.32 | B2.12.19 | (*) Irrigation solenoid valve box |  | No. | 2 | 1925 | 3850 | 355.1 | 710.2 |  | 450 | 900
3.181.33 | B2.12.20 | (*) Irrigation solenoid valve |  | No. | 2 | 550 | 1100 | 3195.86 | 6391.72 |  | 2800 | 5600
3.181.34 | B2.12.21 | (*) irrigation Dripper |  | No. | 15 | 18 | 270 | 112.45 | 1686.75 |  | 10 | 150
3.181.35 | B2.12.22 | (*) Irrigation spray nozzle |  | No. | 15 | 45 | 675 | 147.96 | 2219.4 |  | 90 | 1350
3.181.36 | B2.12.23 | (*) Irrigation pipe |  | No. | 193 | 90 | 17370 | 213.06 | 41120.58 |  | 75 | 14475
| Note | Note Details
3.181.37 | - | Additional items
| Item Code | Description | Item Remarks | Unit of Measurement | Quantity/Base Price | Unit Price/Discount % (Excluding VAT) | Total | Unit Price/Discount % (Excluding VAT) | Total |  | Unit Price/Discount % (Excluding VAT) | Total
3.181.38 | AI | (*) Contractor may price here any items which has been shown in the Contract drawings or any other Contract Documents but overlooked or not specifically mentioned inthe schedule of items and is necessary for the satisfactory completion of the Works. Should the Contractor fail to insert any item here, it will be deemed that lump sum Contract Price includes all such items and no claims for additional items will be entertained. |  | Item | 1 | 0 | 0 | 0 | 0 |  | 0 | 0
| Note | Note Details
3.181.39 | - | Please attach one PDF file to be named "Additional Items for (insert bill no/name & Section No/name)" for the details of these additional items in the additional attachment area at the end of the BOQ.
3.182 MUSANADA IT REQUIREMENTS | [5 empty] | 22 (out of 22) | 497782.4 | 22 (out of 22) | 754546.88 |  | 22 (out of 22) | 721382
| Note | Note Details
3.182.1 | - | Operational IT Requirements and Projects Systems Requirements
3.182.2 | - | Each of the below item shall be executed in whole or in part upon receipt of written instruction from the Employer/Engineer of the Project.
3.182.3 | - | All technical requirements are as per the IT Requirements stated in the Tender Documents
| Item Code | Description | Item Remarks | Unit of Measurement | Quantity/Base Price | Unit Price/Discount % (Excluding VAT) | Total | Unit Price/Discount % (Excluding VAT) | Total |  | Unit Price/Discount % (Excluding VAT) | Total
3.182.4 | IT.1 | (*) 40 Mbps internet business line |  | No. | 1 | 6500 | 6500 | 53500 | 53500 |  | 100000 | 100000
3.182.5 | IT.2 | (*) WS-C3560E-8PC-S POE Cisco switch |  | No. | 1 | 2000 | 2000 | 3745 | 3745 |  | 4000 | 4000
3.182.6 | IT.3 | (*) WS-C3560E-24-PS-S POE Cisco switch |  | No. | 1 | 2000 | 2000 | 7704 | 7704 |  | 10000 | 10000
3.182.7 | IT.4 | (*) Cisco wireless access point |  | No. | 1 | 3500 | 3500 | 1926 | 1926 |  | 1500 | 1500
3.182.8 | IT.5 | (*) Attendance system |  | No. | 1 | 5000 | 5000 | 80250 | 80250 |  | 8000 | 8000
3.182.9 | IT.6 | (*) Printer (MDF mutli-functional colored printers, scanners, copiers / network & wireless enabled. Minimum speed required is 40 PPM (page per minute) |  | No. | 1 | 15000 | 15000 | 53500 | 53500 |  | 8000 | 8000
3.182.10 | IT.7 | (*) HP laptop |  | No. | 10 | 4000 | 40000 | 5350 | 53500 |  | 3000 | 30000
3.182.11 | IT.8 | (*) Windows 7 enterprise license |  | No. | 10 | 1500 | 15000 | 1305.4 | 13054 |  | 500 | 5000
3.182.12 | IT.9 | (*) Microsoft Office 2013 professional |  | No. | 10 | 1500 | 15000 | 1444.5 | 14445 |  | 1500 | 15000
3.182.13 | IT.10 | (*) Adobe acrobat XI 11 professional |  | No. | 2 | 1500 | 3000 | 3745 | 7490 |  | 1500 | 3000
3.182.14 | IT.11 | (*) Primavera P6 Enterprise Project Portfolio Management – Network License |  | No. | 2 | 1500 | 3000 | 16050 | 32100 |  | 800 | 1600
3.182.15 | IT.12 | (*) Autodesk AutoCAD Architecture– Network License |  | No. | 2 | 1500 | 3000 | 16050 | 32100 |  | 5000 | 10000
3.182.16 | IT.13 | (*) Autodesk AutoCAD Civil 3D – Network License |  | No. | 2 | 5000 | 10000 | 16050 | 32100 |  | 6000 | 12000
3.182.17 | IT.14 | (*) HP BL660c Gen9 server (full group of configuration) |  | No. | 1 | 5000 | 5000 | 8025 | 8025 |  | 75000 | 75000
3.182.18 | IT.15 | (*) EMC storage HDDs (full group of configuration) |  | No. | 1 | 5000 | 5000 | 8560 | 8560 |  | 70000 | 70000
3.182.19 | IT.16 | (*) Windows server 2012 r2 datacenter license |  | No. | 1 | 2500 | 2500 | 5350 | 5350 |  | 6000 | 6000
3.182.20 | IT.17 | (*) System center server 2012 r2 datacenter license |  | No. | 1 | 15000 | 15000 | 6955 | 6955 |  | 15000 | 15000
3.182.21 | IT.18 | (*) Symantec Netbackup License for Vmware host |  | No. | 1 | 3000 | 3000 | 5350 | 5350 |  | 2999.6 | 2999.6
| Note | Note Details
3.182.22 | - | PROVISIONAL SUM
3.182.23 | - | Each of the below item shall be executed in whole or in part upon receipt of written instruction from the Employer/Engineer of the Project.
3.182.24 | - | Licenses, Professional Services and Training for Collaboration Tool
3.182.25 | - | Please enter AED 207,000.00 in the price field
| Item Code | Description | Item Remarks | Unit of Measurement | Quantity/Base Price | Unit Price/Discount % (Excluding VAT) | Total | Unit Price/Discount % (Excluding VAT) | Total |  | Unit Price/Discount % (Excluding VAT) | Total
3.182.26 | IT/PS.1 | (*) Allow a Provisional Sum of AED 207,000.00 for providing Licenses, Professional Services and Training for Collaboration Tool as per the IT Requirements called for in the policies in the Tender Documents |  | Item | 1 | 207000 | 207000 | 207000 | 207000 |  | 207000 | 207000
| Note | Note Details
3.182.27 | - | Please enter the percentage as per the example (Example: if 5% please enter it as 0.05). Please note that the percentatge should not exceed 7%
| Item Code | Description | Item Remarks | Unit of Measurement | Quantity/Base Price | Unit Price/Discount % (Excluding VAT) | Total | Unit Price/Discount % (Excluding VAT) | Total |  | Unit Price/Discount % (Excluding VAT) | Total
3.182.28 | IT/PS.2 | (*) Add for Overheads and Profit |  | % | 207000 | 0.1 | 20700 | 0.07 | 14490 |  | 0.1 | 20700
| Note | Note Details
3.182.29 | - | Onsite Support Services
3.182.30 | - | Please enter AED 105,984.00 in the price field
| Item Code | Description | Item Remarks | Unit of Measurement | Quantity/Base Price | Unit Price/Discount % (Excluding VAT) | Total | Unit Price/Discount % (Excluding VAT) | Total |  | Unit Price/Discount % (Excluding VAT) | Total
3.182.31 | IT/PS.3 | (*) Allow a provisional sum of AED 105,984.00 for providing Onsite Support Services as per the IT Requirements called for in the policies in the Tender Documents |  | Item | 1 | 105984 | 105984 | 105984 | 105984 |  | 105984 | 105984
| Note | Note Details
3.182.32 | - | Please enter the percentage as per the example (Example: if 5% please enter it as 0.05). Please note that the percentatge should not exceed 7%
| Item Code | Description | Item Remarks | Unit of Measurement | Quantity/Base Price | Unit Price/Discount % (Excluding VAT) | Total | Unit Price/Discount % (Excluding VAT) | Total |  | Unit Price/Discount % (Excluding VAT) | Total
3.182.33 | IT/PS.4 | (*) Add for Overheads and Profit |  | % | 105984 | 0.1 | 10598.4 | 0.07 | 7418.88 |  | 0.1 | 10598.4
3.183 Absher Initiative | [5 empty] | 1 (out of 1) | 3021820 | 1 (out of 1) | 3021820 |  | 1 (out of 1) | 3021820
| Note | Note Details
3.183.1 | - | Absher Initiative
3.183.2 | - | Provisional Sum, please refer to Absher Guidelines volume
3.183.3 | - | Please enter AED 3,021,820.00 in the following price field
| Item Code | Description | Item Remarks | Unit of Measurement | Quantity/Base Price | Unit Price/Discount % (Excluding VAT) | Total | Unit Price/Discount % (Excluding VAT) | Total |  | Unit Price/Discount % (Excluding VAT) | Total
3.183.4 | 1 | (*) Allow a Provisional Sum of AED 3,021,820.00 for hiring Absher Candidate during construction period. The Contractor shall not be entitled for any overhead charges and/or profit for this Provisional Sum items and shall be reimbursed only for the actual cost. | PS | P. Sum | 1 | 3021820 | 3021820 | 3021820 | 3021820 |  | 3021820 | 3021820
3.184 Additional works for the sole use of the Employer | [5 empty] | 2 (out of 2) | 8316000 | 2 (out of 2) | 8316000 |  | 2 (out of 2) | 8316000
| Note | Note Details
3.184.1 | - | Additional works due to any design modifications, Site conditions, Authorities requirements…etc for the sole use of the Employer
3.184.2 | - | Please enter AED 7,560,000.00 in the following price field
| Item Code | Description | Item Remarks | Unit of Measurement | Quantity/Base Price | Unit Price/Discount % (Excluding VAT) | Total | Unit Price/Discount % (Excluding VAT) | Total |  | Unit Price/Discount % (Excluding VAT) | Total
3.184.3 | 1 | (*) Allow for a Provisional Sum of AED 7,560,000.00 for additional works required due to any design modifications , Site conditions, Authorities requirements…etc as instructed by the Employer, to be expended in full/part or not at all at the direction from Employer / and or Engineer. | PS | P. Sum | 1 | 7560000 | 7560000 | 7560000 | 7560000 |  | 7560000 | 7560000
| Note | Note Details
3.184.4 | - | Please enter the percentage as per the example (Example: if 5% please enter it as 0.05). Please note that the percentage should not exceed 10% in case the works to be carried out by Subcontractor.
| Item Code | Description | Item Remarks | Unit of Measurement | Quantity/Base Price | Unit Price/Discount % (Excluding VAT) | Total | Unit Price/Discount % (Excluding VAT) | Total |  | Unit Price/Discount % (Excluding VAT) | Total
3.184.5 | 2 | (*) Add for Overheads and Profit |  | % | 7560000 | 0.1 | 756000 | 0.1 | 756000 |  | 0.1 | 756000
|  | Grand Total |  |  |  |  | 128212240.2 | 213877000 | 213877000 | 0 | 218369202 | 218369202 | 0
[7 empty] | 0 |  |  | 0 |  |  | 0