## Scenario Analysis
Exported on: 22/11/2018 11:44 GMT + 4:00
Project Code |  | tender_2219
Project Title |  | Construction of (7) different projects at Al Ain Zoo District - Package -1-
Reference |  | P249-T/BPS/844/073/18
RFP Code |  | rfp_2462 | [10 empty] | 46198983.982 |  |  | 55347610
RFP Title |  | Construction of (7) different projects at Al Ain Zoo District - Package -1-
RFP Status |  | Commercial Evaluation
[6 empty] | Consultant Estimates |  | Emirates Link Maltauro |  |  | Emirates International Projects Gen.Cont. |  |  | Nael General Contracting Est |  |  | AL JABER BUILDING LLC |  | Hilal Bil Badi & Partners Contracting Co.(WLL) - HILALCO |  | Orient House for Development & Construction Co. LLC
Displayed in Event Currency (AED) | [7 empty] | Response Date : 15/11/2018 12:05:11 |  |  | Response Date : 15/11/2018 09:27:39 |  |  | Response Date : 15/11/2018 11:57:24 |  |  | Response Date : 15/11/2018 11:58:58 |  | Response Date : 15/11/2018 11:50:54 |  | Response Date : 14/11/2018 23:41:53
2 Commercial Envelope | [5 empty] | Questions Answered | Total | Questions Answered | Total |  | Questions Answered | Total |  | Questions Answered | Total |  | Questions Answered | Total | Questions Answered | Total | Questions Answered | Total
[8 empty] | 4,577 (out of 4,577) | 128900000 |  | 4,577 (out of 4,577) | 175098983.982 |  | 4,577 (out of 4,577) | 184247610 |  | 4,577 (out of 4,577) | 199743746.87 | 4,577 (out of 4,577) | 271200000 | 4,577 (out of 4,577) | 275918411.72
2.1 NATURE RESERVE | [6 empty] | 35178892 |  | 33164087.58 |  | 0 (out of 0) | 47357545.842 |  | 0 (out of 0) | 57123025 |  | 0 (out of 0) | 83616344.97 | 0 (out of 0) | 75209777.825 | 0 (out of 0) | 76669784
2.2 NR: BILL NO 01 - PRELIMINARIES AND GENERAL REQUIREMENTS | [6 empty] | 5271993 | 43 (out of 43) | 2044705.25 |  | 43 (out of 43) | 4651380 |  | 43 (out of 43) | 2400191.55 |  | 43 (out of 43) | 34312590 | 43 (out of 43) | 6380800 | 43 (out of 43) | 8692142
| Note | Note Details
2.2.1 | - | General Notes on General Requirements
2.2.2 | - | These General Requirements are applicable to the whole of the Works. The Contractor shall price each of the lumpsum contained herein individually. The Tenderer shall not enter any lumpsum covering more than one or all lumpsum Where any lump sum of the General Requirements has not been priced, it will be deemed that the value of such lumpsum is included elsewhere in the Bill of Quantities.
2.2.3 | - | The Contractor is referred to the requirements of the Contract/Tender Documents.
2.2.4 | - | The Contractor shall price herein any obligations contained in the following for which he has not included elsewhere and wishes to price separately.
2.2.5 | - | The Contractor is responsible for the design, construction, maintenance and removal of all temporary works. The Contractor is to submit to the Engineer his proposals for all temporary works for approval. The Engineer’s approval will no way relieve the Contractor of his responsibility for the safety of the works, operatives, adjoining property, structure or services and compliance with appropriate regulations and Codes of Practice.
2.2.6 | - | Pricing Generally
2.2.7 | - | The Contractor shall satisfy himself as to the meaning of every item in the Bills of Quantities and the rates and prices inserted by him will be deemed to cover all his obligations under the Contract and all matters and things necessary for the proper construction and completion of the Works including, but not by any way of limitation, all temporary work required (including any that may be required by subcontractors, whether nominated or otherwise).
2.2.8 | - | The prices shall include for all materials and labour and for the provision and use of all plant whether mechanical or non-mechanical required for the expeditious carrying out of the Works in their proper sequence - for shifting, altering and adapting such temporary work and plant as may be required during the progress of the Works and removing at completion and making good any surfaces disturbed and if not included in the prices inserted against the Conditions of Contract clauses above; (continued)
2.2.9 | - | (continuation) for the costs of preparing a tender; for the work in connection with measurements and the final account, for profit and for all other establishment charges and on costs of whatever nature. No claim for additional payment will be allowed for any error or misunderstanding by the contractor in these respects.
2.2.10 | - | All accommodation required for the safety, health and welfare facilities including adequate shelter from inclement weather, accommodation for the storage and drying of clothes, taking of meals and sanitary and washing facilities for all people employed on the site, first aid facilities, (continued)
2.2.11 | - | (continuation) fire fighting equipment and drinking water facilities, including all necessary service connections, etc., all in accordance with the Specification, the laws and regulations of relevant UAE authorities and compliance with Estidama requirements for livable conditions.
2.2.12 | - | Contract Insurances
| Item Code | Description | Item Remarks | Unit of Measurement | Quantity/Base Price |  |  | Unit Price/Discount % (Excluding VAT) | Total |  | Unit Price/Discount % (Excluding VAT) | Total |  | Unit Price/Discount % (Excluding VAT) | Total |  | Unit Price/Discount % (Excluding VAT) | Total | Unit Price/Discount % (Excluding VAT) | Total | Unit Price/Discount % (Excluding VAT) | Total
2.2.13 | B1.01 | (*) The Contractor should allow for provision of all the contract insurances in accordance with the Conditions of Contract. The contract insurances shall be from an approved insurance company in the Abu Dhabi Emirate and to the approval of the Engineer and the Employer. |  | Item | 1 |  |  | 2044705.25 | 2044705.25 |  | 353880 | 353880 |  | 50000 | 50000 |  | 0 | 0 | 150000 | 150000 | 111550 | 111550
| Note | Note Details
2.2.14 | - | Bonds
| Item Code | Description | Item Remarks | Unit of Measurement | Quantity/Base Price |  |  | Unit Price/Discount % (Excluding VAT) | Total |  | Unit Price/Discount % (Excluding VAT) | Total |  | Unit Price/Discount % (Excluding VAT) | Total |  | Unit Price/Discount % (Excluding VAT) | Total | Unit Price/Discount % (Excluding VAT) | Total | Unit Price/Discount % (Excluding VAT) | Total
2.2.15 | B1.02 | (*) The Contractor should allow for all bonds including performance security in accordance with the Conditions of Contract. The Bonds be from an approved bank/finance institute in the Abu Dhabi Emirate and to the approval of the Engineer and the Employer. |  | Item | 1 |  |  | 0 | 0 |  | 353880 | 353880 |  | 50000 | 50000 |  | 0 | 0 | 150000 | 150000 | 355062 | 355062
| Note | Note Details
2.2.16 | - | Guarantees & Warrantees
| Item Code | Description | Item Remarks | Unit of Measurement | Quantity/Base Price |  |  | Unit Price/Discount % (Excluding VAT) | Total |  | Unit Price/Discount % (Excluding VAT) | Total |  | Unit Price/Discount % (Excluding VAT) | Total |  | Unit Price/Discount % (Excluding VAT) | Total | Unit Price/Discount % (Excluding VAT) | Total | Unit Price/Discount % (Excluding VAT) | Total
2.2.17 | B1.03 | (*) The Contractor should allow for provision of all necessary contract warranties in accordance with the Conditions of Contract and Specification. The guarantee's shall be to the approval of the Engineer and the Employer. |  | Item | 1 |  |  | 0 | 0 |  | 324390 | 324390 |  | 1000 | 1000 |  | 0 | 0 | 25000 | 25000 | 52900 | 52900
| Note | Note Details
2.2.18 | - | Permits, Statutory Approvals and Co-ordination
| Item Code | Description | Item Remarks | Unit of Measurement | Quantity/Base Price |  |  | Unit Price/Discount % (Excluding VAT) | Total |  | Unit Price/Discount % (Excluding VAT) | Total |  | Unit Price/Discount % (Excluding VAT) | Total |  | Unit Price/Discount % (Excluding VAT) | Total | Unit Price/Discount % (Excluding VAT) | Total | Unit Price/Discount % (Excluding VAT) | Total
2.2.19 | B1.04 | (*) The Contractor shall be responsible for coordinating with all relevant Government Departments and obtaining all necessary approvals, certificates and permits including building permits from the relevant Government Departments, the Police, local Service Authorities and Institutions (i.e. Electricity & Water Authority, Etisalat, Civil Defense, etc.) as required in the performance of this Contract. |  | Item | 1 |  |  | 0 | 0 |  | 45000 | 45000 |  | 15000 | 15000 |  | 0 | 0 | 50000 | 50000 | 97750 | 97750
| Note | Note Details
2.2.20 | Deleted | Office Facilities for the Staff of Employer and the Engineer
2.2.21 | Deleted | The Contractor shall provide, maintain and remove temporary site offices for the staff of the Employer and Engineer along with welfare facilities (pantry, toilets, etc.), utility services, office furniture, computers, photocopy machines, IT, telephone & fax services, vehicle parking facilities, etc., acceptable to the Employer/Engineer and as per the specification and drawings. (continued)
2.2.22 | Deleted | (Continuation) The contractor shall ensure that all facilities shall be in full compliance with Abu Dhabi Civil Defense requirements. The facilities shall include the protective clothing, safety accessories and equipment (PPE) with Musanada logo as required for the personnel.
2.2.23 | Deleted | Establishment of site offices and equipment
2.2.24 | Deleted | Maintenance of the site offices and equipment including pay all electricity, water and Etisalat charges for the duration of the construction period.
2.2.25 | Deleted | Removal of site offices and equipment
2.2.26 | Deleted | Provide all consumables and refreshments for use within the site offices, as required.
2.2.27 | Deleted | Offices and Facilities of the Contractor
2.2.28 | Deleted | The Contractor is to provide, in positions to be approved by the Engineer, all necessary furnished offices for his site staff and the site staff of all sub-contractors all in accordance with the drawings and Specification.
2.2.29 | Deleted | Establishment charge (fixed cost)
2.2.30 | Deleted | Maintenance charge (Fixed cost)
2.2.31 | Deleted | Removal charge (fixed cost)
| Item Code | Description | Item Remarks | Unit of Measurement | Quantity/Base Price |  |  | Unit Price/Discount % (Excluding VAT) | Total |  | Unit Price/Discount % (Excluding VAT) | Total |  | Unit Price/Discount % (Excluding VAT) | Total |  | Unit Price/Discount % (Excluding VAT) | Total | Unit Price/Discount % (Excluding VAT) | Total | Unit Price/Discount % (Excluding VAT) | Total
2.2.32 | Deleted | (*) The Contractor is to provide and maintain weatherproof lock-up sheds, workshops and stores for the storage and protection of materials, tools and plant, all in accordance with the Specification and project requirements. |  | Item | 1 |  |  | 0 | 0 |  | 0 | 0 |  | 100000 | 100000 |  | 0 | 0 | 0 | 0 | 158700 | 158700
| Note | Note Details
2.2.33 | Deleted | Contractor's Plants and Equipment
2.2.34 | Deleted | The Contractor shall provide all constructional plant, lifting equipment, transport facilities, tools and services, etc. required for the proper execution of the Works. This responsibility shall include shipment, customs clearance, off-loading, loading and handling and transportation to the site. The facilities shall include the protective clothing and safety equipment (PPE).
2.2.35 | Deleted | Mobilaisation charges (fixed cost)
2.2.36 | Deleted | Maintenance charge (Fixed cost)
2.2.37 | Deleted | De-mobilisation charges (fixed cost)
2.2.38 | - | Temporary Water and Electricity Services for the Construction Works
2.2.39 | - | The Contractor shall provide and maintain temporary water and electricity services required for the Works including that required by the sub-contractors. Pay all charges and bear all costs for the necessary temporary installation including pipe work, pumps, water tankers, storage tanks, generating equipment, etc., and remove on completion and make good all work disturbed.
| Item Code | Description | Item Remarks | Unit of Measurement | Quantity/Base Price |  |  | Unit Price/Discount % (Excluding VAT) | Total |  | Unit Price/Discount % (Excluding VAT) | Total |  | Unit Price/Discount % (Excluding VAT) | Total |  | Unit Price/Discount % (Excluding VAT) | Total | Unit Price/Discount % (Excluding VAT) | Total | Unit Price/Discount % (Excluding VAT) | Total
2.2.40 | B1.16 | (*) Establishment charge (fixed cost) |  | Item | 1 |  |  | 0 | 0 |  | 132700 | 132700 |  | 200000 | 200000 |  | 0 | 0 | 0 | 0 | 1373790 | 1373790
2.2.41 | B1.17 | (*) Maintenance charge (fixed cost) |  | Item | 1 |  |  | 0 | 0 |  | 14740 | 14740 |  | 30000 | 30000 |  | 0 | 0 | 0 | 0 | 193200 | 193200
2.2.42 | B1.18 | (*) Removal charge (fixed cost) |  | Item | 1 |  |  | 0 | 0 |  | 4420 | 4420 |  | 5000 | 5000 |  | 0 | 0 | 0 | 0 | 16100 | 16100
| Note | Note Details
2.2.43 | - | Site Administration and Supervision
| Item Code | Description | Item Remarks | Unit of Measurement | Quantity/Base Price |  |  | Unit Price/Discount % (Excluding VAT) | Total |  | Unit Price/Discount % (Excluding VAT) | Total |  | Unit Price/Discount % (Excluding VAT) | Total |  | Unit Price/Discount % (Excluding VAT) | Total | Unit Price/Discount % (Excluding VAT) | Total | Unit Price/Discount % (Excluding VAT) | Total
2.2.44 | B1.19 | (*) The Contractor is to allow in his tender for his all site administration and supervision costs. |  | Item | 1 |  |  | 0 | 0 |  | 2275380 | 2275380 |  | 622691.55 | 622691.55 |  | 0 | 0 | 5000000 | 5000000 | 3364440 | 3364440
| Note | Note Details
2.2.45 | - | Labour Camp / Accommodation
| Item Code | Description | Item Remarks | Unit of Measurement | Quantity/Base Price |  |  | Unit Price/Discount % (Excluding VAT) | Total |  | Unit Price/Discount % (Excluding VAT) | Total |  | Unit Price/Discount % (Excluding VAT) | Total |  | Unit Price/Discount % (Excluding VAT) | Total | Unit Price/Discount % (Excluding VAT) | Total | Unit Price/Discount % (Excluding VAT) | Total
2.2.46 | B1.20 | (*) Allow for Labour Accommodation. Watchman and security staff only may be accommodated on site. No labour camp will be permitted on Site. |  | Item | 1 |  |  | 0 | 0 |  | 5900 | 5900 |  | 800000 | 800000 |  | 0 | 0 | 0 | 0 | 763600 | 763600
| Note | Note Details
2.2.47 | - | Security Arrangements at Site
2.2.48 | - | Provide and maintain necessary security arrangements including watchmen, all lighting requirements required to safeguard the Site, plant, equipment, public and adjoining properties, etc. The Contractor shall be liable for any claims arising from loss or damages suffered and for reinstating and making good after any damage or theft.
| Item Code | Description | Item Remarks | Unit of Measurement | Quantity/Base Price |  |  | Unit Price/Discount % (Excluding VAT) | Total |  | Unit Price/Discount % (Excluding VAT) | Total |  | Unit Price/Discount % (Excluding VAT) | Total |  | Unit Price/Discount % (Excluding VAT) | Total | Unit Price/Discount % (Excluding VAT) | Total | Unit Price/Discount % (Excluding VAT) | Total
2.2.49 | B1.21 | (*) Establishment charge (fixed cost) |  | Item | 1 |  |  | 0 | 0 |  | 171430 | 171430 |  | 25000 | 25000 |  | 0 | 0 | 25000 | 25000 | 322000 | 322000
2.2.50 | B1.22 | (*) Maintenance charge (fixed cos) |  | Item | 1 |  |  | 0 | 0 |  | 17140 | 17140 |  | 25000 | 25000 |  | 0 | 0 | 168000 | 168000 | 220800 | 220800
2.2.51 | B1.23 | (*) Removal charge (fixed cost) |  | Item | 1 |  |  | 0 | 0 |  | 11430 | 11430 |  | 2000 | 2000 |  | 0 | 0 | 10000 | 10000 | 16100 | 16100
| Note | Note Details
2.2.52 | - | Protection
| Item Code | Description | Item Remarks | Unit of Measurement | Quantity/Base Price |  |  | Unit Price/Discount % (Excluding VAT) | Total |  | Unit Price/Discount % (Excluding VAT) | Total |  | Unit Price/Discount % (Excluding VAT) | Total |  | Unit Price/Discount % (Excluding VAT) | Total | Unit Price/Discount % (Excluding VAT) | Total | Unit Price/Discount % (Excluding VAT) | Total
2.2.53 | B1.24 | (*) Adequate protection against any form of damage or deterioration shall be provided for all sections of the Works. |  | Item | 1 |  |  | 0 | 0 |  | 35390 | 35390 |  | 1000 | 1000 |  | 0 | 0 | 50000 | 50000 | 104650 | 104650
2.2.54 | B1.25 | (*) The Contractor shall take all necessary precautions to protect existing buildings, fences, roads, passages, culverts and other apparatus, if found, and he shall not demolish or remove any of these works except according to specific instructions by the Engineer. |  | Item | 1 |  |  | 0 | 0 |  | 53080 | 53080 |  | 1000 | 1000 |  | 0 | 0 | 30000 | 30000 | 193200 | 193200
| Note | Note Details
2.2.55 | - | A condition survey of adjacent structures shall be carried out by the Contractor in the presence of the Engineer both before and after the provision of supports. The Contractor shall be responsible for the reinstatement or repair of any adjacent structures damaged as a result of the execution of the Works.
2.2.56 | - | Site Hoarding
2.2.57 | - | The Contractor shall be responsible for the complete installation, maintenance and removal of the site hoarding including make good where necessary and clean the site as per the specification, drawings and Authorities requirements and to the satisfaction of the Engineer.
| Item Code | Description | Item Remarks | Unit of Measurement | Quantity/Base Price |  |  | Unit Price/Discount % (Excluding VAT) | Total |  | Unit Price/Discount % (Excluding VAT) | Total |  | Unit Price/Discount % (Excluding VAT) | Total |  | Unit Price/Discount % (Excluding VAT) | Total | Unit Price/Discount % (Excluding VAT) | Total | Unit Price/Discount % (Excluding VAT) | Total
2.2.58 | B1.26 | (*) Establishment charge |  | Item | 1 |  |  | 0 | 0 |  | 143320 | 143320 |  | 75000 | 75000 |  | 0 | 0 | 40800 | 40800 | 120000 | 120000
2.2.59 | B1.27 | (*) Maintenance charge |  | Item | 1 |  |  | 0 | 0 |  | 11800 | 11800 |  | 20000 | 20000 |  | 0 | 0 | 24000 | 24000 | 24000 | 24000
2.2.60 | B1.28 | (*) Removal charge |  | Item | 1 |  |  | 0 | 0 |  | 7370 | 7370 |  | 2000 | 2000 |  | 0 | 0 | 10000 | 10000 | 10000 | 10000
| Note | Note Details
2.2.61 | - | Project Sign Boards
2.2.62 | - | The Contractor is to allow for supply, installation and maintenance and removal including make good where necessary of Project Sign Board throughout the construction period, in accordance with the specification and drawings. No other sign boards or advertisements on or around the site will be permitted unless approved in writing by the Engineer.
| Item Code | Description | Item Remarks | Unit of Measurement | Quantity/Base Price |  |  | Unit Price/Discount % (Excluding VAT) | Total |  | Unit Price/Discount % (Excluding VAT) | Total |  | Unit Price/Discount % (Excluding VAT) | Total |  | Unit Price/Discount % (Excluding VAT) | Total | Unit Price/Discount % (Excluding VAT) | Total | Unit Price/Discount % (Excluding VAT) | Total
2.2.63 | B1.29 | (*) Establishment charge (fixed cost) |  | Item | 1 |  |  | 0 | 0 |  | 50000 | 50000 |  | 50000 | 50000 |  | 0 | 0 | 35000 | 35000 | 40000 | 40000
2.2.64 | B1.30 | (*) Maintenance charge (Fixed cost) |  | Item | 1 |  |  | 0 | 0 |  | 4290 | 4290 |  | 5000 | 5000 |  | 0 | 0 | 6000 | 6000 | 6000 | 6000
2.2.65 | B1.31 | (*) Removal charge (fixed cost) |  | Item | 1 |  |  | 0 | 0 |  | 4290 | 4290 |  | 2000 | 2000 |  | 0 | 0 | 3000 | 3000 | 5000 | 5000
| Note | Note Details
2.2.66 | - | Tests
| Item Code | Description | Item Remarks | Unit of Measurement | Quantity/Base Price |  |  | Unit Price/Discount % (Excluding VAT) | Total |  | Unit Price/Discount % (Excluding VAT) | Total |  | Unit Price/Discount % (Excluding VAT) | Total |  | Unit Price/Discount % (Excluding VAT) | Total | Unit Price/Discount % (Excluding VAT) | Total | Unit Price/Discount % (Excluding VAT) | Total
2.2.67 | B1.32 | (*) The Contractor shall allow for all requirements, obligations, etc., with regard to all tests that are to be carried out by an approved independent Abu Dhabi Municipality accredited laboratory. |  | Item | 1 |  |  | 0 | 0 |  | 58980 | 58980 |  | 2000 | 2000 |  | 0 | 0 | 36000 | 36000 | 50000 | 50000
| Note | Note Details
2.2.68 | - | Works Free From Water
| Item Code | Description | Item Remarks | Unit of Measurement | Quantity/Base Price |  |  | Unit Price/Discount % (Excluding VAT) | Total |  | Unit Price/Discount % (Excluding VAT) | Total |  | Unit Price/Discount % (Excluding VAT) | Total |  | Unit Price/Discount % (Excluding VAT) | Total | Unit Price/Discount % (Excluding VAT) | Total | Unit Price/Discount % (Excluding VAT) | Total
2.2.69 | B1.33 | (*) Except where underwater construction is required, the Contractor shall execute all works in the dry condition and shall construct any temporary drains, water courses and other works that may be necessary for the purpose. |  | Item | 1 |  |  | 0 | 0 |  | 10320 | 10320 |  | 1000 | 1000 |  | 0 | 0 | 0 | 0 | 30000 | 30000
| Note | Note Details
2.2.70 | - | Abatement of Nuisance from Noise, Pollution, Dust, etc.
| Item Code | Description | Item Remarks | Unit of Measurement | Quantity/Base Price |  |  | Unit Price/Discount % (Excluding VAT) | Total |  | Unit Price/Discount % (Excluding VAT) | Total |  | Unit Price/Discount % (Excluding VAT) | Total |  | Unit Price/Discount % (Excluding VAT) | Total | Unit Price/Discount % (Excluding VAT) | Total | Unit Price/Discount % (Excluding VAT) | Total
2.2.71 | B1.34 | (*) The Contractor shall take precautions to minimise nuisance arising from noise, dust, etc. The Contractor shall be held responsible for any nuisance caused by his workmanship, noise, pollution, dust, etc. The Contractor is to submit to the Engineer his proposals for approval. |  | Item | 1 |  |  | 0 | 0 |  | 21430 | 21430 |  | 1000 | 1000 |  | 0 | 0 | 0 | 0 | 28000 | 28000
| Note | Note Details
2.2.72 | - | Surveying Equipment
| Item Code | Description | Item Remarks | Unit of Measurement | Quantity/Base Price |  |  | Unit Price/Discount % (Excluding VAT) | Total |  | Unit Price/Discount % (Excluding VAT) | Total |  | Unit Price/Discount % (Excluding VAT) | Total |  | Unit Price/Discount % (Excluding VAT) | Total | Unit Price/Discount % (Excluding VAT) | Total | Unit Price/Discount % (Excluding VAT) | Total
2.2.73 | B1.35 | (*) The Contractor shall provide at all times for the duration of the Contract, all such chainmen, staff and survey instruments as may be required for the proper construction of and completion of the works. |  | Item | 1 |  |  | 0 | 0 |  | 88470 | 88470 |  | 1000 | 1000 |  | 0 | 0 | 36000 | 36000 | 35000 | 35000
| Note | Note Details
2.2.74 | - | Public and Private Roads Adjacent to the Site
| Item Code | Description | Item Remarks | Unit of Measurement | Quantity/Base Price |  |  | Unit Price/Discount % (Excluding VAT) | Total |  | Unit Price/Discount % (Excluding VAT) | Total |  | Unit Price/Discount % (Excluding VAT) | Total |  | Unit Price/Discount % (Excluding VAT) | Total | Unit Price/Discount % (Excluding VAT) | Total | Unit Price/Discount % (Excluding VAT) | Total
2.2.75 | B1.36 | (*) The Contractor shall take all reasonable and proper steps for protection and maintenance of all public and private roads adjacent to the Site which can be affected due to the performance of the Works in accordance with the Engineer's instructions. The roads shall be kept free for access at all times. |  | Item | 1 |  |  | 0 | 0 |  | 31430 | 31430 |  | 1000 | 1000 |  | 0 | 0 | 20000 | 20000 | 80000 | 80000
| Note | Note Details
2.2.76 | - | Traffic Regulations
2.2.77 | - | The Contractor is to observe and allow for all requirements, obligations, etc., with regard to traffic regulations, including safety, control and any temporary diversion of traffic, including the loading and unloading of or waiting of the Contractor's and Sub-contractors' vehicles on public highways, (continued)..
2.2.78 | - | (Continuation).. construction of temporary detours' pavement layers, traffic signs, road marking, safety measure, etc. as per specifications and authorities' regulations and the Contract Sum is deemed to include for the strict compliance therewith.
| Item Code | Description | Item Remarks | Unit of Measurement | Quantity/Base Price |  |  | Unit Price/Discount % (Excluding VAT) | Total |  | Unit Price/Discount % (Excluding VAT) | Total |  | Unit Price/Discount % (Excluding VAT) | Total |  | Unit Price/Discount % (Excluding VAT) | Total | Unit Price/Discount % (Excluding VAT) | Total | Unit Price/Discount % (Excluding VAT) | Total
2.2.79 | B1.37 | (*) Establishment charge (fixed cost) |  | Item | 1 |  |  | 0 | 0 |  | 35390 | 35390 |  | 5000 | 5000 |  | 0 | 0 | 50000 | 50000 | 50000 | 50000
2.2.80 | B1.38 | (*) Maintenance charge (fixed cost) |  | Item | 1 |  |  | 0 | 0 |  | 5160 | 5160 |  | 1000 | 1000 |  | 0 | 0 | 72000 | 72000 | 36000 | 36000
2.2.81 | B1.39 | (*) Removal charge (fixed cost) |  | Item | 1 |  |  | 0 | 0 |  | 5160 | 5160 |  | 500 | 500 |  | 0 | 0 | 5000 | 5000 | 10000 | 10000
| Note | Note Details
2.2.82 | - | Samples according to Specification and Drawings (As per Engineer/Employer's requirements)
| Item Code | Description | Item Remarks | Unit of Measurement | Quantity/Base Price |  |  | Unit Price/Discount % (Excluding VAT) | Total |  | Unit Price/Discount % (Excluding VAT) | Total |  | Unit Price/Discount % (Excluding VAT) | Total |  | Unit Price/Discount % (Excluding VAT) | Total | Unit Price/Discount % (Excluding VAT) | Total | Unit Price/Discount % (Excluding VAT) | Total
2.2.83 | B1.40 | (*) The Contractor shall provide samples of all materials and manufacturers of materials proposed to be used / incorporated in the works, all samples, goods, literature and the like. |  | Item | 1 |  |  | 0 | 0 |  | 1000 | 1000 |  | 500 | 500 |  | 0 | 0 | 10000 | 10000 | 50000 | 50000
| Note | Note Details
2.2.84 | - | Labour and Materials and Assistance to the Engineer
| Item Code | Description | Item Remarks | Unit of Measurement | Quantity/Base Price |  |  | Unit Price/Discount % (Excluding VAT) | Total |  | Unit Price/Discount % (Excluding VAT) | Total |  | Unit Price/Discount % (Excluding VAT) | Total |  | Unit Price/Discount % (Excluding VAT) | Total | Unit Price/Discount % (Excluding VAT) | Total | Unit Price/Discount % (Excluding VAT) | Total
2.2.85 | B1.41 | (*) The Contractor shall provide for the exclusive use of the Engineer all necessary assistance. The Contractor shall provide such labour, materials and transport as the Engineer's representative may require to assist him in carrying out tests and checks on materials and workmanship and setting out and measurement of works and for any other attendance on the Engineer. |  | Item | 1 |  |  | 0 | 0 |  | 53080 | 53080 |  | 1000 | 1000 |  | 0 | 0 | 36000 | 36000 | 36000 | 36000
| Note | Note Details
2.2.86 | - | Programme of Works
| Item Code | Description | Item Remarks | Unit of Measurement | Quantity/Base Price |  |  | Unit Price/Discount % (Excluding VAT) | Total |  | Unit Price/Discount % (Excluding VAT) | Total |  | Unit Price/Discount % (Excluding VAT) | Total |  | Unit Price/Discount % (Excluding VAT) | Total | Unit Price/Discount % (Excluding VAT) | Total | Unit Price/Discount % (Excluding VAT) | Total
2.2.87 | B1.42 | (*) The Contractor shall submit to the Engineer for approval a Critical Path Programme, in both hard and electronic format, and other supporting documentation of the works within the time stipulated in the Conditions of Contract together with details of equipment, procedures and method of work which the Contractor intends to utilize and to follow. |  | Item | 1 |  |  | 0 | 0 |  | 2060 | 2060 |  | 1000 | 1000 |  | 0 | 0 | 10000 | 10000 | 36000 | 36000
| Note | Note Details
2.2.88 | - | Method Statements
| Item Code | Description | Item Remarks | Unit of Measurement | Quantity/Base Price |  |  | Unit Price/Discount % (Excluding VAT) | Total |  | Unit Price/Discount % (Excluding VAT) | Total |  | Unit Price/Discount % (Excluding VAT) | Total |  | Unit Price/Discount % (Excluding VAT) | Total | Unit Price/Discount % (Excluding VAT) | Total | Unit Price/Discount % (Excluding VAT) | Total
2.2.89 | B1.43 | (*) The Contractor shall compile and submit a detailed schedule of method statements, as specified and as required by the Engineer. |  | Item | 1 |  |  | 0 | 0 |  | 2060 | 2060 |  | 500 | 500 |  | 0 | 0 | 0 | 0 | 36000 | 36000
| Note | Note Details
2.2.90 | - | Progress Photographs
| Item Code | Description | Item Remarks | Unit of Measurement | Quantity/Base Price |  |  | Unit Price/Discount % (Excluding VAT) | Total |  | Unit Price/Discount % (Excluding VAT) | Total |  | Unit Price/Discount % (Excluding VAT) | Total |  | Unit Price/Discount % (Excluding VAT) | Total | Unit Price/Discount % (Excluding VAT) | Total | Unit Price/Discount % (Excluding VAT) | Total
2.2.91 | B1.44 | (*) The Contractor shall arrange for monthly record photographs of Works as directed and specified by the Engineer. |  | Item | 1 |  |  | 0 | 0 |  | 6190 | 6190 |  | 500 | 500 |  | 0 | 0 | 12000 | 12000 | 24000 | 24000
| Note | Note Details
2.2.92 | - | Documents
| Item Code | Description | Item Remarks | Unit of Measurement | Quantity/Base Price |  |  | Unit Price/Discount % (Excluding VAT) | Total |  | Unit Price/Discount % (Excluding VAT) | Total |  | Unit Price/Discount % (Excluding VAT) | Total |  | Unit Price/Discount % (Excluding VAT) | Total | Unit Price/Discount % (Excluding VAT) | Total | Unit Price/Discount % (Excluding VAT) | Total
2.2.93 | B1.45 | (*) The Contractor shall supply all the Testing and Commissioning Certificates; Training materials; Health and Safety Plan; As Built Drawings; Keys and any necessary passwords or codes and any other documentation required in accordance with the Contract. |  | Item | 1 |  |  | 0 | 0 |  | 10320 | 10320 |  | 500 | 500 |  | 0 | 0 | 25000 | 25000 | 60000 | 60000
| Note | Note Details
2.2.94 | - | Reports and Records
| Item Code | Description | Item Remarks | Unit of Measurement | Quantity/Base Price |  |  | Unit Price/Discount % (Excluding VAT) | Total |  | Unit Price/Discount % (Excluding VAT) | Total |  | Unit Price/Discount % (Excluding VAT) | Total |  | Unit Price/Discount % (Excluding VAT) | Total | Unit Price/Discount % (Excluding VAT) | Total | Unit Price/Discount % (Excluding VAT) | Total
2.2.95 | B1.46 | (*) During the progress of the Works, records of all details and dimensions of the Works as constructed and shall at any time, submit such records to the Engineer as he may require. |  | Item | 1 |  |  | 0 | 0 |  | 20640 | 20640 |  | 500 | 500 |  | 0 | 0 | 0 | 0 | 36000 | 36000
| Note | Note Details
2.2.96 | - | In addition to those records which are specifically required by the Specification (e.g. test cubes of concrete, air temperature, etc.,) a site record shall be kept of the completion dates of the various works in each trade, with particular reference to work which requires time for drying out, such as solid backgrounds which receive insitu screeds and finishing's, including the completion time of the individual layers of each application. (continued)
| Item Code | Description | Item Remarks | Unit of Measurement | Quantity/Base Price |  |  | Unit Price/Discount % (Excluding VAT) | Total |  | Unit Price/Discount % (Excluding VAT) | Total |  | Unit Price/Discount % (Excluding VAT) | Total |  | Unit Price/Discount % (Excluding VAT) | Total | Unit Price/Discount % (Excluding VAT) | Total | Unit Price/Discount % (Excluding VAT) | Total
2.2.97 | B1.47 | (*) (continuation) The Contractor shall arrange for the original to be signed by the Engineer each calendar month, and for a copy to be issued to the Engineer at site meetings. |  | Item | 1 |  |  | 0 | 0 |  | 10320 | 10320 |  | 500 | 500 |  | 0 | 0 | 0 | 0 | 36000 | 36000
| Note | Note Details
2.2.98 | - | Contract Documents
| Item Code | Description | Item Remarks | Unit of Measurement | Quantity/Base Price |  |  | Unit Price/Discount % (Excluding VAT) | Total |  | Unit Price/Discount % (Excluding VAT) | Total |  | Unit Price/Discount % (Excluding VAT) | Total |  | Unit Price/Discount % (Excluding VAT) | Total | Unit Price/Discount % (Excluding VAT) | Total | Unit Price/Discount % (Excluding VAT) | Total
2.2.99 | B1.48 | (*) The Contractor shall submit to Engineer / Employer with 3 sets (colored) hard copy and 5 CDs of scanned copy of the complete Contract Documents within 5 days of receipt of the fully signed Contract. |  | Item | 1 |  |  | 0 | 0 |  | 4130 | 4130 |  | 500 | 500 |  | 0 | 0 | 0 | 0 | 10000 | 10000
| Note | Note Details
2.2.100 | - | Preventive Maintenance During Defects Notification Period
| Item Code | Description | Item Remarks | Unit of Measurement | Quantity/Base Price |  |  | Unit Price/Discount % (Excluding VAT) | Total |  | Unit Price/Discount % (Excluding VAT) | Total |  | Unit Price/Discount % (Excluding VAT) | Total |  | Unit Price/Discount % (Excluding VAT) | Total | Unit Price/Discount % (Excluding VAT) | Total | Unit Price/Discount % (Excluding VAT) | Total
2.2.101 | B1.49 | (*) Allow for complete preventive maintenance during Defects Notification Period for all Civil & Electro-Mechanical works as per the Contract. |  | Item | 1 |  |  | 0 | 0 |  | 20640 | 20640 |  | 500 | 500 |  | 0 | 0 | 72000 | 72000 | 180000 | 180000
| Note | Note Details
2.2.102 | - | Geotechnical and Geophysical surveys
| Item Code | Description | Item Remarks | Unit of Measurement | Quantity/Base Price |  |  | Unit Price/Discount % (Excluding VAT) | Total |  | Unit Price/Discount % (Excluding VAT) | Total |  | Unit Price/Discount % (Excluding VAT) | Total |  | Unit Price/Discount % (Excluding VAT) | Total | Unit Price/Discount % (Excluding VAT) | Total | Unit Price/Discount % (Excluding VAT) | Total
2.2.103 | B1.50 | (*) The contractor shall be responsible for conducting on-site evaluation and Geotechnical and Geophysical surveys as per the specification and as required by the Engineer, including but not limited to test boring, site samples etc. The contractor shall supply all reports, documents, samples, etc. relevant to this work to the Engineer according to Specification and Drawings. |  | Item | 1 |  |  | 0 | 0 |  | 92890 | 92890 |  | 150000 | 150000 |  | 0 | 0 | 50000 | 50000 | 140300 | 140300
| Note | Note Details
2.2.104 | - | Estidama Compliance
| Item Code | Description | Item Remarks | Unit of Measurement | Quantity/Base Price |  |  | Unit Price/Discount % (Excluding VAT) | Total |  | Unit Price/Discount % (Excluding VAT) | Total |  | Unit Price/Discount % (Excluding VAT) | Total |  | Unit Price/Discount % (Excluding VAT) | Total | Unit Price/Discount % (Excluding VAT) | Total | Unit Price/Discount % (Excluding VAT) | Total
2.2.105 | B1.51 | (*) The Contractor should comply with all requirements to ensure the achievement of required Pearl certification level using the Estidama Pearl Building Rating system. This requires that the Contractor be familiar with the mandatory and targeted credit requirements through the Estidama Design Rating submission. Estidama Design rating documentation to be furnished upon award of the Contract. The Contractor is responsible for all documentation required as part of the Estidama Construction Rating submission. |  | Item | 1 |  |  | 0 | 0 |  | 38340 | 38340 |  | 50000 | 50000 |  | 0 | 0 | 120000 | 120000 | 80000 | 80000
| Note | Note Details
2.2.106 | - | Permanent Utility Connections
| Item Code | Description | Item Remarks | Unit of Measurement | Quantity/Base Price |  |  | Unit Price/Discount % (Excluding VAT) | Total |  | Unit Price/Discount % (Excluding VAT) | Total |  | Unit Price/Discount % (Excluding VAT) | Total |  | Unit Price/Discount % (Excluding VAT) | Total | Unit Price/Discount % (Excluding VAT) | Total | Unit Price/Discount % (Excluding VAT) | Total
2.2.107 | B1.52 | (*) Allow for connections to Authorities and Service Providers' utility services tie-in points including payment of fees, charges, coordination and related civil works, etc. |  | Item | 1 |  |  | 0 | 0 |  | 113540 | 113540 |  | 100000 | 100000 |  | 0 | 0 | 50000 | 50000 | 100000 | 100000
| Note | Note Details
2.2.108 | - | Contractor's Adjustment
| Item Code | Description | Item Remarks | Unit of Measurement | Quantity/Base Price |  |  | Unit Price/Discount % (Excluding VAT) | Total |  | Unit Price/Discount % (Excluding VAT) | Total |  | Unit Price/Discount % (Excluding VAT) | Total |  | Unit Price/Discount % (Excluding VAT) | Total | Unit Price/Discount % (Excluding VAT) | Total | Unit Price/Discount % (Excluding VAT) | Total
2.2.109 | B1.53 | (*) Contractor may price here any items which has been shown in the drawings or any other documents but overlooked or not specifically mentioned in the schedule of items and is necessary for the satisfactory completion of the Works. Should the Contractor fail to insert any item here, it will be deemed that Lump Sum Contract Price includes all such items and no claims for additional items will be entertained. |  | Item | 1 |  |  | 0 | 0 |  | 0 | 0 |  | 0 | 0 |  | 34312590 | 34312590 | 0 | 0 | 0 | 0
| Note | Note Details
2.2.110 | - | Please attach one PDF file to be named "Additional Items for (insert bill no/name & Section No/name)" for the details of these additional items in the additional attachment area at the end of the BOQ.
2.3 NR-AD: BILL NO 02 - ADMINISTATION BUILDING | [6 empty] | 3556416 |  | 4978473.33 |  | 0 (out of 0) | 5881692.459 |  | 0 (out of 0) | 5168844.1 |  | 0 (out of 0) | 21316705.97 | 0 (out of 0) | 7608722.36 | 0 (out of 0) | 6907155
2.4 NR-AD: B2-01 SITE WORK | [6 empty] | 53160 | 4 (out of 4) | 38640 |  | 4 (out of 4) | 91564.8 |  | 4 (out of 4) | 42280 |  | 4 (out of 4) | 53200 | 4 (out of 4) | 147617.63 | 4 (out of 4) | 106240
| Note | Note Details
2.4.1 | - | Excavation
| Item Code | Description | Item Remarks | Unit of Measurement | Quantity/Base Price |  |  | Unit Price/Discount % (Excluding VAT) | Total |  | Unit Price/Discount % (Excluding VAT) | Total |  | Unit Price/Discount % (Excluding VAT) | Total |  | Unit Price/Discount % (Excluding VAT) | Total | Unit Price/Discount % (Excluding VAT) | Total | Unit Price/Discount % (Excluding VAT) | Total
2.4.2 | B2.1.1 | (*) Pit excavation to receive foundation bases depth 1.5 m |  | m3 | 1000 |  |  | 18 | 18000 |  | 45.6 | 45600 |  | 15 | 15000 |  | 28 | 28000 | 69.52 | 69520 | 40 | 40000
| Note | Note Details
2.4.3 | - | Filling
| Item Code | Description | Item Remarks | Unit of Measurement | Quantity/Base Price |  |  | Unit Price/Discount % (Excluding VAT) | Total |  | Unit Price/Discount % (Excluding VAT) | Total |  | Unit Price/Discount % (Excluding VAT) | Total |  | Unit Price/Discount % (Excluding VAT) | Total | Unit Price/Discount % (Excluding VAT) | Total | Unit Price/Discount % (Excluding VAT) | Total
2.4.4 | B2.1.2 | (*) Selected fill from excavated materials all in accordance with the Specifications |  | m3 | 800 |  |  | 18 | 14400 |  | 45.6 | 36480 |  | 25 | 20000 |  | 25 | 20000 | 53.94 | 43152 | 75 | 60000
| Note | Note Details
2.4.5 | - | Anti Treatment
2.4.6 | - | Allow for termite control; prepare and apply anti-termite treatment; all in accordance with the Specifications and subject to the Contractor's approval
| Item Code | Description | Item Remarks | Unit of Measurement | Quantity/Base Price |  |  | Unit Price/Discount % (Excluding VAT) | Total |  | Unit Price/Discount % (Excluding VAT) | Total |  | Unit Price/Discount % (Excluding VAT) | Total |  | Unit Price/Discount % (Excluding VAT) | Total | Unit Price/Discount % (Excluding VAT) | Total | Unit Price/Discount % (Excluding VAT) | Total
2.4.7 | B2.1.3 | (*) To horizontal and vertical surfaces |  | m2 | 1040 |  |  | 6 | 6240 |  | 9.12 | 9484.8 |  | 7 | 7280 |  | 5 | 5200 | 4.79 | 4981.6 | 6 | 6240
| Note | Note Details
2.4.8 | - | Additional items
| Item Code | Description | Item Remarks | Unit of Measurement | Quantity/Base Price |  |  | Unit Price/Discount % (Excluding VAT) | Total |  | Unit Price/Discount % (Excluding VAT) | Total |  | Unit Price/Discount % (Excluding VAT) | Total |  | Unit Price/Discount % (Excluding VAT) | Total | Unit Price/Discount % (Excluding VAT) | Total | Unit Price/Discount % (Excluding VAT) | Total
2.4.9 | AI | (*) Contractor may price here any items which has been shown in the Contract drawings or any other Contract Documents but overlooked or not specifically mentioned in the schedule of items and is necessary for the satisfactory completion of the Works. Should the Contractor fail to insert any item here, it will be deemed that lump sum Contract Price includes all such items and no claims for additional items will be entertained. |  | Item | 1 |  |  | 0 | 0 |  | 0 | 0 |  | 0 | 0 |  | 0 | 0 | 29964.03 | 29964.03 | 0 | 0
| Note | Note Details
2.4.10 | - | Please attach one PDF file to be named "Additional Items for (insert bill no/name & Section No/name)" for the details of these additional items in the additional attachment area at the end of the BOQ.
2.5 NR-AD: B2-02 CONCRETE WORK | [6 empty] | 574897 | 17 (out of 17) | 606363 |  | 17 (out of 17) | 805410 |  | 17 (out of 17) | 536925 |  | 17 (out of 17) | 608378 | 17 (out of 17) | 890898.34 | 17 (out of 17) | 728980
| Note | Note Details
2.5.1 | - | SUBSTRUCTURE
2.5.2 | - | Poured Concrete
2.5.3 | - | Plain concrete (20 N/mm2) as per specifications and drawings.
| Item Code | Description | Item Remarks | Unit of Measurement | Quantity/Base Price |  |  | Unit Price/Discount % (Excluding VAT) | Total |  | Unit Price/Discount % (Excluding VAT) | Total |  | Unit Price/Discount % (Excluding VAT) | Total |  | Unit Price/Discount % (Excluding VAT) | Total | Unit Price/Discount % (Excluding VAT) | Total | Unit Price/Discount % (Excluding VAT) | Total
2.5.4 | B2.2.1 | (*) PCC 05 cm for Grade Slab / Solid Block / Ground Beams |  | m3 | 28 |  |  | 460 | 12880 |  | 798 | 22344 |  | 385 | 10780 |  | 413 | 11564 | 496.2 | 13893.6 | 600 | 16800
2.5.5 | B2.2.2 | (*) PCC 10 cm for Footings |  | m3 | 23 |  |  | 23 | 529 |  | 798 | 18354 |  | 385 | 8855 |  | 413 | 9499 | 496.2 | 11412.6 | 600 | 13800
| Note | Note Details
2.5.6 | - | Reinforcement Concrete (40 N/mm2) in Type I SRC cement including all shuttering, supports and all related works as per specifications and drawings.
| Item Code | Description | Item Remarks | Unit of Measurement | Quantity/Base Price |  |  | Unit Price/Discount % (Excluding VAT) | Total |  | Unit Price/Discount % (Excluding VAT) | Total |  | Unit Price/Discount % (Excluding VAT) | Total |  | Unit Price/Discount % (Excluding VAT) | Total | Unit Price/Discount % (Excluding VAT) | Total | Unit Price/Discount % (Excluding VAT) | Total
2.5.7 | B2.2.3 | (*) RCC Footings |  | m3 | 79 |  |  | 1334 | 105386 |  | 1710 | 135090 |  | 1040 | 82160 |  | 951 | 75129 | 1549.74 | 122429.46 | 1300 | 102700
2.5.8 | B2.2.4 | (*) Concrete TIE beams |  | m3 | 65 |  |  | 1440 | 93600 |  | 1710 | 111150 |  | 1260 | 81900 |  | 1398 | 90870 | 2174.19 | 141322.35 | 1500 | 97500
2.5.9 | B2.2.5 | (*) Neck cloumns |  | m3 | 6 |  |  | 1479 | 8874 |  | 1710 | 10260 |  | 2630 | 15780 |  | 2655 | 15930 | 2475.03 | 14850.18 | 1900 | 11400
2.5.10 | B2.2.6 | (*) Grade Slab |  | m3 | 88 |  |  | 1149 | 101112 |  | 1710 | 150480 |  | 750 | 66000 |  | 567 | 49896 | 835.4 | 73515.2 | 1200 | 105600
2.5.11 | B2.2.7 | (*) Steps & ramp |  | m2 | 2 |  |  | 1215 | 2430 |  | 1710 | 3420 |  | 1000 | 2000 |  | 1329 | 2658 | 835.4 | 1670.8 | 1300 | 2600
| Note | Note Details
2.5.12 | - | SUPER STRUCTURE
2.5.13 | - | Reinforcement Concrete (40 N/mm2) in Type I OPC cement including all shuttering, supports and all related works as per specifications and drawings.
| Item Code | Description | Item Remarks | Unit of Measurement | Quantity/Base Price |  |  | Unit Price/Discount % (Excluding VAT) | Total |  | Unit Price/Discount % (Excluding VAT) | Total |  | Unit Price/Discount % (Excluding VAT) | Total |  | Unit Price/Discount % (Excluding VAT) | Total | Unit Price/Discount % (Excluding VAT) | Total | Unit Price/Discount % (Excluding VAT) | Total
2.5.14 | B2.2.8 | (*) Concrete columns |  | m3 | 24 |  |  | 1460 | 35040 |  | 1710 | 41040 |  | 2400 | 57600 |  | 2116 | 50784 | 3004.79 | 72114.96 | 1600 | 38400
2.5.15 | B2.2.9 | (*) Concrete Beam |  | m3 | 20 |  |  | 1447 | 28940 |  | 1710 | 34200 |  | 1610 | 32200 |  | 1992 | 39840 | 2799.84 | 55996.8 | 1500 | 30000
2.5.16 | B2.2.10 | (*) Concrete slab |  | m3 | 114 |  |  | 1328 | 151392 |  | 1710 | 194940 |  | 1025 | 116850 |  | 1405 | 160170 | 2196.96 | 250453.44 | 1400 | 159600
2.5.17 | B2.2.11 | (*) Hollow core slab |  | m2 | 78 |  |  | 164 | 12792 |  | 342 | 26676 |  | 0 | 0 |  | 341 | 26598 | 479.42 | 37394.76 | 400 | 31200
2.5.18 | B2.2.12 | (*) Hollow core slab topping |  | m3 | 6 |  |  | 828 | 4968 |  | 1710 | 10260 |  | 0 | 0 |  | 705 | 4230 | 59.93 | 359.58 | 80 | 480
2.5.19 | B2.2.13 | (*) parapet |  | m3 | 23 |  |  | 1328 | 30544 |  | 1710 | 39330 |  | 1400 | 32200 |  | 1914 | 44022 | 2799.84 | 64396.32 | 1300 | 29900
2.5.20 | B2.2.14 | (*) Foundation for roof equipment |  | Item | 1 |  |  | 12742 | 12742 |  | 3420 | 3420 |  | 27000 | 27000 |  | 3548 | 3548 | 15497.4 | 15497.4 | 40000 | 40000
2.5.21 | B2.2.15 | (*) Lintels |  | m3 | 3 |  |  | 1328 | 3984 |  | 1482 | 4446 |  | 1200 | 3600 |  | 2130 | 6390 | 2799.84 | 8399.52 | 3000 | 9000
| Note | Note Details
2.5.22 | - | Sundries
| Item Code | Description | Item Remarks | Unit of Measurement | Quantity/Base Price |  |  | Unit Price/Discount % (Excluding VAT) | Total |  | Unit Price/Discount % (Excluding VAT) | Total |  | Unit Price/Discount % (Excluding VAT) | Total |  | Unit Price/Discount % (Excluding VAT) | Total | Unit Price/Discount % (Excluding VAT) | Total | Unit Price/Discount % (Excluding VAT) | Total
2.5.23 | B2.2.16 | (*) Expansion joints; all in accordance with the Specifications |  | Item | 1 |  |  | 1150 | 1150 |  | 0 | 0 |  | 0 | 0 |  | 17250 | 17250 | 7191.37 | 7191.37 | 40000 | 40000
| Note | Note Details
2.5.24 | - | Additional items
| Item Code | Description | Item Remarks | Unit of Measurement | Quantity/Base Price |  |  | Unit Price/Discount % (Excluding VAT) | Total |  | Unit Price/Discount % (Excluding VAT) | Total |  | Unit Price/Discount % (Excluding VAT) | Total |  | Unit Price/Discount % (Excluding VAT) | Total | Unit Price/Discount % (Excluding VAT) | Total | Unit Price/Discount % (Excluding VAT) | Total
2.5.25 | AI | (*) Contractor may price here any items which has been shown in the Contract drawings or any other Contract Documents but overlooked or not specifically mentioned in the schedule of items and is necessary for the satisfactory completion of the Works. Should the Contractor fail to insert any item here, it will be deemed that lump sum Contract Price includes all such items and no claims for additional items will be entertained. |  | Item | 1 |  |  | 0 | 0 |  | 0 | 0 |  | 0 | 0 |  | 0 | 0 | 0 | 0 | 0 | 0
| Note | Note Details
2.5.26 | - | Please attach one PDF file to be named "Additional Items for (insert bill no/name & Section No/name)" for the details of these additional items in the additional attachment area at the end of the BOQ.
2.6 NR-AD: B2-03 MASONRY | [6 empty] | 108500 | 5 (out of 5) | 101336 |  | 5 (out of 5) | 154424.4 |  | 5 (out of 5) | 108320 |  | 5 (out of 5) | 119740 | 5 (out of 5) | 244212.74 | 5 (out of 5) | 156360
| Note | Note Details
2.6.1 | - | External block work
2.6.2 | - | Concrete masonry units bedded and jointed in cement including mortar including concrete filling, wall ties, bed joints, reinforcement metal lath (where required), head restraint, anchors, and column stiffeners; including all necessary accessories; as shown on Drawing all in accordance with the Specifications ,DIVISION 4 - 042219
| Item Code | Description | Item Remarks | Unit of Measurement | Quantity/Base Price |  |  | Unit Price/Discount % (Excluding VAT) | Total |  | Unit Price/Discount % (Excluding VAT) | Total |  | Unit Price/Discount % (Excluding VAT) | Total |  | Unit Price/Discount % (Excluding VAT) | Total | Unit Price/Discount % (Excluding VAT) | Total | Unit Price/Discount % (Excluding VAT) | Total
2.6.3 | B2.3.1 | (*) Solid blockwork External |  | m2 | 388 |  |  | 110 | 42680 |  | 148.2 | 57501.6 |  | 110 | 42680 |  | 135 | 52380 | 409.91 | 159045.08 | 180 | 69840
| Note | Note Details
2.6.4 | - | Internal block work
2.6.5 | - | Concrete masonry units bedded and jointed in cement including mortar including concrete filling, wall ties, bed joints, reinforcement metal lath (where required), head restraint, anchors, and column stiffeners; including all necessary accessories; as shown on Drawing all in accordance with the Specifications, DIVISION 4 - 042200, DIVISION 4 - 042219 respectively
| Item Code | Description | Item Remarks | Unit of Measurement | Quantity/Base Price |  |  | Unit Price/Discount % (Excluding VAT) | Total |  | Unit Price/Discount % (Excluding VAT) | Total |  | Unit Price/Discount % (Excluding VAT) | Total |  | Unit Price/Discount % (Excluding VAT) | Total | Unit Price/Discount % (Excluding VAT) | Total | Unit Price/Discount % (Excluding VAT) | Total
2.6.6 | B2.3.2 | (*) SOLID block 10 cm |  | m2 | 546 |  |  | 81 | 44226 |  | 136.8 | 74692.8 |  | 90 | 49140 |  | 90 | 49140 | 117.46 | 64133.16 | 120 | 65520
2.6.7 | B2.3.3 | (*) SOLID block 20 cm |  | m2 | 70 |  |  | 93 | 6510 |  | 148.2 | 10374 |  | 110 | 7700 |  | 106 | 7420 | 140.23 | 9816.1 | 140 | 9800
| Note | Note Details
2.6.8 | - | Solid block work FOR substructure
| Item Code | Description | Item Remarks | Unit of Measurement | Quantity/Base Price |  |  | Unit Price/Discount % (Excluding VAT) | Total |  | Unit Price/Discount % (Excluding VAT) | Total |  | Unit Price/Discount % (Excluding VAT) | Total |  | Unit Price/Discount % (Excluding VAT) | Total | Unit Price/Discount % (Excluding VAT) | Total | Unit Price/Discount % (Excluding VAT) | Total
2.6.9 | B2.3.4 | (*) Solid Block for substructure |  | m2 | 80 |  |  | 99 | 7920 |  | 148.2 | 11856 |  | 110 | 8800 |  | 135 | 10800 | 140.23 | 11218.4 | 140 | 11200
| Note | Note Details
2.6.10 | - | Additional items
| Item Code | Description | Item Remarks | Unit of Measurement | Quantity/Base Price |  |  | Unit Price/Discount % (Excluding VAT) | Total |  | Unit Price/Discount % (Excluding VAT) | Total |  | Unit Price/Discount % (Excluding VAT) | Total |  | Unit Price/Discount % (Excluding VAT) | Total | Unit Price/Discount % (Excluding VAT) | Total | Unit Price/Discount % (Excluding VAT) | Total
2.6.11 | AI | (*) Contractor may price here any items which has been shown in the Contract drawings or any other Contract Documents but overlooked or not specifically mentioned in the schedule of items and is necessary for the satisfactory completion of the Works. Should the Contractor fail to insert any item here, it will be deemed that lump sum Contract Price includes all such items and no claims for additional items will be entertained. |  | Item | 1 |  |  | 0 | 0 |  | 0 | 0 |  | 0 | 0 |  | 0 | 0 | 0 | 0 | 0 | 0
| Note | Note Details
2.6.12 | - | Please attach one PDF file to be named "Additional Items for (insert bill no/name & Section No/name)" for the details of these additional items in the additional attachment area at the end of the BOQ.
2.7 NR-AD: B2-04 METAL WORK | [6 empty] | 29800 | 4 (out of 4) | 31240 |  | 4 (out of 4) | 28272 |  | 4 (out of 4) | 33450 |  | 4 (out of 4) | 73140 | 4 (out of 4) | 68317.94 | 4 (out of 4) | 64200
| Note | Note Details
2.7.1 | - | Metal works
2.7.2 | - | Supply and install stainless steel railing, including all accessories needed for installation as per mention in drawings & specifications
| Item Code | Description | Item Remarks | Unit of Measurement | Quantity/Base Price |  |  | Unit Price/Discount % (Excluding VAT) | Total |  | Unit Price/Discount % (Excluding VAT) | Total |  | Unit Price/Discount % (Excluding VAT) | Total |  | Unit Price/Discount % (Excluding VAT) | Total | Unit Price/Discount % (Excluding VAT) | Total | Unit Price/Discount % (Excluding VAT) | Total
2.7.3 | B2.4.1 | (*) External floor mounted Rail (stainless steel) |  | m | 14 |  |  | 880 | 12320 |  | 1254 | 17556 |  | 1725 | 24150 |  | 3680 | 51520 | 2996.4 | 41949.6 | 3500 | 49000
2.7.4 | B2.4.2 | (*) External wall mounted Rail stainless steel) |  | m | 4 |  |  | 330 | 1320 |  | 1254 | 5016 |  | 1225 | 4900 |  | 3680 | 14720 | 2996.4 | 11985.6 | 800 | 3200
| Note | Note Details
2.7.5 | - | Supply and install GI Powder Coated Cat Ladder, including all accessories needed for installation as per mention in drawings & specifications
| Item Code | Description | Item Remarks | Unit of Measurement | Quantity/Base Price |  |  | Unit Price/Discount % (Excluding VAT) | Total |  | Unit Price/Discount % (Excluding VAT) | Total |  | Unit Price/Discount % (Excluding VAT) | Total |  | Unit Price/Discount % (Excluding VAT) | Total | Unit Price/Discount % (Excluding VAT) | Total | Unit Price/Discount % (Excluding VAT) | Total
2.7.6 | B2.4.3 | (*) GI Powder Coated Cat Ladder ( Cage Type) to Roof 8LM |  | No. | 1 |  |  | 17600 | 17600 |  | 5700 | 5700 |  | 4400 | 4400 |  | 6900 | 6900 | 14382.74 | 14382.74 | 12000 | 12000
| Note | Note Details
2.7.7 | - | Additional items
| Item Code | Description | Item Remarks | Unit of Measurement | Quantity/Base Price |  |  | Unit Price/Discount % (Excluding VAT) | Total |  | Unit Price/Discount % (Excluding VAT) | Total |  | Unit Price/Discount % (Excluding VAT) | Total |  | Unit Price/Discount % (Excluding VAT) | Total | Unit Price/Discount % (Excluding VAT) | Total | Unit Price/Discount % (Excluding VAT) | Total
2.7.8 | AI | (*) Contractor may price here any items which has been shown in the Contract drawings or any other Contract Documents but overlooked or not specifically mentioned in the schedule of items and is necessary for the satisfactory completion of the Works. Should the Contractor fail to insert any item here, it will be deemed that lump sum Contract Price includes all such items and no claims for additional items will be entertained. |  | Item | 1 |  |  | 0 | 0 |  | 0 | 0 |  | 0 | 0 |  | 0 | 0 | 0 | 0 | 0 | 0
| Note | Note Details
2.7.9 | - | Please attach one PDF file to be named "Additional Items for (insert bill no/name & Section No/name)" for the details of these additional items in the additional attachment area at the end of the BOQ.
2.8 NR-AD: B2-05 THERMAL AND MOISTURE PROTECTION | [6 empty] | 106897 | 7 (out of 7) | 111975 |  | 7 (out of 7) | 288288.9 |  | 7 (out of 7) | 159328 |  | 7 (out of 7) | 202662 | 7 (out of 7) | 303701.85 | 7 (out of 7) | 211620
| Note | Note Details
2.8.1 | - | Waterproofing courses
2.8.2 | - | Waterproofing system for the substructure, 2 coat of bitumen paint as per drawings and specifications.
| Item Code | Description | Item Remarks | Unit of Measurement | Quantity/Base Price |  |  | Unit Price/Discount % (Excluding VAT) | Total |  | Unit Price/Discount % (Excluding VAT) | Total |  | Unit Price/Discount % (Excluding VAT) | Total |  | Unit Price/Discount % (Excluding VAT) | Total | Unit Price/Discount % (Excluding VAT) | Total | Unit Price/Discount % (Excluding VAT) | Total
2.8.3 | B2.5.1 | (*) To horizontal and vertical areas |  | m2 | 1313 |  |  | 10 | 13130 |  | 136.8 | 179618.4 |  | 10 | 13130 |  | 72 | 94536 | 104.27 | 136906.51 | 35 | 45955
| Note | Note Details
2.8.4 | - | 1000 Gauge Polythene Sheet, all in accordance with the Specifications
| Item Code | Description | Item Remarks | Unit of Measurement | Quantity/Base Price |  |  | Unit Price/Discount % (Excluding VAT) | Total |  | Unit Price/Discount % (Excluding VAT) | Total |  | Unit Price/Discount % (Excluding VAT) | Total |  | Unit Price/Discount % (Excluding VAT) | Total | Unit Price/Discount % (Excluding VAT) | Total | Unit Price/Discount % (Excluding VAT) | Total
2.8.5 | B2.5.2 | (*) To horizontal areas |  | m2 | 1013 |  |  | 5 | 5065 |  | 11.4 | 11548.2 |  | 7 | 7091 |  | 4 | 4052 | 4.44 | 4497.72 | 35 | 35455
| Note | Note Details
2.8.6 | - | Supply and Apply isolation joints as per drawings ,specifications
| Item Code | Description | Item Remarks | Unit of Measurement | Quantity/Base Price |  |  | Unit Price/Discount % (Excluding VAT) | Total |  | Unit Price/Discount % (Excluding VAT) | Total |  | Unit Price/Discount % (Excluding VAT) | Total |  | Unit Price/Discount % (Excluding VAT) | Total | Unit Price/Discount % (Excluding VAT) | Total | Unit Price/Discount % (Excluding VAT) | Total
2.8.7 | B2.5.3 | (*) Isolation Joint for Grade Slab 15 cm |  | m | 215 |  |  | 22 | 4730 |  | 17.1 | 3676.5 |  | 10 | 2150 |  | 22 | 4730 | 148.62 | 31953.3 | 30 | 6450
| Note | Note Details
2.8.8 | - | Roof Waterproofing
2.8.9 | - | Waterproofing system for wet areas, 1.5mm thick seamless water proofing membrane
| Item Code | Description | Item Remarks | Unit of Measurement | Quantity/Base Price |  |  | Unit Price/Discount % (Excluding VAT) | Total |  | Unit Price/Discount % (Excluding VAT) | Total |  | Unit Price/Discount % (Excluding VAT) | Total |  | Unit Price/Discount % (Excluding VAT) | Total | Unit Price/Discount % (Excluding VAT) | Total | Unit Price/Discount % (Excluding VAT) | Total
2.8.10 | B2.5.4 | (*) Roof Waterproofing |  | m2 | 443 |  |  | 164 | 72652 |  | 171 | 75753 |  | 275 | 121825 |  | 198 | 87714 | 251.7 | 111503.1 | 250 | 110750
2.8.11 | B2.5.5 | (*) Roof Waterproofing skirting |  | m | 182 |  |  | 81 | 14742 |  | 68.4 | 12448.8 |  | 70 | 12740 |  | 50 | 9100 | 89.89 | 16359.98 | 50 | 9100
| Note | Note Details
2.8.12 | - | Waterproofing for wet areas
2.8.13 | - | Waterproofing system for wet areas, 1.5mm thick seamless water proofing membrane
| Item Code | Description | Item Remarks | Unit of Measurement | Quantity/Base Price |  |  | Unit Price/Discount % (Excluding VAT) | Total |  | Unit Price/Discount % (Excluding VAT) | Total |  | Unit Price/Discount % (Excluding VAT) | Total |  | Unit Price/Discount % (Excluding VAT) | Total | Unit Price/Discount % (Excluding VAT) | Total | Unit Price/Discount % (Excluding VAT) | Total
2.8.14 | B2.5.6 | (*) Wet area with protection 3cm screed |  | m2 | 46 |  |  | 36 | 1656 |  | 114 | 5244 |  | 52 | 2392 |  | 55 | 2530 | 53.94 | 2481.24 | 85 | 3910
| Note | Note Details
2.8.15 | - | Additional items
| Item Code | Description | Item Remarks | Unit of Measurement | Quantity/Base Price |  |  | Unit Price/Discount % (Excluding VAT) | Total |  | Unit Price/Discount % (Excluding VAT) | Total |  | Unit Price/Discount % (Excluding VAT) | Total |  | Unit Price/Discount % (Excluding VAT) | Total | Unit Price/Discount % (Excluding VAT) | Total | Unit Price/Discount % (Excluding VAT) | Total
2.8.16 | AI | (*) Contractor may price here any items which has been shown in the Contract drawings or any other Contract Documents but overlooked or not specifically mentioned in the schedule of items and is necessary for the satisfactory completion of the Works. Should the Contractor fail to insert any item here, it will be deemed that lump sum Contract Price includes all such items and no claims for additional items will be entertained. |  | Item | 1 |  |  | 0 | 0 |  | 0 | 0 |  | 0 | 0 |  | 0 | 0 | 0 | 0 | 0 | 0
| Note | Note Details
2.8.17 | - | Please attach one PDF file to be named "Additional Items for (insert bill no/name & Section No/name)" for the details of these additional items in the additional attachment area at the end of the BOQ.
2.9 NR-AD: B2-06 DOORS AND WINDOWS | [6 empty] | 180480 | 14 (out of 14) | 150848 |  | 14 (out of 14) | 243960 |  | 14 (out of 14) | 310100 |  | 14 (out of 14) | 227312 | 14 (out of 14) | 316539.98 | 14 (out of 14) | 253300
| Note | Note Details
2.9.1 | - | Aluminum Doors
2.9.2 | - | Supply and install powder coated aluminum sandwich panel Doors with wired glass panel and clear inside with aluminum frame ,including all accessories needed for installation as per mention in drawings & specifications
| Item Code | Description | Item Remarks | Unit of Measurement | Quantity/Base Price |  |  | Unit Price/Discount % (Excluding VAT) | Total |  | Unit Price/Discount % (Excluding VAT) | Total |  | Unit Price/Discount % (Excluding VAT) | Total |  | Unit Price/Discount % (Excluding VAT) | Total | Unit Price/Discount % (Excluding VAT) | Total | Unit Price/Discount % (Excluding VAT) | Total
2.9.3 | B2.6.1 | (*) D1, size 2000mm x 2200mm glass door Entrance |  | No. | 1 |  |  | 4598 | 4598 |  | 5700 | 5700 |  | 4600 | 4600 |  | 6622 | 6622 | 8629.64 | 8629.64 | 8800 | 8800
| Note | Note Details
2.9.4 | - | Aluminum Louver Doors
2.9.5 | - | Supply and install Aluminum Louver Doors with aluminum frame ,including all accessories needed for installation as per mention in drawings & specifications
| Item Code | Description | Item Remarks | Unit of Measurement | Quantity/Base Price |  |  | Unit Price/Discount % (Excluding VAT) | Total |  | Unit Price/Discount % (Excluding VAT) | Total |  | Unit Price/Discount % (Excluding VAT) | Total |  | Unit Price/Discount % (Excluding VAT) | Total | Unit Price/Discount % (Excluding VAT) | Total | Unit Price/Discount % (Excluding VAT) | Total
2.9.6 | B2.6.2 | (*) D7, size 1000mm x 2200mm. Alum louver door |  | No. | 2 |  |  | 2541 | 5082 |  | 2850 | 5700 |  | 2600 | 5200 |  | 2662 | 5324 | 3355.97 | 6711.94 | 4000 | 8000
| Note | Note Details
2.9.7 | - | Wooden Doors
2.9.8 | - | Supply and install Wooden Doors including all accessories needed for installation as per mention in drawings & specifications
| Item Code | Description | Item Remarks | Unit of Measurement | Quantity/Base Price |  |  | Unit Price/Discount % (Excluding VAT) | Total |  | Unit Price/Discount % (Excluding VAT) | Total |  | Unit Price/Discount % (Excluding VAT) | Total |  | Unit Price/Discount % (Excluding VAT) | Total | Unit Price/Discount % (Excluding VAT) | Total | Unit Price/Discount % (Excluding VAT) | Total
2.9.9 | B2.6.3 | (*) D2, size 2000mm x 2200mm wood door internal |  | No. | 2 |  |  | 5610 | 11220 |  | 13680 | 27360 |  | 17250 | 34500 |  | 10648 | 21296 | 14982.02 | 29964.04 | 10000 | 20000
2.9.10 | B2.6.4 | (*) D3, size 1100mm x 2200mm.wood door internal |  | No. | 11 |  |  | 3333 | 36663 |  | 6840 | 75240 |  | 13200 | 145200 |  | 5856 | 64416 | 9228.92 | 101518.12 | 5000 | 55000
2.9.11 | B2.6.5 | (*) D4, size 1100mm x 2200mm.wood door side entrance |  | No. | 3 |  |  | 3333 | 9999 |  | 9120 | 27360 |  | 13200 | 39600 |  | 5856 | 17568 | 7670.79 | 23012.37 | 5000 | 15000
2.9.12 | B2.6.6 | (*) D5, size 1100mm x 2200mm .wood door internal |  | No. | 1 |  |  | 3333 | 3333 |  | 6840 | 6840 |  | 13400 | 13400 |  | 5856 | 5856 | 8509.79 | 8509.79 | 5000 | 5000
2.9.13 | B2.6.7 | (*) D6, size 1000mm x 2200mm.wood door internal |  | No. | 1 |  |  | 3080 | 3080 |  | 6840 | 6840 |  | 13500 | 13500 |  | 5324 | 5324 | 6472.23 | 6472.23 | 4800 | 4800
| Note | Note Details
2.9.14 | - | UPVC Doors
2.9.15 | - | Supply and install UPVC Doors, including all accessories needed for installation as per mention in drawings & specifications
| Item Code | Description | Item Remarks | Unit of Measurement | Quantity/Base Price |  |  | Unit Price/Discount % (Excluding VAT) | Total |  | Unit Price/Discount % (Excluding VAT) | Total |  | Unit Price/Discount % (Excluding VAT) | Total |  | Unit Price/Discount % (Excluding VAT) | Total | Unit Price/Discount % (Excluding VAT) | Total | Unit Price/Discount % (Excluding VAT) | Total
2.9.16 | B2.6.8 | (*) D8, size 1000mm x 2200mm. UPVC door internal |  | No. | 5 |  |  | 2178 | 10890 |  | 3192 | 15960 |  | 2300 | 11500 |  | 2662 | 13310 | 4194.96 | 20974.8 | 4000 | 20000
2.9.17 | B2.6.9 | (*) D9, size 800mm x 2200mm. UPVC door internal |  | No. | 2 |  |  | 2535 | 5070 |  | 2850 | 5700 |  | 2200 | 4400 |  | 2130 | 4260 | 4075.11 | 8150.22 | 3800 | 7600
| Note | Note Details
2.9.18 | - | Curtain wall
2.9.19 | - | Supply and install Curtain wall ,including all accessories needed for installation as per mention in drawings & specifications, DIVISION 8 - 084113
| Item Code | Description | Item Remarks | Unit of Measurement | Quantity/Base Price |  |  | Unit Price/Discount % (Excluding VAT) | Total |  | Unit Price/Discount % (Excluding VAT) | Total |  | Unit Price/Discount % (Excluding VAT) | Total |  | Unit Price/Discount % (Excluding VAT) | Total | Unit Price/Discount % (Excluding VAT) | Total | Unit Price/Discount % (Excluding VAT) | Total
2.9.20 | B2.6.10 | (*) CW1 size 6400mm x 3500mm. Curtain wall (door Excluded) 17.5 M2 |  | No. | 1 |  |  | 20213 | 20213 |  | 21660 | 21660 |  | 10600 | 10600 |  | 34496 | 34496 | 35956.84 | 35956.84 | 33600 | 33600
| Note | Note Details
2.9.21 | - | Window
2.9.22 | - | Supply and install Windows including all accessories needed for installation as per mention in drawings & specifications
| Item Code | Description | Item Remarks | Unit of Measurement | Quantity/Base Price |  |  | Unit Price/Discount % (Excluding VAT) | Total |  | Unit Price/Discount % (Excluding VAT) | Total |  | Unit Price/Discount % (Excluding VAT) | Total |  | Unit Price/Discount % (Excluding VAT) | Total | Unit Price/Discount % (Excluding VAT) | Total | Unit Price/Discount % (Excluding VAT) | Total
2.9.23 | B2.6.11 | (*) W1, size 1000mm x 2000mm w/ double glass |  | No. | 2 |  |  | 2200 | 4400 |  | 2280 | 4560 |  | 1800 | 3600 |  | 2640 | 5280 | 3355.97 | 6711.94 | 4000 | 8000
2.9.24 | B2.6.12 | (*) W2, size 1000mm x 2000mm w/ double glass |  | No. | 15 |  |  | 2200 | 33000 |  | 2280 | 34200 |  | 1200 | 18000 |  | 2640 | 39600 | 3355.97 | 50339.55 | 4000 | 60000
2.9.25 | B2.6.13 | (*) W3 size 600mm x 1000mm w/ double glass |  | No. | 5 |  |  | 660 | 3300 |  | 1368 | 6840 |  | 1200 | 6000 |  | 792 | 3960 | 1917.7 | 9588.5 | 1500 | 7500
| Note | Note Details
2.9.26 | - | Additional items
| Item Code | Description | Item Remarks | Unit of Measurement | Quantity/Base Price |  |  | Unit Price/Discount % (Excluding VAT) | Total |  | Unit Price/Discount % (Excluding VAT) | Total |  | Unit Price/Discount % (Excluding VAT) | Total |  | Unit Price/Discount % (Excluding VAT) | Total | Unit Price/Discount % (Excluding VAT) | Total | Unit Price/Discount % (Excluding VAT) | Total
2.9.27 | AI | (*) Contractor may price here any items which has been shown in the Contract drawings or any other Contract Documents but overlooked or not specifically mentioned in the schedule of items and is necessary for the satisfactory completion of the Works. Should the Contractor fail to insert any item here, it will be deemed that lump sum Contract Price includes all such items and no claims for additional items will be entertained. |  | Item | 1 |  |  | 0 | 0 |  | 0 | 0 |  | 0 | 0 |  | 0 | 0 | 0 | 0 | 0 | 0
| Note | Note Details
2.9.28 | - | Please attach one PDF file to be named "Additional Items for (insert bill no/name & Section No/name)" for the details of these additional items in the additional attachment area at the end of the BOQ.
2.10 NR-AD: B2-07 FINISHES | [6 empty] | 754640 | 26 (out of 26) | 831608 |  | 26 (out of 26) | 1774170.6 |  | 26 (out of 26) | 957075 |  | 26 (out of 26) | 1153484 | 26 (out of 26) | 1317944.83 | 26 (out of 26) | 1575455
| Note | Note Details
2.10.1 | - | External Finishes
2.10.2 | - | Prepare and apply paint on Plaster including all necessary work as per drawing and specifications
| Item Code | Description | Item Remarks | Unit of Measurement | Quantity/Base Price |  |  | Unit Price/Discount % (Excluding VAT) | Total |  | Unit Price/Discount % (Excluding VAT) | Total |  | Unit Price/Discount % (Excluding VAT) | Total |  | Unit Price/Discount % (Excluding VAT) | Total | Unit Price/Discount % (Excluding VAT) | Total | Unit Price/Discount % (Excluding VAT) | Total
2.10.3 | B2.7.1 | (*) External Paint over plaster for parapet ( inside) |  | m2 | 326 |  |  | 45 | 14670 |  | 68.4 | 22298.4 |  | 30 | 9780 |  | 40 | 13040 | 65.92 | 21489.92 | 100 | 32600
| Note | Note Details
2.10.4 | - | Supply and fix Natural Stone Cladding including all necessary work as per drawing and specifications CSI Ref 044313
| Item Code | Description | Item Remarks | Unit of Measurement | Quantity/Base Price |  |  | Unit Price/Discount % (Excluding VAT) | Total |  | Unit Price/Discount % (Excluding VAT) | Total |  | Unit Price/Discount % (Excluding VAT) | Total |  | Unit Price/Discount % (Excluding VAT) | Total | Unit Price/Discount % (Excluding VAT) | Total | Unit Price/Discount % (Excluding VAT) | Total
2.10.5 | B2.7.2 | (*) Natural Stone Cladding |  | m2 | 575 |  |  | 600 | 345000 |  | 684 | 393300 |  | 500 | 287500 |  | 748 | 430100 | 659.21 | 379045.75 | 650 | 373750
2.10.6 | B2.7.3 | (*) Natural Stone Copping above parapet |  | m | 101 |  |  | 317 | 32017 |  | 285 | 28785 |  | 200 | 20200 |  | 403 | 40703 | 479.42 | 48421.42 | 500 | 50500
| Note | Note Details
2.10.7 | - | Wall Finishes
2.10.8 | - | Prepare and apply Textured Clay finish on Plaster including all necessary work as per drawing and specifications ,DIVISION 9 - 09 91 23
| Item Code | Description | Item Remarks | Unit of Measurement | Quantity/Base Price |  |  | Unit Price/Discount % (Excluding VAT) | Total |  | Unit Price/Discount % (Excluding VAT) | Total |  | Unit Price/Discount % (Excluding VAT) | Total |  | Unit Price/Discount % (Excluding VAT) | Total | Unit Price/Discount % (Excluding VAT) | Total | Unit Price/Discount % (Excluding VAT) | Total
2.10.9 | B2.7.4 | (*) Textured Clay finish over plaster |  | m2 | 440 |  |  | 67 | 29480 |  | 171 | 75240 |  | 55 | 24200 |  | 288 | 126720 | 161.81 | 71196.4 | 200 | 88000
| Note | Note Details
2.10.10 | - | Prepare and apply paint on Plaster including all necessary work as per drawing and specifications ,DIVISION 9 - 09 96 56
| Item Code | Description | Item Remarks | Unit of Measurement | Quantity/Base Price |  |  | Unit Price/Discount % (Excluding VAT) | Total |  | Unit Price/Discount % (Excluding VAT) | Total |  | Unit Price/Discount % (Excluding VAT) | Total |  | Unit Price/Discount % (Excluding VAT) | Total | Unit Price/Discount % (Excluding VAT) | Total | Unit Price/Discount % (Excluding VAT) | Total
2.10.11 | B2.7.5 | (*) Epoxy paint over plaster |  | m2 | 150 |  |  | 50 | 7500 |  | 68.4 | 10260 |  | 30 | 4500 |  | 40 | 6000 | 41.95 | 6292.5 | 65 | 9750
| Note | Note Details
2.10.12 | - | Prepare and apply paint on Plaster including all necessary work as per drawing and specifications ,DIVISION 9 - 09 91 23
| Item Code | Description | Item Remarks | Unit of Measurement | Quantity/Base Price |  |  | Unit Price/Discount % (Excluding VAT) | Total |  | Unit Price/Discount % (Excluding VAT) | Total |  | Unit Price/Discount % (Excluding VAT) | Total |  | Unit Price/Discount % (Excluding VAT) | Total | Unit Price/Discount % (Excluding VAT) | Total | Unit Price/Discount % (Excluding VAT) | Total
2.10.13 | B2.7.6 | (*) Emulsion based paint over plaster |  | m2 | 833 |  |  | 15 | 12495 |  | 22.8 | 18992.4 |  | 20 | 16660 |  | 18 | 14994 | 26.37 | 21966.21 | 55 | 45815
| Note | Note Details
2.10.14 | - | Supply and fix Rock cladding including all necessary work as per drawing and specifications ,DIVISION 9 - 09 30 33
| Item Code | Description | Item Remarks | Unit of Measurement | Quantity/Base Price |  |  | Unit Price/Discount % (Excluding VAT) | Total |  | Unit Price/Discount % (Excluding VAT) | Total |  | Unit Price/Discount % (Excluding VAT) | Total |  | Unit Price/Discount % (Excluding VAT) | Total | Unit Price/Discount % (Excluding VAT) | Total | Unit Price/Discount % (Excluding VAT) | Total
2.10.15 | B2.7.7 | (*) Rock Cladding @ Ticketing & Café |  | m2 | 40 |  |  | 850 | 34000 |  | 855 | 34200 |  | 400 | 16000 |  | 1380 | 55200 | 311.63 | 12465.2 | 1500 | 60000
| Note | Note Details
2.10.16 | - | Supply and fix Wooden cladding including all necessary work as per drawing and specifications ,DIVISION 9 - 09 7710
| Item Code | Description | Item Remarks | Unit of Measurement | Quantity/Base Price |  |  | Unit Price/Discount % (Excluding VAT) | Total |  | Unit Price/Discount % (Excluding VAT) | Total |  | Unit Price/Discount % (Excluding VAT) | Total |  | Unit Price/Discount % (Excluding VAT) | Total | Unit Price/Discount % (Excluding VAT) | Total | Unit Price/Discount % (Excluding VAT) | Total
2.10.17 | B2.7.8 | (*) Wooden Wall Cladding @Ticketing |  | m2 | 13 |  |  | 733 | 9529 |  | 798 | 10374 |  | 850 | 11050 |  | 748 | 9724 | 1797.84 | 23371.92 | 5000 | 65000
| Note | Note Details
2.10.18 | - | Supply and fix Ceramic tile including all necessary work as per drawing and specifications ,DIVISION 9 - 09 30 13
| Item Code | Description | Item Remarks | Unit of Measurement | Quantity/Base Price |  |  | Unit Price/Discount % (Excluding VAT) | Total |  | Unit Price/Discount % (Excluding VAT) | Total |  | Unit Price/Discount % (Excluding VAT) | Total |  | Unit Price/Discount % (Excluding VAT) | Total | Unit Price/Discount % (Excluding VAT) | Total | Unit Price/Discount % (Excluding VAT) | Total
2.10.19 | B2.7.9 | (*) Ceramic wall Tiles |  | m2 | 188 |  |  | 133 | 25004 |  | 148.2 | 27861.6 |  | 165 | 31020 |  | 118 | 22184 | 219.34 | 41235.92 | 200 | 37600
| Note | Note Details
2.10.20 | - | Anti fungal paint, including all necessary work as per drawing and specifications
| Item Code | Description | Item Remarks | Unit of Measurement | Quantity/Base Price |  |  | Unit Price/Discount % (Excluding VAT) | Total |  | Unit Price/Discount % (Excluding VAT) | Total |  | Unit Price/Discount % (Excluding VAT) | Total |  | Unit Price/Discount % (Excluding VAT) | Total | Unit Price/Discount % (Excluding VAT) | Total | Unit Price/Discount % (Excluding VAT) | Total
2.10.21 | B2.7.10 | (*) Anti fungal paint |  | m2 | 25 |  |  | 12 | 300 |  | 17.1 | 427.5 |  | 10 | 250 |  | 16 | 400 | 41.95 | 1048.75 | 15 | 375
| Note | Note Details
2.10.22 | - | Floor Finishes
2.10.23 | - | Supply and fix Stamped concrete on cement screed including all necessary work as per drawing and specifications ,DIVISION 3 - 03 35 33
| Item Code | Description | Item Remarks | Unit of Measurement | Quantity/Base Price |  |  | Unit Price/Discount % (Excluding VAT) | Total |  | Unit Price/Discount % (Excluding VAT) | Total |  | Unit Price/Discount % (Excluding VAT) | Total |  | Unit Price/Discount % (Excluding VAT) | Total | Unit Price/Discount % (Excluding VAT) | Total | Unit Price/Discount % (Excluding VAT) | Total
2.10.24 | B2.7.11 | (*) Stamped concrete type 1 |  | m2 | 176 |  |  | 134 | 23584 |  | 307.8 | 54172.8 |  | 450 | 79200 |  | 247 | 43472 | 311.63 | 54846.88 | 600 | 105600
2.10.25 | B2.7.12 | (*) Stamped concrete type 2 |  | m2 | 164 |  |  | 134 | 21976 |  | 285 | 46740 |  | 450 | 73800 |  | 247 | 40508 | 287.65 | 47174.6 | 600 | 98400
2.10.26 | B2.7.13 | (*) Stamped concrete type 3 |  | m2 | 51 |  |  | 134 | 6834 |  | 285 | 14535 |  | 450 | 22950 |  | 247 | 12597 | 287.65 | 14670.15 | 600 | 30600
| Note | Note Details
2.10.27 | - | Supply and apply epoxy flooring over screed including all necessary work as per drawing and specifications ,DIVISION 9 - 096723
| Item Code | Description | Item Remarks | Unit of Measurement | Quantity/Base Price |  |  | Unit Price/Discount % (Excluding VAT) | Total |  | Unit Price/Discount % (Excluding VAT) | Total |  | Unit Price/Discount % (Excluding VAT) | Total |  | Unit Price/Discount % (Excluding VAT) | Total | Unit Price/Discount % (Excluding VAT) | Total | Unit Price/Discount % (Excluding VAT) | Total
2.10.28 | B2.7.14 | (*) epoxy flooring FL-04 Over screed |  | m2 | 87 |  |  | 56 | 4872 |  | 91.2 | 7934.4 |  | 165 | 14355 |  | 71 | 6177 | 117.46 | 10219.02 | 200 | 17400
| Note | Note Details
2.10.29 | - | Supply and fix composite decking Floors , including all necessary work as per drawing, specifications and subject to engineers approval., DIVISION 6 - 067300
| Item Code | Description | Item Remarks | Unit of Measurement | Quantity/Base Price |  |  | Unit Price/Discount % (Excluding VAT) | Total |  | Unit Price/Discount % (Excluding VAT) | Total |  | Unit Price/Discount % (Excluding VAT) | Total |  | Unit Price/Discount % (Excluding VAT) | Total | Unit Price/Discount % (Excluding VAT) | Total | Unit Price/Discount % (Excluding VAT) | Total
2.10.30 | B2.7.15 | (*) composite decking FL-05 |  | m2 | 106 |  |  | 444 | 47064 |  | 456 | 48336 |  | 700 | 74200 |  | 1093 | 115858 | 779.06 | 82580.36 | 1500 | 159000
| Note | Note Details
2.10.31 | - | Supply and fix Stamped concrete on cement screed including all necessary work as per drawing and specifications
| Item Code | Description | Item Remarks | Unit of Measurement | Quantity/Base Price |  |  | Unit Price/Discount % (Excluding VAT) | Total |  | Unit Price/Discount % (Excluding VAT) | Total |  | Unit Price/Discount % (Excluding VAT) | Total |  | Unit Price/Discount % (Excluding VAT) | Total | Unit Price/Discount % (Excluding VAT) | Total | Unit Price/Discount % (Excluding VAT) | Total
2.10.32 | B2.7.16 | (*) Stamped Concrete Skirting |  | m | 312 |  |  | 28 | 8736 |  | 114 | 35568 |  | 40 | 12480 |  | 104 | 32448 | 77.91 | 24307.92 | 180 | 56160
| Note | Note Details
2.10.33 | - | Supply and fix Marble threshold including all necessary work as per drawing and specifications
| Item Code | Description | Item Remarks | Unit of Measurement | Quantity/Base Price |  |  | Unit Price/Discount % (Excluding VAT) | Total |  | Unit Price/Discount % (Excluding VAT) | Total |  | Unit Price/Discount % (Excluding VAT) | Total |  | Unit Price/Discount % (Excluding VAT) | Total | Unit Price/Discount % (Excluding VAT) | Total | Unit Price/Discount % (Excluding VAT) | Total
2.10.34 | B2.7.17 | (*) Marble threshold (Wet area only) |  | m | 6 |  |  | 173 | 1038 |  | 228 | 1368 |  | 90 | 540 |  | 161 | 966 | 359.57 | 2157.42 | 300 | 1800
| Note | Note Details
2.10.35 | - | Ceiling Finishes
2.10.36 | - | Supply And Fix Gypsum tiles including all necessary work as per drawing and specifications ,DIVISION 9 - 09 2116,DIVISION 6 - 06 20 00
| Item Code | Description | Item Remarks | Unit of Measurement | Quantity/Base Price |  |  | Unit Price/Discount % (Excluding VAT) | Total |  | Unit Price/Discount % (Excluding VAT) | Total |  | Unit Price/Discount % (Excluding VAT) | Total |  | Unit Price/Discount % (Excluding VAT) | Total | Unit Price/Discount % (Excluding VAT) | Total | Unit Price/Discount % (Excluding VAT) | Total
2.10.37 | B2.7.18 | (*) Straw weave on gypsum CE-03 |  | m2 | 217 |  |  | 245 | 53165 |  | 2280 | 494760 |  | 500 | 108500 |  | 207 | 44919 | 311.63 | 67623.71 | 700 | 151900
| Note | Note Details
2.10.38 | - | Supply And Fix Aluminum Tiles including all necessary work as per drawing and specifications DIVISION 9 - 09 51 33
| Item Code | Description | Item Remarks | Unit of Measurement | Quantity/Base Price |  |  | Unit Price/Discount % (Excluding VAT) | Total |  | Unit Price/Discount % (Excluding VAT) | Total |  | Unit Price/Discount % (Excluding VAT) | Total |  | Unit Price/Discount % (Excluding VAT) | Total | Unit Price/Discount % (Excluding VAT) | Total | Unit Price/Discount % (Excluding VAT) | Total
2.10.39 | B2.7.19 | (*) 600x600x0.8mm perforated alum tiles CE-01 |  | m2 | 182 |  |  | 128 | 23296 |  | 570 | 103740 |  | 110 | 20020 |  | 184 | 33488 | 275.67 | 50171.94 | 200 | 36400
| Note | Note Details
2.10.40 | - | Wooden beams /Parm frons, including all necessary work as per drawing and specifications , DIVISION 6 - 06 20 23
| Item Code | Description | Item Remarks | Unit of Measurement | Quantity/Base Price |  |  | Unit Price/Discount % (Excluding VAT) | Total |  | Unit Price/Discount % (Excluding VAT) | Total |  | Unit Price/Discount % (Excluding VAT) | Total |  | Unit Price/Discount % (Excluding VAT) | Total | Unit Price/Discount % (Excluding VAT) | Total | Unit Price/Discount % (Excluding VAT) | Total
2.10.41 | B2.7.20 | (*) Wooden beams /Parm frons |  | m | 160 |  |  | 428 | 68480 |  | 798 | 127680 |  | 450 | 72000 |  | 288 | 46080 | 958.85 | 153416 | 600 | 96000
| Note | Note Details
2.10.42 | - | Prepare and apply paint on Plaster including all necessary work as per drawing and specifications DIVISION 9-09 91 23
| Item Code | Description | Item Remarks | Unit of Measurement | Quantity/Base Price |  |  | Unit Price/Discount % (Excluding VAT) | Total |  | Unit Price/Discount % (Excluding VAT) | Total |  | Unit Price/Discount % (Excluding VAT) | Total |  | Unit Price/Discount % (Excluding VAT) | Total | Unit Price/Discount % (Excluding VAT) | Total | Unit Price/Discount % (Excluding VAT) | Total
2.10.43 | B2.7.21 | (*) Epoxy Paint Over plaster CE-02 |  | m2 | 17 |  |  | 39 | 663 |  | 91.2 | 1550.4 |  | 30 | 510 |  | 40 | 680 | 41.95 | 713.15 | 90 | 1530
| Note | Note Details
2.10.44 | - | Prepare and apply paint on Plaster including all necessary work as per drawing and specifications
| Item Code | Description | Item Remarks | Unit of Measurement | Quantity/Base Price |  |  | Unit Price/Discount % (Excluding VAT) | Total |  | Unit Price/Discount % (Excluding VAT) | Total |  | Unit Price/Discount % (Excluding VAT) | Total |  | Unit Price/Discount % (Excluding VAT) | Total | Unit Price/Discount % (Excluding VAT) | Total | Unit Price/Discount % (Excluding VAT) | Total
2.10.45 | B2.7.22 | (*) Anti fungal to soffit above false ceiling |  | m2 | 399 |  |  | 12 | 4788 |  | 17.1 | 6822.9 |  | 15 | 5985 |  | 16 | 6384 | 41.95 | 16738.05 | 15 | 5985
| Note | Note Details
2.10.46 | - | Backgrounds
2.10.47 | - | Supply and apply ready mixed sand cement plaster with all related accessories mesh, angles, etc., as per drawings and specifications. Cement plaster finish to internal surfaces
| Item Code | Description | Item Remarks | Unit of Measurement | Quantity/Base Price |  |  | Unit Price/Discount % (Excluding VAT) | Total |  | Unit Price/Discount % (Excluding VAT) | Total |  | Unit Price/Discount % (Excluding VAT) | Total |  | Unit Price/Discount % (Excluding VAT) | Total | Unit Price/Discount % (Excluding VAT) | Total | Unit Price/Discount % (Excluding VAT) | Total
2.10.48 | B2.7.23 | (*) Internal Wall plaster |  | m2 | 983 |  |  | 39 | 38337 |  | 153.9 | 151283.7 |  | 35 | 34405 |  | 36 | 35388 | 113.86 | 111924.38 | 35 | 34405
2.10.49 | B2.7.24 | (*) External wall plaster |  | m2 | 362 |  |  | 50 | 18100 |  | 153.9 | 55711.8 |  | 45 | 16290 |  | 41 | 14842 | 146.22 | 52931.64 | 45 | 16290
2.10.50 | B2.7.25 | (*) Ceiling plaster |  | m2 | 17 |  |  | 40 | 680 |  | 131.1 | 2228.7 |  | 40 | 680 |  | 36 | 612 | 113.86 | 1935.62 | 35 | 595
| Note | Note Details
2.10.51 | - | Additional items
| Item Code | Description | Item Remarks | Unit of Measurement | Quantity/Base Price |  |  | Unit Price/Discount % (Excluding VAT) | Total |  | Unit Price/Discount % (Excluding VAT) | Total |  | Unit Price/Discount % (Excluding VAT) | Total |  | Unit Price/Discount % (Excluding VAT) | Total | Unit Price/Discount % (Excluding VAT) | Total | Unit Price/Discount % (Excluding VAT) | Total
2.10.52 | AI | (*) Contractor may price here any items which has been shown in the Contract drawings or any other Contract Documents but overlooked or not specifically mentioned in the schedule of items and is necessary for the satisfactory completion of the Works. Should the Contractor fail to insert any item here, it will be deemed that lump sum Contract Price includes all such items and no claims for additional items will be entertained. |  | Item | 1 |  |  | 0 | 0 |  | 0 | 0 |  | 0 | 0 |  | 0 | 0 | 0 | 0 | 0 | 0
| Note | Note Details
2.10.53 | - | Please attach one PDF file to be named "Additional Items for (insert bill no/name & Section No/name)" for the details of these additional items in the additional attachment area at the end of the BOQ.
2.11 NR-AD: B2-08 ACCESSORIES | [6 empty] | 231200 | 15 (out of 15) | 402259 |  | 15 (out of 15) | 427956 |  | 15 (out of 15) | 419000 |  | 15 (out of 15) | 512460 | 15 (out of 15) | 459887.44 | 15 (out of 15) | 1177500
| Note | Note Details
2.11.1 | - | Wooden Cabinet and counters
2.11.2 | - | Supply and install Cabinet ,including all accessories needed for installation as per mention in drawings & specifications
| Item Code | Description | Item Remarks | Unit of Measurement | Quantity/Base Price |  |  | Unit Price/Discount % (Excluding VAT) | Total |  | Unit Price/Discount % (Excluding VAT) | Total |  | Unit Price/Discount % (Excluding VAT) | Total |  | Unit Price/Discount % (Excluding VAT) | Total | Unit Price/Discount % (Excluding VAT) | Total | Unit Price/Discount % (Excluding VAT) | Total
2.11.3 | B2.8.1 | (*) Pantry Cabinets base cabinet |  | m | 7 |  |  | 1284 | 8988 |  | 2280 | 15960 |  | 3000 | 21000 |  | 1500 | 10500 | 2397.12 | 16779.84 | 3000 | 21000
2.11.4 | B2.8.2 | (*) Pantry Cabinets wall cabinet |  | m | 2 |  |  | 749 | 1498 |  | 2280 | 4560 |  | 3000 | 6000 |  | 1000 | 2000 | 1797.84 | 3595.68 | 1000 | 2000
2.11.5 | B2.8.3 | (*) Vanity top, size 600 mm wide x 1800 mm long. |  | m | 4 |  |  | 2312 | 9248 |  | 1710 | 6840 |  | 1000 | 4000 |  | 688 | 2752 | 2996.4 | 11985.6 | 2000 | 8000
| Note | Note Details
2.11.6 | Delete | Counter for ticketing stamped concrete finish over Block
2.11.7 | Delete | Wooden Counter For Café includes Marble Top
2.11.8 | - | Heritage pergola
2.11.9 | - | Heritage pergola, as per mention in drawings & specifications
| Item Code | Description | Item Remarks | Unit of Measurement | Quantity/Base Price |  |  | Unit Price/Discount % (Excluding VAT) | Total |  | Unit Price/Discount % (Excluding VAT) | Total |  | Unit Price/Discount % (Excluding VAT) | Total |  | Unit Price/Discount % (Excluding VAT) | Total | Unit Price/Discount % (Excluding VAT) | Total | Unit Price/Discount % (Excluding VAT) | Total
2.11.10 | B2.8.6 | (*) Tree trunk and frond rope heritage pergola |  | m2 | 120 |  |  | 1391 | 166920 |  | 2280 | 273600 |  | 1800 | 216000 |  | 2750 | 330000 | 1797.84 | 215740.8 | 3500 | 420000
| Note | Note Details
2.11.11 | - | Wooden hand rail
2.11.12 | - | Wooden hand rail as per mention in drawings & specifications
| Item Code | Description | Item Remarks | Unit of Measurement | Quantity/Base Price |  |  | Unit Price/Discount % (Excluding VAT) | Total |  | Unit Price/Discount % (Excluding VAT) | Total |  | Unit Price/Discount % (Excluding VAT) | Total |  | Unit Price/Discount % (Excluding VAT) | Total | Unit Price/Discount % (Excluding VAT) | Total | Unit Price/Discount % (Excluding VAT) | Total
2.11.13 | B2.8.7 | (*) Wooden hand rail |  | m | 50 |  |  | 963 | 48150 |  | 798 | 39900 |  | 700 | 35000 |  | 1500 | 75000 | 2397.12 | 119856 | 3000 | 150000
| Note | Note Details
2.11.14 | - | Decorative Wooden Trunk
2.11.15 | - | Decorative Wooden Trunk as per mention in drawings & specifications
| Item Code | Description | Item Remarks | Unit of Measurement | Quantity/Base Price |  |  | Unit Price/Discount % (Excluding VAT) | Total |  | Unit Price/Discount % (Excluding VAT) | Total |  | Unit Price/Discount % (Excluding VAT) | Total |  | Unit Price/Discount % (Excluding VAT) | Total | Unit Price/Discount % (Excluding VAT) | Total | Unit Price/Discount % (Excluding VAT) | Total
2.11.16 | B2.8.8 | (*) Decorative Wooden Trunk at Reception wall |  | No. | 1 |  |  | 26750 | 26750 |  | 13680 | 13680 |  | 25000 | 25000 |  | 15000 | 15000 | 5992.81 | 5992.81 | 200000 | 200000
| Note | Note Details
2.11.17 | - | Toilet partition
2.11.18 | - | Supply and fix Toilet partition as per mention in drawings & specifications
| Item Code | Description | Item Remarks | Unit of Measurement | Quantity/Base Price |  |  | Unit Price/Discount % (Excluding VAT) | Total |  | Unit Price/Discount % (Excluding VAT) | Total |  | Unit Price/Discount % (Excluding VAT) | Total |  | Unit Price/Discount % (Excluding VAT) | Total | Unit Price/Discount % (Excluding VAT) | Total | Unit Price/Discount % (Excluding VAT) | Total
2.11.19 | B2.8.9 | (*) Toilet partition |  | m2 | 36 |  |  | 1605 | 57780 |  | 456 | 16416 |  | 2000 | 72000 |  | 1188 | 42768 | 1438.27 | 51777.72 | 2000 | 72000
| Note | Note Details
2.11.20 | - | Mirrors
2.11.21 | - | Mirrors ,as per mention in drawings & specifications
| Item Code | Description | Item Remarks | Unit of Measurement | Quantity/Base Price |  |  | Unit Price/Discount % (Excluding VAT) | Total |  | Unit Price/Discount % (Excluding VAT) | Total |  | Unit Price/Discount % (Excluding VAT) | Total |  | Unit Price/Discount % (Excluding VAT) | Total | Unit Price/Discount % (Excluding VAT) | Total | Unit Price/Discount % (Excluding VAT) | Total
2.11.22 | B2.8.9 | (*) Mirrors |  | No. | 5 |  |  | 535 | 2675 |  | 2280 | 11400 |  | 1400 | 7000 |  | 813 | 4065 | 1797.84 | 8989.2 | 2500 | 12500
| Note | Note Details
2.11.23 | - | Signage
2.11.24 | - | Supply and install Signage ,including all accessories needed for installation as per mention in drawings & specifications
| Item Code | Description | Item Remarks | Unit of Measurement | Quantity/Base Price |  |  | Unit Price/Discount % (Excluding VAT) | Total |  | Unit Price/Discount % (Excluding VAT) | Total |  | Unit Price/Discount % (Excluding VAT) | Total |  | Unit Price/Discount % (Excluding VAT) | Total | Unit Price/Discount % (Excluding VAT) | Total | Unit Price/Discount % (Excluding VAT) | Total
2.11.25 | B2.8.10 | (*) WAYFINDIND DIRECTIONAL SIGN / PERMANENT |  | Item | 1 |  |  | 80250 | 80250 |  | 5700 | 5700 |  | 1500 | 1500 |  | 11250 | 11250 | 2397.12 | 2397.12 | 72000 | 72000
2.11.26 | B2.8.11 | (*) DIRECTORY / PERMANENT |  | Item | 1 |  |  | 0 | 0 |  | 9120 | 9120 |  | 8000 | 8000 |  | 7500 | 7500 | 5992.81 | 5992.81 | 50000 | 50000
2.11.27 | B2.8.12 | (*) ROOM SIGN WITH INSERTS |  | Item | 1 |  |  | 0 | 0 |  | 9120 | 9120 |  | 10000 | 10000 |  | 750 | 750 | 3595.68 | 3595.68 | 30000 | 30000
2.11.28 | B2.8.13 | (*) ROOM SIGN - PERMANENT |  | Item | 1 |  |  | 0 | 0 |  | 4560 | 4560 |  | 2000 | 2000 |  | 750 | 750 | 1198.56 | 1198.56 | 30000 | 30000
2.11.29 | B2.8.14 | (*) FULLY COMPLIANT, MANDATORY INTERIOR FIRE AND SAFETY SIGNS/ refer to architectural set, |  | Item | 1 |  |  | 0 | 0 |  | 5700 | 5700 |  | 1500 | 1500 |  | 2625 | 2625 | 5992.81 | 5992.81 | 45000 | 45000
2.11.30 | B2.8.15 | (*) supply & installation of LCD as per drawings. |  | No. | 1 |  |  | 0 | 0 |  | 11400 | 11400 |  | 10000 | 10000 |  | 7500 | 7500 | 5992.81 | 5992.81 | 65000 | 65000
| Note | Note Details
2.11.31 | - | Additional items
| Item Code | Description | Item Remarks | Unit of Measurement | Quantity/Base Price |  |  | Unit Price/Discount % (Excluding VAT) | Total |  | Unit Price/Discount % (Excluding VAT) | Total |  | Unit Price/Discount % (Excluding VAT) | Total |  | Unit Price/Discount % (Excluding VAT) | Total | Unit Price/Discount % (Excluding VAT) | Total | Unit Price/Discount % (Excluding VAT) | Total
2.11.32 | AI | (*) Contractor may price here any items which has been shown in the Contract drawings or any other Contract Documents but overlooked or not specifically mentioned in the schedule of items and is necessary for the satisfactory completion of the Works. Should the Contractor fail to insert any item here, it will be deemed that lump sum Contract Price includes all such items and no claims for additional items will be entertained. |  | Item | 1 |  |  | 0 | 0 |  | 0 | 0 |  | 0 | 0 |  | 0 | 0 | 0 | 0 | 0 | 0
| Note | Note Details
2.11.33 | - | Please attach one PDF file to be named "Additional Items for (insert bill no/name & Section No/name)" for the details of these additional items in the additional attachment area at the end of the BOQ.
2.12 NR-AD: B2-9 FURNISHINGS AND EQUIPMENT | [6 empty] | 382907 | 15 (out of 15) | 257533 |  | 15 (out of 15) | 393642 |  | 15 (out of 15) | 213700 |  | 15 (out of 15) | 438413 | 15 (out of 15) | 246663.8 | 15 (out of 15) | 527500
| Note | Note Details
2.12.1 | Delete | Equipment
2.12.2 | Delete | Supply & Install Equipment ,including all accessories needed as per mention in drawings & specifications
2.12.3 | Delete | Kitchen Equipment
2.12.4 | - | Furniture
2.12.5 | - | Supply and fix Furniture ,including all accessories needed for installation as per mention in drawings & specifications
| Item Code | Description | Item Remarks | Unit of Measurement | Quantity/Base Price |  |  | Unit Price/Discount % (Excluding VAT) | Total |  | Unit Price/Discount % (Excluding VAT) | Total |  | Unit Price/Discount % (Excluding VAT) | Total |  | Unit Price/Discount % (Excluding VAT) | Total | Unit Price/Discount % (Excluding VAT) | Total | Unit Price/Discount % (Excluding VAT) | Total
2.12.6 | B2.9.2 | (*) F/CO-01 -CUSTOMIZED COUNTER-1 |  | No. | 1 |  |  | 10012 | 10012 |  | 28500 | 28500 |  | 0 | 0 |  | 0 | 0 | 7191.37 | 7191.37 | 50000 | 50000
2.12.7 | B2.9.3 | (*) F/CO-02-CUSTOMIZED COUNTER-2 |  | No. | 1 |  |  | 16965 | 16965 |  | 45600 | 45600 |  | 0 | 0 |  | 0 | 0 | 17978.42 | 17978.42 | 40000 | 40000
2.12.8 | B2.9.4 | (*) F/CO-03-CUSTOMIZED COUNTER-3 |  | No. | 1 |  |  | 14462 | 14462 |  | 45600 | 45600 |  | 15000 | 15000 |  | 0 | 0 | 16779.86 | 16779.86 | 40000 | 40000
2.12.9 | B2.9.5 | (*) F/C-01-TASK CHAIR-1 |  | No. | 3 |  |  | 2494 | 7482 |  | 3990 | 11970 |  | 3800 | 11400 |  | 0 | 0 | 1198.56 | 3595.68 | 3500 | 10500
2.12.10 | B2.9.6 | (*) F/C-02-TASK CHAIR-2 |  | No. | 7 |  |  | 1029 | 7203 |  | 1482 | 10374 |  | 2200 | 15400 |  | 0 | 0 | 599.28 | 4194.96 | 3500 | 24500
2.12.11 | B2.9.7 | (*) F/C-03-VISITOR CHAIR |  | No. | 7 |  |  | 1419 | 9933 |  | 1026 | 7182 |  | 2300 | 16100 |  | 0 | 0 | 1198.56 | 8389.92 | 2500 | 17500
2.12.12 | B2.9.8 | (*) F/C-04-ARMCHAIR |  | No. | 27 |  |  | 2531 | 68337 |  | 3192 | 86184 |  | 1300 | 35100 |  | 0 | 0 | 1438.27 | 38833.29 | 3000 | 81000
2.12.13 | B2.9.9 | (*) F/C-05-BENCH |  | No. | 10 |  |  | 2411 | 24110 |  | 3192 | 31920 |  | 1100 | 11000 |  | 0 | 0 | 1797.84 | 17978.4 | 6000 | 60000
2.12.14 | B2.9.10 | (*) F/C-06-POUCH |  | No. | 4 |  |  | 1669 | 6676 |  | 570 | 2280 |  | 1050 | 4200 |  | 0 | 0 | 359.57 | 1438.28 | 25000 | 100000
2.12.15 | B2.9.11 | (*) F/T-01-SIDE TABLE |  | No. | 7 |  |  | 724 | 5068 |  | 2052 | 14364 |  | 1800 | 12600 |  | 0 | 0 | 1797.84 | 12584.88 | 2000 | 14000
2.12.16 | B2.9.12 | (*) F/T-02-COFFEE TABLE |  | No. | 14 |  |  | 927 | 12978 |  | 3534 | 49476 |  | 1200 | 16800 |  | 0 | 0 | 2397.12 | 33559.68 | 1500 | 21000
2.12.17 | B2.9.13 | (*) F/G-01-GREDENZA |  | No. | 7 |  |  | 1808 | 12656 |  | 2964 | 20748 |  | 3300 | 23100 |  | 0 | 0 | 4794.25 | 33559.75 | 2000 | 14000
2.12.18 | B2.9.14 | (*) F/D-01-DESK |  | No. | 7 |  |  | 6953 | 48671 |  | 4332 | 30324 |  | 5800 | 40600 |  | 0 | 0 | 5992.81 | 41949.67 | 5000 | 35000
2.12.19 | B2.9.15 | (*) F/W-01-WALL CABINET |  | No. | 4 |  |  | 3245 | 12980 |  | 2280 | 9120 |  | 3100 | 12400 |  | 0 | 0 | 2157.41 | 8629.64 | 5000 | 20000
| Note | Note Details
2.12.20 | - | Additional items
| Item Code | Description | Item Remarks | Unit of Measurement | Quantity/Base Price |  |  | Unit Price/Discount % (Excluding VAT) | Total |  | Unit Price/Discount % (Excluding VAT) | Total |  | Unit Price/Discount % (Excluding VAT) | Total |  | Unit Price/Discount % (Excluding VAT) | Total | Unit Price/Discount % (Excluding VAT) | Total | Unit Price/Discount % (Excluding VAT) | Total
2.12.21 | AI | (*) Contractor may price here any items which has been shown in the Contract drawings or any other Contract Documents but overlooked or not specifically mentioned in the schedule of items and is necessary for the satisfactory completion of the Works. Should the Contractor fail to insert any item here, it will be deemed that lump sum Contract Price includes all such items and no claims for additional items will be entertained. |  | Item | 1 |  |  | 0 | 0 |  | 0 | 0 |  | 0 | 0 |  | 438413 | 438413 | 0 | 0 | 0 | 0
| Note | Note Details
2.12.22 | - | Please attach one PDF file to be named "Additional Items for (insert bill no/name & Section No/name)" for the details of these additional items in the additional attachment area at the end of the BOQ.
2.13 NR-AD: B2-10 MECHANICAL INSTALLATION | [6 empty] | 468990 | 93 (out of 93) | 1766595.33 |  | 93 (out of 93) | 857660.019 |  | 93 (out of 93) | 1268991.1 |  | 93 (out of 93) | 8333866.3 | 93 (out of 93) | 1692781.82 | 93 (out of 93) | 1215000
| Note | Note Details
2.13.1 | - | Heating, ventilating and air-conditioning
2.13.2 | - | Supply, installation, testing, balancing & commissioning of complete Air Conditioning, Heating & Ventilation ,System as specified complete with in all respects as per drawings, specification, applicable standards, manufacturer recommendations, and as per drawings, mentioned in specification complete in all respects ready to operate including all builders work, coordination with other trades etc. but not limited to the following;
| Item Code | Description | Item Remarks | Unit of Measurement | Quantity/Base Price |  |  | Unit Price/Discount % (Excluding VAT) | Total |  | Unit Price/Discount % (Excluding VAT) | Total |  | Unit Price/Discount % (Excluding VAT) | Total |  | Unit Price/Discount % (Excluding VAT) | Total | Unit Price/Discount % (Excluding VAT) | Total | Unit Price/Discount % (Excluding VAT) | Total
2.13.3 | B2.10.1 | (*) DX Air Handling Unit with compatible outdoor units ; complete with necessary refrigerant pipework, ductworks, flexible connections, thermometers; controls and associated accessories, vibration isolators, sound liner, attenuators comply with manufacturer's details, final electrical connection, control panel and acoustic linings to reduced noise level; condensate drain piping up to the nearest floor drain, etc.; all in accordance with the specification and drawings |  | No. | 3 |  |  | 0 | 0 |  | 32832 | 98496 |  | 158750 | 476250 |  | 0 | 0 | 221418.43 | 664255.29 | 0 | 0
2.13.4 | B2.10.2 | (*) VRF Outdoor Unit complete with necessary Pipework, valves, strainers, flexible connections, thermometers; controls and associated accessories, vibration isolators, comply with manufacturer's details, final electrical connection, control panel and acoustic linings to reduced noise level; condensate drain piping up to the nearest floor drain, etc.; all in accordance with the specification and drawings |  | No. | 3 |  |  | 0 | 0 |  | 21888 | 65664 |  | 69850 | 209550 |  | 0 | 0 | 17032.19 | 51096.57 | 0 | 0
2.13.5 | B2.10.3 | (*) Supply and return air grilles |  | No. | 12 |  |  | 0 | 0 |  | 1368 | 16416 |  | 200 | 2400 |  | 0 | 0 | 2157.41 | 25888.92 | 0 | 0
2.13.6 | B2.10.4 | (*) Volume dampers complete including fixing to ductwork; all in accordance with the specification and drawings; |  | No. | 47 |  |  | 0 | 0 |  | 342 | 16074 |  | 330 | 15510 |  | 0 | 0 | 1703.22 | 80051.34 | 0 | 0
2.13.7 | B2.10.5 | (*) Galvanized steel sheet metal, rectangular ductwork complete with insulation and all bends, tees, junctions, transformations, splitters, turning vanes, access panels, bell mouths, pressure dampers, fire dampers, fire retardant sealants for all ductwork passing through fire rated structures and connection to equipment, etc.; all in accordance with the specification and drawings |  | m2 | 422 |  |  | 0 | 0 |  | 342 | 144324 |  | 305 | 128710 |  | 0 | 0 | 227.1 | 95836.2 | 0 | 0
2.13.8 | B2.10.6 | (*) Exhaust Disc Valve complete including fixing to ductwork; all in accordance with the specification and drawings; |  | No. | 8 |  |  | 0 | 0 |  | 684 | 5472 |  | 190 | 1520 |  | 0 | 0 | 5677.4 | 45419.2 | 0 | 0
2.13.9 | B2.10.7 | (*) Exhaust fans including necessary dampers, controls and associated accessories, connection to duct work and electrical connection with automatic charge over switch, etc.; all in accordance with the specification and drawings |  | No. | 4 |  |  | 0 | 0 |  | 4560 | 18240 |  | 8255 | 33020 |  | 0 | 0 | 14477.36 | 57909.44 | 0 | 0
2.13.10 | B2.10.8 | (*) Supply and return square air diffusers; all in accordance with the specification and drawings |  | No. | 63 |  |  | 0 | 0 |  | 604.2 | 38064.6 |  | 225 | 14175 |  | 0 | 0 | 1703.22 | 107302.86 | 0 | 0
2.13.11 | B2.10.9 | (*) Supply and install VAV and CAV in duct work; all in accordance with the specification and drawings |  | No. | 9 |  |  | 0 | 0 |  | 4560 | 41040 |  | 5715 | 51435 |  | 0 | 0 | 9083.83 | 81754.47 | 0 | 0
2.13.12 | B2.10.10 | (*) Air Curtains; all in accordance with the specification and drawings |  | No. | 6 |  |  | 0 | 0 |  | 7980 | 47880 |  | 4445 | 26670 |  | 0 | 0 | 3974.18 | 23845.08 | 0 | 0
2.13.13 | B2.10.11 | (*) Bell mouth; all in accordance with the specification and drawings |  | No. | 3 |  |  | 0 | 0 |  | 2109 | 6327 |  | 1016 | 3048 |  | 0 | 0 | 567.74 | 1703.22 | 0 | 0
2.13.14 | B2.10.12 | (*) Sundries; Allow for supports, including fixings, anchors, insulating block, anti vibration devices and noise suppression measures |  | Item | 1 |  |  | 0 | 0 |  | 4560 | 4560 |  | 12700 | 12700 |  | 0 | 0 | 5677.4 | 5677.4 | 0 | 0
2.13.15 | B2.10.13 | (*) Ditto; Allow for identification labels including plates, discs, labels, charts and color coding |  | Item | 1 |  |  | 0 | 0 |  | 3420 | 3420 |  | 1270 | 1270 |  | 0 | 0 | 2270.96 | 2270.96 | 0 | 0
2.13.16 | B2.10.14 | (*) Ditto; Allow for Builder's work supported with HVAC System |  | Item | 1 |  |  | 1766595.33 | 1766595.33 |  | 6270 | 6270 |  | 1270 | 1270 |  | 0 | 0 | 5677.4 | 5677.4 | 0 | 0
2.13.17 | B2.10.15 | (*) Ditto; Provide air seal partitions above false ceilings to make air zones as required and as shown on drawings and as specified |  | Item | 1 |  |  | 0 | 0 |  | 2280 | 2280 |  | 1000 | 1000 |  | 0 | 0 | 5677.4 | 5677.4 | 0 | 0
2.13.18 | B2.10.16 | (*) Ditto; Allow for testing and commissioning and operating the completed installation including fuel and consumables |  | Item | 1 |  |  | 0 | 0 |  | 1140 | 1140 |  | 6350 | 6350 |  | 0 | 0 | 5677.4 | 5677.4 | 0 | 0
2.13.19 | B2.10.17 | (*) Ditto; Allow for tools and spares for all the equipment supplied |  | Item | 1 |  |  | 0 | 0 |  | 3420 | 3420 |  | 1270 | 1270 |  | 0 | 0 | 5677.4 | 5677.4 | 0 | 0
2.13.20 | B2.10.18 | (*) Ditto; Allow for providing maintenance kit, loose keys and consumables stores |  | Item | 1 |  |  | 0 | 0 |  | 1140 | 1140 |  | 1270 | 1270 |  | 0 | 0 | 5677.4 | 5677.4 | 0 | 0
2.13.21 | B2.10.19 | (*) Ditto; Allow for documents including shop drawings, As built drawings, operating instructions and maintenance manuals etc., as specified |  | Item | 1 |  |  | 0 | 0 |  | 2280 | 2280 |  | 5000 | 5000 |  | 0 | 0 | 2838.7 | 2838.7 | 0 | 0
2.13.22 | B2.10.20 | (*) Ditto; Allow for incidental work |  | Item | 1 |  |  | 0 | 0 |  | 1140 | 1140 |  | 100 | 100 |  | 0 | 0 | 2838.7 | 2838.7 | 0 | 0
2.13.23 | B2.10.21 | (*) Ditto; Allow for protective painting and decorative painting |  | Item | 1 |  |  | 0 | 0 |  | 4788 | 4788 |  | 2500 | 2500 |  | 0 | 0 | 5677.4 | 5677.4 | 0 | 0
2.13.24 | B2.10.22 | (*) Ditto; Allow for any additional items not included above but necessary for the successful completion of the Air-conditioning and Ventilation installations |  | Item | 1 |  |  | 0 | 0 |  | 0 | 0 |  | 0 | 0 |  | 0 | 0 | 5677.4 | 5677.4 | 0 | 0
| Note | Note Details
2.13.25 | - | Drainage system
2.13.26 | - | Supply, install and commission Drainage, uPVC soil ,waste, vent and rain water pipes- above ground and below ground pipes and fittings including supports, brackets, hangers in accordance with the specification including coordination and connection to Sanitary wares as per required to complete Drainage System.
| Item Code | Description | Item Remarks | Unit of Measurement | Quantity/Base Price |  |  | Unit Price/Discount % (Excluding VAT) | Total |  | Unit Price/Discount % (Excluding VAT) | Total |  | Unit Price/Discount % (Excluding VAT) | Total |  | Unit Price/Discount % (Excluding VAT) | Total | Unit Price/Discount % (Excluding VAT) | Total | Unit Price/Discount % (Excluding VAT) | Total
2.13.27 | B2.10.23 | (*) Floor drain; all in accordance with the drawing and specification |  | No. | 9 |  |  | 0 | 0 |  | 513 | 4617 |  | 650 | 5850 |  | 0 | 0 | 283.87 | 2554.83 | 0 | 0
2.13.28 | B2.10.24 | (*) Gully trap ; all in accordance with the drawing and specification |  | No. | 5 |  |  | 0 | 0 |  | 684 | 3420 |  | 1700 | 8500 |  | 0 | 0 | 1703.22 | 8516.1 | 0 | 0
2.13.29 | B2.10.25 | (*) uPVC pipe work installation including excavation, accessories, fittings and fixings all in accordance to the specification and drawings; 50 mm dia |  | m | 12 |  |  | 0 | 0 |  | 57 | 684 |  | 55 | 660 |  | 0 | 0 | 113.55 | 1362.6 | 0 | 0
2.13.30 | B2.10.26 | (*) Ditto; 110mm dia |  | m | 46.64 |  |  | 0 | 0 |  | 125.4 | 5848.656 |  | 125 | 5830 |  | 0 | 0 | 136.26 | 6355.166 | 0 | 0
2.13.31 | B2.10.27 | (*) Ditto; 82mm dia (Vent Pipe) |  | m | 18 |  |  | 0 | 0 |  | 91.2 | 1641.6 |  | 75 | 1350 |  | 0 | 0 | 130.58 | 2350.44 | 0 | 0
2.13.32 | B2.10.28 | (*) Floor Clean out; all in accordance with the drawing and specification |  | No. | 4 |  |  | 0 | 0 |  | 513 | 2052 |  | 600 | 2400 |  | 0 | 0 | 567.74 | 2270.96 | 0 | 0
2.13.33 | B2.10.29 | (*) Sundries; Allow for liaison, co-ordination and attendance on Public Authorities work to meet the requirement of the specification |  | Item | 1 |  |  | 0 | 0 |  | 6840 | 6840 |  | 500 | 500 |  | 0 | 0 | 2838.702 | 2838.702 | 0 | 0
2.13.34 | B2.10.30 | (*) Ditto; Allow for supports, including fixings, anchors, insulating block, anti vibration devices and noise suppression measures |  | Item | 1 |  |  | 0 | 0 |  | 17100 | 17100 |  | 500 | 500 |  | 0 | 0 | 2838.7 | 2838.7 | 0 | 0
2.13.35 | B2.10.31 | (*) Ditto; Allow for identification labels including plates, discs, labels, charts and color coding |  | Item | 1 |  |  | 0 | 0 |  | 2280 | 2280 |  | 500 | 500 |  | 0 | 0 | 2838.7 | 2838.7 | 0 | 0
2.13.36 | B2.10.32 | (*) Ditto; Allow for Builder's work supported with drainage installation |  | Item | 1 |  |  | 0 | 0 |  | 3420 | 3420 |  | 2000 | 2000 |  | 0 | 0 | 5677.4 | 5677.4 | 0 | 0
2.13.37 | B2.10.33 | (*) Ditto; Allow for testing and commissioning and operating the completed installation including fuel and consumables |  | Item | 1 |  |  | 0 | 0 |  | 2850 | 2850 |  | 100 | 100 |  | 0 | 0 | 2838.7 | 2838.7 | 0 | 0
2.13.38 | B2.10.34 | (*) Ditto; Allow for tools and spares for all the equipment supplied |  | Item | 1 |  |  | 0 | 0 |  | 1710 | 1710 |  | 100 | 100 |  | 0 | 0 | 2838.7 | 2838.7 | 0 | 0
2.13.39 | B2.10.35 | (*) Ditto; Allow for providing maintenance kit, loose keys and consumables stores |  | Item | 1 |  |  | 0 | 0 |  | 2280 | 2280 |  | 100 | 100 |  | 0 | 0 | 2838.7 | 2838.7 | 0 | 0
2.13.40 | B2.10.36 | (*) Ditto; Allow for documents including shop drawings, As built drawings, operating instructions and maintenance manuals etc., as specified |  | Item | 1 |  |  | 0 | 0 |  | 39900 | 39900 |  | 1500 | 1500 |  | 0 | 0 | 1703.22 | 1703.22 | 0 | 0
2.13.41 | B2.10.37 | (*) Ditto; Allow for incidental work |  | Item | 1 |  |  | 0 | 0 |  | 570 | 570 |  | 100 | 100 |  | 0 | 0 | 1703.22 | 1703.22 | 0 | 0
2.13.42 | B2.10.38 | (*) Ditto; Allow for protective painting and decorative painting |  | Item | 1 |  |  | 0 | 0 |  | 2280 | 2280 |  | 100 | 100 |  | 0 | 0 | 2838.7 | 2838.7 | 0 | 0
2.13.43 | B2.10.39 | (*) Ditto; Allow for any additional items not included above but necessary for the successful completion of the Drainage Installations |  | Item | 1 |  |  | 0 | 0 |  | 0 | 0 |  | 0 | 0 |  | 0 | 0 | 2838.7 | 2838.7 | 0 | 0
| Note | Note Details
2.13.44 | - | Storm water
| Item Code | Description | Item Remarks | Unit of Measurement | Quantity/Base Price |  |  | Unit Price/Discount % (Excluding VAT) | Total |  | Unit Price/Discount % (Excluding VAT) | Total |  | Unit Price/Discount % (Excluding VAT) | Total |  | Unit Price/Discount % (Excluding VAT) | Total | Unit Price/Discount % (Excluding VAT) | Total | Unit Price/Discount % (Excluding VAT) | Total
2.13.45 | B2.10.40 | (*) Soak away Pit Cover; all in accordance with the drawing and specification |  | No. | 4 |  |  | 0 | 0 |  | 5700 | 22800 |  | 6500 | 26000 |  | 0 | 0 | 4059.34 | 16237.36 | 0 | 0
2.13.46 | B2.10.41 | (*) uPVC pipe work installation including excavation, accessories, fittings and fixings all in accordance to the specification and drawings; 110 mm dia |  | m | 35 |  |  | 0 | 0 |  | 125.4 | 4389 |  | 120 | 4200 |  | 0 | 0 | 113.55 | 3974.25 | 0 | 0
2.13.47 | B2.10.42 | (*) Rainwater outlet; all in accordance with the drawing and specification |  | No. | 4 |  |  | 0 | 0 |  | 513 | 2052 |  | 850 | 3400 |  | 0 | 0 | 567.74 | 2270.96 | 0 | 0
| Note | Note Details
2.13.48 | - | Water Supply
| Item Code | Description | Item Remarks | Unit of Measurement | Quantity/Base Price |  |  | Unit Price/Discount % (Excluding VAT) | Total |  | Unit Price/Discount % (Excluding VAT) | Total |  | Unit Price/Discount % (Excluding VAT) | Total |  | Unit Price/Discount % (Excluding VAT) | Total | Unit Price/Discount % (Excluding VAT) | Total | Unit Price/Discount % (Excluding VAT) | Total
2.13.49 | B2.10.43 | (*) Supply and install water heaters including all necessary valve, thermometers, contactors, transformer, diffuser, heating elements and accessories, etc.; all in accordance with the specification and drawings; |  | No. | 5 |  |  | 0 | 0 |  | 798 | 3990 |  | 850 | 4250 |  | 0 | 0 | 1362.57 | 6812.85 | 0 | 0
2.13.50 | B2.10.44 | (*) Isolating Valve ; all in accordance with the specification and drawings; |  | No. | 5 |  |  | 0 | 0 |  | 205.2 | 1026 |  | 450 | 2250 |  | 0 | 0 | 2838.7 | 14193.5 | 0 | 0
2.13.51 | B2.10.45 | (*) Booster Pump Set complete including valves, flexible connections, pressure vessel, vibration isolators, safety devices, prewired control panels, DDC with buzzer and flash indicator strainers, foundations and electrical connections to local outlets; all in accordance with the specification and drawings |  | No. | 1 |  |  | 0 | 0 |  | 13680 | 13680 |  | 14000 | 14000 |  | 0 | 0 | 39741.77 | 39741.77 | 0 | 0
2.13.52 | B2.10.46 | (*) Roof Water GRP tank complete with all interconnecting piping, fittings, valves, etc.; all in accordance with the specification and drawings |  | No. | 1 |  |  | 0 | 0 |  | 17100 | 17100 |  | 13000 | 13000 |  | 0 | 0 | 17032.19 | 17032.19 | 0 | 0
2.13.53 | B2.10.47 | (*) Polypropylene pipe and fittings including insulation, accessories and connections; all in accordance with the specification and drawings; 20 mm dia |  | m | 14.96 |  |  | 0 | 0 |  | 28.5 | 426.36 |  | 40 | 598.4 |  | 0 | 0 | 79.48 | 1189.021 | 0 | 0
2.13.54 | B2.10.48 | (*) Ditto; 25mm dia. |  | m | 48.95 |  |  | 0 | 0 |  | 34.2 | 1674.09 |  | 50 | 2447.5 |  | 0 | 0 | 85.16 | 4168.582 | 0 | 0
2.13.55 | B2.10.49 | (*) Ditto; 32mm dia. |  | m | 32.67 |  |  | 0 | 0 |  | 39.9 | 1303.533 |  | 60 | 1960.2 |  | 0 | 0 | 119.23 | 3895.244 | 0 | 0
2.13.56 | B2.10.50 | (*) Ditto; 40mm dia. |  | m | 10.34 |  |  | 0 | 0 |  | 68.4 | 707.256 |  | 70 | 723.8 |  | 0 | 0 | 170.32 | 1761.109 | 0 | 0
2.13.57 | B2.10.51 | (*) Hot Polypropylene pipe and fittings including insulation, accessories and connections; all in accordance with the specification and drawings; 15mm dia |  | m | 8.58 |  |  | 0 | 0 |  | 22.8 | 195.624 |  | 40 | 343.2 |  | 0 | 0 | 68.13 | 584.555 | 0 | 0
2.13.58 | B2.10.52 | (*) Ditto; 20mm dia. |  | m | 5 |  |  | 0 | 0 |  | 34.2 | 171 |  | 55 | 275 |  | 0 | 0 | 79.48 | 397.4 | 0 | 0
2.13.59 | B2.10.53 | (*) Sundries; Allow for liaison, co-ordination and attendance on Public Authorities work to meet the requirement of the specification |  | Item | 1 |  |  | 0 | 0 |  | 2280 | 2280 |  | 500 | 500 |  | 0 | 0 | 5677.4 | 5677.4 | 0 | 0
2.13.60 | B2.10.54 | (*) Ditto; Allow for supports, including fixings, anchors, insulating block, anti vibration devices and noise suppression measures |  | Item | 1 |  |  | 0 | 0 |  | 2280 | 2280 |  | 500 | 500 |  | 0 | 0 | 2838.7 | 2838.7 | 0 | 0
2.13.61 | B2.10.55 | (*) Ditto; Allow for identification labels including plates, discs, labels, charts and color coding |  | Item | 1 |  |  | 0 | 0 |  | 2918.4 | 2918.4 |  | 500 | 500 |  | 0 | 0 | 2838.7 | 2838.7 | 0 | 0
2.13.62 | B2.10.56 | (*) Ditto; Allow for Builder's work supported with water supply installation |  | Item | 1 |  |  | 0 | 0 |  | 1710 | 1710 |  | 3000 | 3000 |  | 0 | 0 | 2838.7 | 2838.7 | 0 | 0
2.13.63 | B2.10.57 | (*) Ditto; Allow for cleaning, testing and commissioning and operating the completed installation including fuel and consumables |  | Item | 1 |  |  | 0 | 0 |  | 2166 | 2166 |  | 500 | 500 |  | 0 | 0 | 2838.7 | 2838.7 | 0 | 0
2.13.64 | B2.10.58 | (*) Ditto; Allow for tools and spares for all the equipment supplied |  | Item | 1 |  |  | 0 | 0 |  | 1140 | 1140 |  | 100 | 100 |  | 0 | 0 | 2838.7 | 2838.7 | 0 | 0
2.13.65 | B2.10.59 | (*) Ditto; Allow for providing maintenance kit, loose keys and consumables stores |  | Item | 1 |  |  | 0 | 0 |  | 1140 | 1140 |  | 100 | 100 |  | 0 | 0 | 1703.22 | 1703.22 | 0 | 0
2.13.66 | B2.10.60 | (*) Ditto; Allow for disinfection of potable water system |  | Item | 1 |  |  | 0 | 0 |  | 3420 | 3420 |  | 500 | 500 |  | 0 | 0 | 1703.22 | 1703.22 | 0 | 0
2.13.67 | B2.10.61 | (*) Ditto; Allow for documents including shop drawings, As built drawings, operating instructions and maintenance manuals etc., as specified |  | Item | 1 |  |  | 0 | 0 |  | 5700 | 5700 |  | 2000 | 2000 |  | 0 | 0 | 1703.22 | 1703.22 | 0 | 0
2.13.68 | B2.10.62 | (*) Ditto; Allow for incidental work |  | Item | 1 |  |  | 0 | 0 |  | 1140 | 1140 |  | 100 | 100 |  | 0 | 0 | 2838.7 | 2838.7 | 0 | 0
2.13.69 | B2.10.63 | (*) Ditto; Allow for protective painting and decorative painting |  | Item | 1 |  |  | 0 | 0 |  | 2622 | 2622 |  | 100 | 100 |  | 0 | 0 | 2838.7 | 2838.7 | 0 | 0
2.13.70 | B2.10.64 | (*) Ditto; Allow for any additional items not included above but necessary for the successful completion of the Water Supply Installations |  | Item | 1 |  |  | 0 | 0 |  | 0 | 0 |  | 0 | 0 |  | 0 | 0 | 2838.7 | 2838.7 | 0 | 0
| Note | Note Details
2.13.71 | - | Sanitary ware
2.13.72 | - | Supply & Fix Sanitary ware ,including all accessories needed as per mention in drawings & specifications
| Item Code | Description | Item Remarks | Unit of Measurement | Quantity/Base Price |  |  | Unit Price/Discount % (Excluding VAT) | Total |  | Unit Price/Discount % (Excluding VAT) | Total |  | Unit Price/Discount % (Excluding VAT) | Total |  | Unit Price/Discount % (Excluding VAT) | Total | Unit Price/Discount % (Excluding VAT) | Total | Unit Price/Discount % (Excluding VAT) | Total
2.13.73 | B2.10.65 | (*) Sanitary ware |  | Item | 1 |  |  | 0 | 0 |  | 68400 | 68400 |  | 70000 | 70000 |  | 0 | 0 | 85160.93 | 85160.93 | 0 | 0
| Note | Note Details
2.13.74 | - | Fire protection
2.13.75 | - | Supply and installation, testing, commissioning fire fighting system with all accessories as per ADDC latest code
| Item Code | Description | Item Remarks | Unit of Measurement | Quantity/Base Price |  |  | Unit Price/Discount % (Excluding VAT) | Total |  | Unit Price/Discount % (Excluding VAT) | Total |  | Unit Price/Discount % (Excluding VAT) | Total |  | Unit Price/Discount % (Excluding VAT) | Total | Unit Price/Discount % (Excluding VAT) | Total | Unit Price/Discount % (Excluding VAT) | Total
2.13.76 | B2.10.66 | (*) Fire extinguishers and equipment complete as specified including supports, brackets, instruction signs and the like; all in accordance with the specification and drawings; 6 kg dry powder fire extinguisher |  | No. | 6 |  |  | 0 | 0 |  | 228 | 1368 |  | 400 | 2400 |  | 0 | 0 | 454.19 | 2725.14 | 0 | 0
2.13.77 | B2.10.67 | (*) Ditto; 9 ltr foam fire extinguisher |  | No. | 2 |  |  | 0 | 0 |  | 342 | 684 |  | 750 | 1500 |  | 0 | 0 | 965.16 | 1930.32 | 0 | 0
2.13.78 | B2.10.68 | (*) Ditto; 5 kg co2 fire extinguisher |  | No. | 6 |  |  | 0 | 0 |  | 285 | 1710 |  | 420 | 2520 |  | 0 | 0 | 510.97 | 3065.82 | 0 | 0
2.13.79 | B2.10.69 | (*) Fire Hose Cabinet; all in accordance with the drawing and specification |  | No. | 1 |  |  | 0 | 0 |  | 5928 | 5928 |  | 20000 | 20000 |  | 0 | 0 | 8516.09 | 8516.09 | 0 | 0
2.13.80 | B2.10.70 | (*) Fire Blanket; all in accordance with the drawing and specification |  | No. | 1 |  |  | 0 | 0 |  | 96.9 | 96.9 |  | 600 | 600 |  | 0 | 0 | 1703.22 | 1703.22 | 0 | 0
2.13.81 | B2.10.71 | (*) Sprinkler heads; all in accordance with the specification and drawings; Pendant Sprinkler |  | No. | 46 |  |  | 0 | 0 |  | 39.9 | 1835.4 |  | 350 | 16100 |  | 0 | 0 | 1021.93 | 47008.78 | 0 | 0
2.13.82 | B2.10.72 | (*) Galvanized Steel Sprinkler pipe including fittings, valves and accessories; all in accordance with the specification and drawings; 25mm dia. |  | m | 108 |  |  | 0 | 0 |  | 39.9 | 4309.2 |  | 150 | 16200 |  | 0 | 0 | 85.16 | 9197.28 | 0 | 0
2.13.83 | B2.10.73 | (*) Ditto; 32mm dia |  | m | 9 |  |  | 0 | 0 |  | 51.3 | 461.7 |  | 160 | 1440 |  | 0 | 0 | 102.19 | 919.71 | 0 | 0
2.13.84 | B2.10.74 | (*) Ditto; 40mm diameter |  | m | 12 |  |  | 0 | 0 |  | 62.7 | 752.4 |  | 170 | 2040 |  | 0 | 0 | 124.9 | 1498.8 | 0 | 0
2.13.85 | B2.10.75 | (*) Ditto; 50mm diameter |  | m | 19 |  |  | 0 | 0 |  | 74.1 | 1407.9 |  | 180 | 3420 |  | 0 | 0 | 136.26 | 2588.94 | 0 | 0
2.13.86 | B2.10.76 | (*) Ditto; 65mm diameter |  | m | 17 |  |  | 0 | 0 |  | 91.2 | 1550.4 |  | 185 | 3145 |  | 0 | 0 | 153.29 | 2605.93 | 0 | 0
2.13.87 | B2.10.77 | (*) Ditto; 80mm diameter |  | m | 4 |  |  | 0 | 0 |  | 114 | 456 |  | 200 | 800 |  | 0 | 0 | 170.32 | 681.28 | 0 | 0
2.13.88 | B2.10.78 | (*) Ditto; 100mm diameter |  | m | 12 |  |  | 0 | 0 |  | 148.2 | 1778.4 |  | 220 | 2640 |  | 0 | 0 | 181.68 | 2180.16 | 0 | 0
2.13.89 | B2.10.79 | (*) Galvanized Steel wet riser pipe including fittings, valves and accessories; all in accordance with the specification and drawings; 65mm dia. |  | m | 18 |  |  | 0 | 0 |  | 91.2 | 1641.6 |  | 185 | 3330 |  | 0 | 0 | 227.1 | 4087.8 | 0 | 0
| Note | Note Details
2.13.90 | - | SUNDRIES:-
| Item Code | Description | Item Remarks | Unit of Measurement | Quantity/Base Price |  |  | Unit Price/Discount % (Excluding VAT) | Total |  | Unit Price/Discount % (Excluding VAT) | Total |  | Unit Price/Discount % (Excluding VAT) | Total |  | Unit Price/Discount % (Excluding VAT) | Total | Unit Price/Discount % (Excluding VAT) | Total | Unit Price/Discount % (Excluding VAT) | Total
2.13.91 | B2.10.80 | (*) Allow for supports |  | Item | 1 |  |  | 0 | 0 |  | 2280 | 2280 |  | 1000 | 1000 |  | 0 | 0 | 2270.96 | 2270.96 | 0 | 0
2.13.92 | B2.10.81 | (*) Allow for identifications, tag plates, labels, signage and colour coding for all services. |  | Item | 1 |  |  | 0 | 0 |  | 2280 | 2280 |  | 800 | 800 |  | 0 | 0 | 2270.96 | 2270.96 | 0 | 0
2.13.93 | B2.10.82 | (*) Allow for testing and pre-commissioning |  | Item | 1 |  |  | 0 | 0 |  | 3420 | 3420 |  | 500 | 500 |  | 0 | 0 | 2270.96 | 2270.96 | 0 | 0
2.13.94 | B2.10.83 | (*) Allow for commissioning |  | Item | 1 |  |  | 0 | 0 |  | 2280 | 2280 |  | 500 | 500 |  | 0 | 0 | 2270.96 | 2270.96 | 0 | 0
2.13.95 | B2.10.84 | (*) Allow for tools and spares |  | Item | 1 |  |  | 0 | 0 |  | 570 | 570 |  | 100 | 100 |  | 0 | 0 | 2270.96 | 2270.96 | 0 | 0
2.13.96 | B2.10.85 | (*) Allow for document and certification |  | Item | 1 |  |  | 0 | 0 |  | 570 | 570 |  | 1000 | 1000 |  | 0 | 0 | 2270.96 | 2270.96 | 0 | 0
2.13.97 | B2.10.86 | (*) Allow for co-ordination with other services |  | Item | 1 |  |  | 0 | 0 |  | 1140 | 1140 |  | 500 | 500 |  | 0 | 0 | 2270.96 | 2270.96 | 0 | 0
2.13.98 | B2.10.87 | (*) Allow for cutting or forming holes, mortises, chases, or the like and making good finishing |  | Item | 1 |  |  | 0 | 0 |  | 2280 | 2280 |  | 1000 | 1000 |  | 0 | 0 | 2270.96 | 2270.96 | 0 | 0
2.13.99 | B2.10.88 | (*) Allow for building in or cutting and pinning brackets or the like and making good finishing |  | Item | 1 |  |  | 0 | 0 |  | 5700 | 5700 |  | 1000 | 1000 |  | 0 | 0 | 2270.96 | 2270.96 | 0 | 0
2.13.100 | B2.10.89 | (*) Allow for protective painting to all systems |  | Item | 1 |  |  | 0 | 0 |  | 3420 | 3420 |  | 500 | 500 |  | 0 | 0 | 2270.96 | 2270.96 | 0 | 0
2.13.101 | B2.10.90 | (*) Allow for decorative painting to all systems |  | Item | 1 |  |  | 0 | 0 |  | 4560 | 4560 |  | 0 | 0 |  | 0 | 0 | 2270.96 | 2270.96 | 0 | 0
2.13.102 | B2.10.91 | (*) Allow for drawings, manuals, submittal, samples inspections, instruction books |  | Item | 1 |  |  | 0 | 0 |  | 5700 | 5700 |  | 1500 | 1500 |  | 0 | 0 | 2270.96 | 2270.96 | 0 | 0
2.13.103 | B2.10.92 | (*) Allow for builders work |  | Item | 1 |  |  | 0 | 0 |  | 9120 | 9120 |  | 8000 | 8000 |  | 0 | 0 | 2270.96 | 2270.96 | 0 | 0
| Note | Note Details
2.13.104 | - | Additional items
| Item Code | Description | Item Remarks | Unit of Measurement | Quantity/Base Price |  |  | Unit Price/Discount % (Excluding VAT) | Total |  | Unit Price/Discount % (Excluding VAT) | Total |  | Unit Price/Discount % (Excluding VAT) | Total |  | Unit Price/Discount % (Excluding VAT) | Total | Unit Price/Discount % (Excluding VAT) | Total | Unit Price/Discount % (Excluding VAT) | Total
2.13.105 | AI | (*) Contractor may price here any items which has been shown in the Contract drawings or any other Contract Documents but overlooked or not specifically mentioned inthe schedule of items and is necessary for the satisfactory completion of the Works. Should the Contractor fail to insert any item here, it will be deemed that lump sum Contract Price includes all such items and no claims for additional items will be entertained. |  | Item | 1 |  |  | 0 | 0 |  | 0 | 0 |  | 0 | 0 |  | 8333866.3 | 8333866.3 | 0 | 0 | 1215000 | 1215000
| Note | Note Details
2.13.106 | - | Please attach one PDF file to be named "Additional Items for (insert bill no/name & Section No/name)" for the details of these additional items in the additional attachment area at the end of the BOQ.
2.14 NR-AD: B2-11 ELECTRICAL INSTALLATION | [6 empty] | 664945 | 104 (out of 104) | 680076 |  | 104 (out of 104) | 816343.74 |  | 104 (out of 104) | 1119675 |  | 104 (out of 104) | 9594050.67 | 104 (out of 104) | 1920155.99 | 104 (out of 104) | 891000
| Note | Note Details
2.14.1 | - | Electrical Works
2.14.2 | - | Sub-Main Distribution Board
2.14.3 | - | Supply, install, test and commission Wall mounted/ Free Standing Sub main Distribution Boards including circuit breakers, energy monitoring, conduits, ducts and trays from incoming/Outgoing power supply and all terminations as shown on the Drawings & Specifications for the following:-
| Item Code | Description | Item Remarks | Unit of Measurement | Quantity/Base Price |  |  | Unit Price/Discount % (Excluding VAT) | Total |  | Unit Price/Discount % (Excluding VAT) | Total |  | Unit Price/Discount % (Excluding VAT) | Total |  | Unit Price/Discount % (Excluding VAT) | Total | Unit Price/Discount % (Excluding VAT) | Total | Unit Price/Discount % (Excluding VAT) | Total
2.14.4 | B2.11.1 | (*) SMDB-ADMIN |  | No. | 1 |  |  | 680076 | 680076 |  | 10944 | 10944 |  | 13000 | 13000 |  | 0 | 0 | 24980.54 | 24980.54 | 0 | 0
| Note | Note Details
2.14.5 | - | Final Distribution Board
2.14.6 | - | Supply, install, test and commission Wall mounted/ Free Standing Final Distribution Boards including circuit breakers, energy monitoring, conduits, ducts and trays from incoming/Outgoing power supply and all terminations as shown on the Drawings & Specifications for the following:-
| Item Code | Description | Item Remarks | Unit of Measurement | Quantity/Base Price |  |  | Unit Price/Discount % (Excluding VAT) | Total |  | Unit Price/Discount % (Excluding VAT) | Total |  | Unit Price/Discount % (Excluding VAT) | Total |  | Unit Price/Discount % (Excluding VAT) | Total | Unit Price/Discount % (Excluding VAT) | Total | Unit Price/Discount % (Excluding VAT) | Total
2.14.7 | B2.11.2 | (*) DB-L |  | No. | 1 |  |  | 0 | 0 |  | 2508 | 2508 |  | 2400 | 2400 |  | 0 | 0 | 6812.87 | 6812.87 | 0 | 0
2.14.8 | B2.11.3 | (*) DB-P |  | No. | 1 |  |  | 0 | 0 |  | 2850 | 2850 |  | 2300 | 2300 |  | 0 | 0 | 5677.4 | 5677.4 | 0 | 0
2.14.9 | B2.11.4 | (*) DB-AC |  | No. | 1 |  |  | 0 | 0 |  | 2166 | 2166 |  | 1700 | 1700 |  | 0 | 0 | 5677.4 | 5677.4 | 0 | 0
2.14.10 | B2.11.5 | (*) HVAC CONTROL PANEL |  | No. | 1 |  |  | 0 | 0 |  | 2622 | 2622 |  | 53000 | 53000 |  | 0 | 0 | 39741.77 | 39741.77 | 0 | 0
2.14.11 | B2.11.6 | (*) DB-EXT |  | No. | 1 |  |  | 0 | 0 |  | 3420 | 3420 |  | 4000 | 4000 |  | 0 | 0 | 5677.4 | 5677.4 | 0 | 0
| Note | Note Details
2.14.12 | - | CABLES AND CABLES SUPPORT SYSTEMS:-
2.14.13 | - | Supply, install, test and commission of Low Voltage armoured cables including glands, connections, conduits, cable ducts, Cable Trays, GI cable trunking, civil works, cable cleats, earthing cable, fixings and termination complete as shown on Drawings and Specifications
2.14.14 | - | Cables from SMDB to the following
| Item Code | Description | Item Remarks | Unit of Measurement | Quantity/Base Price |  |  | Unit Price/Discount % (Excluding VAT) | Total |  | Unit Price/Discount % (Excluding VAT) | Total |  | Unit Price/Discount % (Excluding VAT) | Total |  | Unit Price/Discount % (Excluding VAT) | Total | Unit Price/Discount % (Excluding VAT) | Total | Unit Price/Discount % (Excluding VAT) | Total
2.14.15 | B2.11.7 | (*) (4C 10mm2 XLPE/SWA/PVC + 1C 10mm2 CU PVC) |  | m | 97 |  |  | 0 | 0 |  | 41.04 | 3980.88 |  | 55 | 5335 |  | 0 | 0 | 68.13 | 6608.61 | 0 | 0
2.14.16 | B2.11.8 | (*) (4C 16mm2 XLPE/SWA/PVC + 1C 10mm2 CU PVC) |  | m | 98 |  |  | 0 | 0 |  | 51.3 | 5027.4 |  | 70 | 6860 |  | 0 | 0 | 79.48 | 7789.04 | 0 | 0
2.14.17 | B2.11.9 | (*) (4C 50mm2 XLPE/SWA/PVC + 1C 25mm2 CU PVC) |  | m | 10 |  |  | 0 | 0 |  | 102.6 | 1026 |  | 135 | 1350 |  | 0 | 0 | 170.32 | 1703.2 | 0 | 0
2.14.18 | B2.11.10 | (*) (4C 240mm2 XLPE/SWA/PVC + 1C120mm2 CU PVC) | Updated QTY | m | 206 |  |  | 0 | 0 |  | 627 | 129162 |  | 430 | 88580 |  | 0 | 0 | 340.64 | 70171.84 | 0 | 0
| Note | Note Details
2.14.19 | - | Cables Trays and Trunking
2.14.20 | - | Internal armoured cables, cable trays, cable ducts, GI cable trunking, civil works etc. including all fixings and termination complete as per shown in schematic diagram, load schedules and drawings.
| Item Code | Description | Item Remarks | Unit of Measurement | Quantity/Base Price |  |  | Unit Price/Discount % (Excluding VAT) | Total |  | Unit Price/Discount % (Excluding VAT) | Total |  | Unit Price/Discount % (Excluding VAT) | Total |  | Unit Price/Discount % (Excluding VAT) | Total | Unit Price/Discount % (Excluding VAT) | Total | Unit Price/Discount % (Excluding VAT) | Total
2.14.21 | B2.11.11 | (*) GI Trunking 50mm x 50mm |  | Item | 1 |  |  | 0 | 0 |  | 1140 | 1140 |  | 1000 | 1000 |  | 0 | 0 | 8516.09 | 8516.09 | 0 | 0
2.14.22 | B2.11.12 | (*) GI Trunking 100mm x 100mm |  | Item | 1 |  |  | 0 | 0 |  | 1824 | 1824 |  | 500 | 500 |  | 0 | 0 | 11354.79 | 11354.79 | 0 | 0
2.14.23 | B2.11.13 | (*) GI Trunking 150mm x 150mm |  | Item | 1 |  |  | 0 | 0 |  | 3055.2 | 3055.2 |  | 500 | 500 |  | 0 | 0 | 11354.79 | 11354.79 | 0 | 0
2.14.24 | B2.11.14 | (*) 100mm HDGI cable tray |  | Item | 1 |  |  | 0 | 0 |  | 3283.2 | 3283.2 |  | 3000 | 3000 |  | 0 | 0 | 17032.19 | 17032.19 | 0 | 0
2.14.25 | B2.11.15 | (*) 150 mm HDGI cable tray |  | Item | 1 |  |  | 0 | 0 |  | 3420 | 3420 |  | 18000 | 18000 |  | 0 | 0 | 22709.58 | 22709.58 | 0 | 0
2.14.26 | B2.11.16 | (*) 200 mm HDGI cable tray |  | Item | 1 |  |  | 0 | 0 |  | 1140 | 1140 |  | 2000 | 2000 |  | 0 | 0 | 56773.96 | 56773.96 | 0 | 0
2.14.27 | B2.11.17 | (*) 300 mm HDGI cable tray |  | Item | 1 |  |  | 0 | 0 |  | 1710 | 1710 |  | 13000 | 13000 |  | 0 | 0 | 34064.37 | 34064.37 | 0 | 0
| Note | Note Details
2.14.28 | - | DISCONNECTING SWITCHES:-
2.14.29 | - | Supply ,Install, testing and commissioning AC23,IP65 Disconnecting switches including all interconnecting cables, wires , trays and Equipments Points from SMD panels and terminations.
| Item Code | Description | Item Remarks | Unit of Measurement | Quantity/Base Price |  |  | Unit Price/Discount % (Excluding VAT) | Total |  | Unit Price/Discount % (Excluding VAT) | Total |  | Unit Price/Discount % (Excluding VAT) | Total |  | Unit Price/Discount % (Excluding VAT) | Total | Unit Price/Discount % (Excluding VAT) | Total | Unit Price/Discount % (Excluding VAT) | Total
2.14.30 | B2.11.18 | (*) Single phase Isolator (SPN) IP65 |  | No. | 5 |  |  | 0 | 0 |  | 912 | 4560 |  | 300 | 1500 |  | 0 | 0 | 965.16 | 4825.8 | 0 | 0
2.14.31 | B2.11.19 | (*) Three Phase Isolator (TPN) IP 65 |  | No. | 6 |  |  | 0 | 0 |  | 1596 | 9576 |  | 650 | 3900 |  | 0 | 0 | 1759.99 | 10559.94 | 0 | 0
| Note | Note Details
2.14.32 | - | POWER INSTALLATION:
2.14.33 | - | Wiring Devices Points
2.14.34 | - | Supply ,Install, testing and commissioning complete including points of Wiring devices with cover plates and outlet boxes , wiring cable tray & required all terminations,conduits,boxes , back boxes, couplers, draw boxes, junction boxes, wiring etc complete as per Drawings and Specifications.
| Item Code | Description | Item Remarks | Unit of Measurement | Quantity/Base Price |  |  | Unit Price/Discount % (Excluding VAT) | Total |  | Unit Price/Discount % (Excluding VAT) | Total |  | Unit Price/Discount % (Excluding VAT) | Total |  | Unit Price/Discount % (Excluding VAT) | Total | Unit Price/Discount % (Excluding VAT) | Total | Unit Price/Discount % (Excluding VAT) | Total
2.14.35 | B2.11.20 | (*) 13A switched single socket outlet |  | No. | 20 |  |  | 0 | 0 |  | 239.4 | 4788 |  | 320 | 6400 |  | 0 | 0 | 425.8 | 8516 | 0 | 0
2.14.36 | B2.11.21 | (*) 13A switched double socket outlet |  | No. | 22 |  |  | 0 | 0 |  | 273.6 | 6019.2 |  | 380 | 8360 |  | 0 | 0 | 454.19 | 9992.18 | 0 | 0
2.14.37 | B2.11.22 | (*) 1 gang 13A,240 V,2 pole weather proof switched socket outlet IP65 |  | No. | 3 |  |  | 0 | 0 |  | 222.3 | 666.9 |  | 420 | 1260 |  | 0 | 0 | 567.74 | 1703.22 | 0 | 0
2.14.38 | B2.11.23 | (*) 13A switched double socket outlet above bench level |  | No. | 3 |  |  | 0 | 0 |  | 273.6 | 820.8 |  | 420 | 1260 |  | 0 | 0 | 454.19 | 1362.57 | 0 | 0
2.14.39 | B2.11.24 | (*) 13A switched single socket outlet above bench level |  | No. | 1 |  |  | 0 | 0 |  | 239.4 | 239.4 |  | 380 | 380 |  | 0 | 0 | 425.8 | 425.8 | 0 | 0
2.14.40 | B2.11.25 | (*) 16A Industrial socket |  | No. | 1 |  |  | 0 | 0 |  | 604.2 | 604.2 |  | 550 | 550 |  | 0 | 0 | 681.29 | 681.29 | 0 | 0
2.14.41 | B2.11.26 | (*) Flex outlet for water heater |  | No. | 4 |  |  | 0 | 0 |  | 250.8 | 1003.2 |  | 400 | 1600 |  | 0 | 0 | 738.06 | 2952.24 | 0 | 0
2.14.42 | B2.11.27 | (*) Floor box |  | No. | 2 |  |  | 0 | 0 |  | 490.2 | 980.4 |  | 2500 | 5000 |  | 0 | 0 | 1021.93 | 2043.86 | 0 | 0
| Note | Note Details
2.14.43 | - | LIGHTING FIXTURES
2.14.44 | - | Supply, install, testing and commissioning complete Light fittings including cabling, wiring, conduits and switches in connections to permanent wiring system
| Item Code | Description | Item Remarks | Unit of Measurement | Quantity/Base Price |  |  | Unit Price/Discount % (Excluding VAT) | Total |  | Unit Price/Discount % (Excluding VAT) | Total |  | Unit Price/Discount % (Excluding VAT) | Total |  | Unit Price/Discount % (Excluding VAT) | Total | Unit Price/Discount % (Excluding VAT) | Total | Unit Price/Discount % (Excluding VAT) | Total
2.14.45 | B2.11.28 | (*) Electrical points for Type L1 |  | No. | 2 |  |  | 0 | 0 |  | 524.4 | 1048.8 |  | 1150 | 2300 |  | 0 | 0 | 1078.71 | 2157.42 | 0 | 0
2.14.46 | B2.11.29 | (*) Electrical points for Type L2 |  | No. | 40 |  |  | 0 | 0 |  | 524.4 | 20976 |  | 1150 | 46000 |  | 0 | 0 | 993.54 | 39741.6 | 0 | 0
| Note | Note Details
2.14.47 | deleted | Electrical points for Type L3
2.14.48 | deleted | Electrical points for Type L4
| Item Code | Description | Item Remarks | Unit of Measurement | Quantity/Base Price |  |  | Unit Price/Discount % (Excluding VAT) | Total |  | Unit Price/Discount % (Excluding VAT) | Total |  | Unit Price/Discount % (Excluding VAT) | Total |  | Unit Price/Discount % (Excluding VAT) | Total | Unit Price/Discount % (Excluding VAT) | Total | Unit Price/Discount % (Excluding VAT) | Total
2.14.49 | B2.11.32 | (*) Electrical points for Type L5 |  | No. | 7 |  |  | 0 | 0 |  | 570 | 3990 |  | 1403 | 9821 |  | 0 | 0 | 624.51 | 4371.57 | 0 | 0
2.14.50 | B2.11.33 | (*) Electrical points for Type L6 | Quantity Updated | No. | 7 |  |  | 0 | 0 |  | 627 | 4389 |  | 400 | 2800 |  | 0 | 0 | 851.61 | 5961.27 | 0 | 0
2.14.51 | B2.11.34 | (*) Electrical points for Type L7 | Quantity Updated | No. | 108 |  |  | 0 | 0 |  | 370.5 | 40014 |  | 280 | 30240 |  | 0 | 0 | 908.38 | 98105.04 | 0 | 0
2.14.52 | B2.11.34.1 | (*) Electrical points for Type L8 | Additional | No. | 14 |  |  | 0 | 0 |  | 627 | 8778 |  | 855 | 11970 |  | 0 | 0 | 965.16 | 13512.24 | 0 | 0
2.14.53 | B2.11.34.2 | (*) Electrical points for Type L9 | Additional | No. | 10 |  |  | 0 | 0 |  | 627 | 6270 |  | 1535 | 15350 |  | 0 | 0 | 766.45 | 7664.5 | 0 | 0
2.14.54 | B2.11.34.3 | (*) Electrical points for Type L10 | Additional | No. | 2 |  |  | 0 | 0 |  | 627 | 1254 |  | 767 | 1534 |  | 0 | 0 | 1476.12 | 2952.24 | 0 | 0
2.14.55 | B2.11.35 | (*) Surface Mountain Self Contained Non Maintained, 3 Hours Duration 1x12W Emergency Light |  | No. | 33 |  |  | 0 | 0 |  | 478.8 | 15800.4 |  | 1085 | 35805 |  | 0 | 0 | 1703.22 | 56206.26 | 0 | 0
2.14.56 | B2.11.36 | (*) Self Contained and Maintained, 3 Hours Duration 1x8W Exit Light |  | No. | 8 |  |  | 0 | 0 |  | 399 | 3192 |  | 1190 | 9520 |  | 0 | 0 | 1419.35 | 11354.8 | 0 | 0
| Note | Note Details
2.14.57 | - | WIRING DEVICES & ACCESSORIES
2.14.58 | - | Supply, install and connect the following devices including device boxes, cover, plates, conduits and wiring between devices and distribution boards, switch panels, etc. as per drawings:
| Item Code | Description | Item Remarks | Unit of Measurement | Quantity/Base Price |  |  | Unit Price/Discount % (Excluding VAT) | Total |  | Unit Price/Discount % (Excluding VAT) | Total |  | Unit Price/Discount % (Excluding VAT) | Total |  | Unit Price/Discount % (Excluding VAT) | Total | Unit Price/Discount % (Excluding VAT) | Total | Unit Price/Discount % (Excluding VAT) | Total
2.14.59 | B2.11.37 | (*) 20A double pole switch |  | No. | 10 |  |  | 0 | 0 |  | 222.3 | 2223 |  | 300 | 3000 |  | 0 | 0 | 851.61 | 8516.1 | 0 | 0
2.14.60 | B2.11.38 | (*) One way one gang lighting grid switch |  | No. | 12 |  |  | 0 | 0 |  | 205.2 | 2462.4 |  | 280 | 3360 |  | 0 | 0 | 738.06 | 8856.72 | 0 | 0
2.14.61 | B2.11.39 | (*) One way Two gang lighting grid switch |  | No. | 3 |  |  | 0 | 0 |  | 205.2 | 615.6 |  | 320 | 960 |  | 0 | 0 | 965.16 | 2895.48 | 0 | 0
| Note | Note Details
2.14.62 | - | LIGHTING CONTROL SYSTEM:
2.14.63 | - | Supply, install, test and commission complete lighting control system including, cabling, wiring, termination and power connections ,(Data if required)conduits, back boxes, couplers, accessories and suitable for each rooms, halls, corridors and offices and all place at the bulding with all required software and programming activities for all components of the system to the Specification ,shown on Drawings and operation performance requested by the Engineer and not limited to the following .
| Item Code | Description | Item Remarks | Unit of Measurement | Quantity/Base Price |  |  | Unit Price/Discount % (Excluding VAT) | Total |  | Unit Price/Discount % (Excluding VAT) | Total |  | Unit Price/Discount % (Excluding VAT) | Total |  | Unit Price/Discount % (Excluding VAT) | Total | Unit Price/Discount % (Excluding VAT) | Total | Unit Price/Discount % (Excluding VAT) | Total
2.14.64 | B2.11.40 | (*) Overide Switch |  | Item | 8 |  |  | 0 | 0 |  | 228 | 1824 |  | 650 | 5200 |  | 0 | 0 | 5677.4 | 45419.2 | 0 | 0
2.14.65 | B2.11.41 | (*) 360 Motion sensor |  | Item | 22 |  |  | 0 | 0 |  | 570 | 12540 |  | 1000 | 22000 |  | 0 | 0 | 1135.48 | 24980.56 | 0 | 0
2.14.66 | B2.11.42 | (*) Lighting Control Panel |  | No. | 1 |  |  | 0 | 0 |  | 17100 | 17100 |  | 20000 | 20000 |  | 0 | 0 | 22709.58 | 22709.58 | 0 | 0
2.14.67 | B2.11.43 | (*) LCD Touch screen |  | No. | 1 |  |  | 0 | 0 |  | 11400 | 11400 |  | 3500 | 3500 |  | 0 | 0 | 7948.35 | 7948.35 | 0 | 0
2.14.68 | B2.11.44 | (*) Photocell & timer switcher W/P IP54 |  | No. | 1 |  |  | 0 | 0 |  | 1140 | 1140 |  | 800 | 800 |  | 0 | 0 | 7948.35 | 7948.35 | 0 | 0
2.14.69 | B2.11.45 | (*) Conduites, wiring, cables, termination, trunking, ,junction boxes,earthing and trays etc related to telecommunication system |  | Item | 1 |  |  | 0 | 0 |  | 74100 | 74100 |  | 0 | 0 |  | 0 | 0 | 85160.93 | 85160.93 | 0 | 0
| Note | Note Details
2.14.70 | - | COMMUNICATION SYSTEMS
2.14.71 | - | TELECOMMUNICATION SYSTEM:-
2.14.72 | - | Supply, install, testing and commissioning complete Telecom System Equipments Points & Accessories including connection and terminations as per Client Requirements, drawings ,Specifications and as per latest Etisalat regulations.
| Item Code | Description | Item Remarks | Unit of Measurement | Quantity/Base Price |  |  | Unit Price/Discount % (Excluding VAT) | Total |  | Unit Price/Discount % (Excluding VAT) | Total |  | Unit Price/Discount % (Excluding VAT) | Total |  | Unit Price/Discount % (Excluding VAT) | Total | Unit Price/Discount % (Excluding VAT) | Total | Unit Price/Discount % (Excluding VAT) | Total
2.14.73 | B2.11.46 | (*) IDF |  | No. | 1 |  |  | 0 | 0 |  | 5700 | 5700 |  | 25000 | 25000 |  | 0 | 0 | 6812.87 | 6812.87 | 0 | 0
2.14.74 | B2.11.47 | (*) Dual RJ 45outlet |  | No. | 19 |  |  | 0 | 0 |  | 399 | 7581 |  | 720 | 13680 |  | 0 | 0 | 908.38 | 17259.22 | 0 | 0
2.14.75 | B2.11.48 | (*) Single RJ 45outlet (above false cielling) |  | No. | 3 |  |  | 0 | 0 |  | 330.6 | 991.8 |  | 400 | 1200 |  | 0 | 0 | 681.29 | 2043.87 | 0 | 0
2.14.76 | B2.11.49 | (*) 24 port switch |  | No. | 1 |  |  | 0 | 0 |  | 570 | 570 |  | 6000 | 6000 |  | 0 | 0 | 34064.37 | 34064.37 | 0 | 0
2.14.77 | B2.11.50 | (*) patch panel |  | No. | 1 |  |  | 0 | 0 |  | 1140 | 1140 |  | 2500 | 2500 |  | 0 | 0 | 17032.19 | 17032.19 | 0 | 0
2.14.78 | B2.11.51 | (*) Conduites, wiring, cables, termination, trunking, ,junction boxes,earthing and trays etc related to Lighting control system |  | Item | 1 |  |  | 0 | 0 |  | 74100 | 74100 |  | 25000 | 25000 |  | 0 | 0 | 68128.75 | 68128.75 | 0 | 0
| Note | Note Details
2.14.79 | - | Cables Trays and Trunking
2.14.80 | - | cable trays, cable ducts, GI cable trunking, civil works etc. including all fixings and termination complete as per shown in schematic diagram, load schedules drawings and requirments
| Item Code | Description | Item Remarks | Unit of Measurement | Quantity/Base Price |  |  | Unit Price/Discount % (Excluding VAT) | Total |  | Unit Price/Discount % (Excluding VAT) | Total |  | Unit Price/Discount % (Excluding VAT) | Total |  | Unit Price/Discount % (Excluding VAT) | Total | Unit Price/Discount % (Excluding VAT) | Total | Unit Price/Discount % (Excluding VAT) | Total
2.14.81 | B2.11.52 | (*) GI Trunking 50mm x 50mm |  | Item | 1 |  |  | 0 | 0 |  | 61.56 | 61.56 |  | 0 | 0 |  | 0 | 0 | 5677.4 | 5677.4 | 0 | 0
2.14.82 | B2.11.53 | (*) GI Trunking 100mm x 100mm |  | Item | 1 |  |  | 0 | 0 |  | 93.48 | 93.48 |  | 0 | 0 |  | 0 | 0 | 5677.4 | 5677.4 | 0 | 0
2.14.83 | B2.11.54 | (*) GI Trunking 150mm x 150mm |  | Item | 1 |  |  | 0 | 0 |  | 152.76 | 152.76 |  | 0 | 0 |  | 0 | 0 | 7380.61 | 7380.61 | 0 | 0
2.14.84 | B2.11.55 | (*) 100mm HDGI cable tray |  | Item | 1 |  |  | 0 | 0 |  | 114 | 114 |  | 0 | 0 |  | 0 | 0 | 7948.35 | 7948.35 | 0 | 0
2.14.85 | B2.11.56 | (*) 150mm HDGI cable tray |  | Item | 1 |  |  | 0 | 0 |  | 164.16 | 164.16 |  | 0 | 0 |  | 0 | 0 | 9651.57 | 9651.57 | 0 | 0
| Note | Note Details
2.14.86 | - | ACCESS CONTROL SYSTEM
2.14.87 | - | install, test and commission a Door access control system as specified here under and shown on the drawings and secification
| Item Code | Description | Item Remarks | Unit of Measurement | Quantity/Base Price |  |  | Unit Price/Discount % (Excluding VAT) | Total |  | Unit Price/Discount % (Excluding VAT) | Total |  | Unit Price/Discount % (Excluding VAT) | Total |  | Unit Price/Discount % (Excluding VAT) | Total | Unit Price/Discount % (Excluding VAT) | Total | Unit Price/Discount % (Excluding VAT) | Total
2.14.88 | B2.11.57 | (*) Card Reader |  | No. | 6 |  |  | 0 | 0 |  | 570 | 3420 |  | 2500 | 15000 |  | 0 | 0 | 908.38 | 5450.28 | 0 | 0
2.14.89 | B2.11.58 | (*) Exit button |  | No. | 6 |  |  | 0 | 0 |  | 228 | 1368 |  | 500 | 3000 |  | 0 | 0 | 1703.22 | 10219.32 | 0 | 0
2.14.90 | B2.11.59 | (*) Door contact |  | No. | 6 |  |  | 0 | 0 |  | 342 | 2052 |  | 500 | 3000 |  | 0 | 0 | 851.61 | 5109.66 | 0 | 0
2.14.91 | B2.11.60 | (*) Magnetic lock |  | No. | 6 |  |  | 0 | 0 |  | 456 | 2736 |  | 1500 | 9000 |  | 0 | 0 | 851.61 | 5109.66 | 0 | 0
2.14.92 | B2.11.61 | (*) 24 port switch |  | No. | 1 |  |  | 0 | 0 |  | 570 | 570 |  | 6000 | 6000 |  | 0 | 0 | 11354.79 | 11354.79 | 0 | 0
2.14.93 | B2.11.62 | (*) patch panel |  | Item | 1 |  |  | 0 | 0 |  | 1140 | 1140 |  | 2500 | 2500 |  | 0 | 0 | 17032.19 | 17032.19 | 0 | 0
2.14.94 | B2.11.63 | (*) wiring, , termination etc related work to Access control system |  | Item | 1 |  |  | 0 | 0 |  | 28500 | 28500 |  | 25000 | 25000 |  | 0 | 0 | 22709.58 | 22709.58 | 0 | 0
| Note | Note Details
2.14.95 | - | AUDIO VIDEO SYSTEM
2.14.96 | - | Supply, install Test & Commissioning the following Audio Video and outlets complete including pull boxes, and all necessary fixing accessories all as shown in the drawings,schematic diagram & specification.
| Item Code | Description | Item Remarks | Unit of Measurement | Quantity/Base Price |  |  | Unit Price/Discount % (Excluding VAT) | Total |  | Unit Price/Discount % (Excluding VAT) | Total |  | Unit Price/Discount % (Excluding VAT) | Total |  | Unit Price/Discount % (Excluding VAT) | Total | Unit Price/Discount % (Excluding VAT) | Total | Unit Price/Discount % (Excluding VAT) | Total
2.14.97 | B2.13.64 | (*) 40'' smart HD TV WITH BUILT IN PC | Quantity Updated | No. | 2 |  |  | 0 | 0 |  | 7980 | 15960 |  | 15000 | 30000 |  | 0 | 0 | 9651.57 | 19303.14 | 0 | 0
2.14.98 | B2.13.65 | (*) Conduites, wiring, patch panels, cables, termination, trunking, ,junction boxes,earthing,software and trays... etc related work required for AV system |  | Item | 1 |  |  | 0 | 0 |  | 5700 | 5700 |  | 6000 | 6000 |  | 0 | 0 | 5677.4 | 5677.4 | 0 | 0
| Note | Note Details
2.14.99 | - | CCTV System Installation
2.14.100 | - | Allow for all necessary works in connection with CCTV installation complete including supply, installation, testing and commissioning as per the drawings and/or the specifications
2.14.101 | - | Complete CCTV system including NVR,work station,CAT6 cabling ,power caling... ETC and all devices / elements as shown on the drawings and/or in specification including supply, installation, connections, testing & commissioning and documentation. Include all builders work, fixing accessories, wires/ cables, tagging, cable tray with cover, trunking, conduits, supports, back boxes,couplers and accessories as required
| Item Code | Description | Item Remarks | Unit of Measurement | Quantity/Base Price |  |  | Unit Price/Discount % (Excluding VAT) | Total |  | Unit Price/Discount % (Excluding VAT) | Total |  | Unit Price/Discount % (Excluding VAT) | Total |  | Unit Price/Discount % (Excluding VAT) | Total | Unit Price/Discount % (Excluding VAT) | Total | Unit Price/Discount % (Excluding VAT) | Total
2.14.102 | B2.11.66 | (*) Dome type camera IP (Day & Night) POE ,Recognize |  | No. | 5 |  |  | 0 | 0 |  | 2280 | 11400 |  | 6000 | 30000 |  | 0 | 0 | 9083.83 | 45419.15 | 0 | 0
2.14.103 | B2.11.67 | (*) Dome type camera IP (Day & Night) POE, Identify |  | No. | 4 |  |  | 0 | 0 |  | 2280 | 9120 |  | 7500 | 30000 |  | 0 | 0 | 11354.79 | 45419.16 | 0 | 0
2.14.104 | B2.11.68 | (*) Fixed camera IP (DAY & Night )POE weather proof ,Recongize |  | No. | 8 |  |  | 0 | 0 |  | 1710 | 13680 |  | 9500 | 76000 |  | 0 | 0 | 9083.83 | 72670.64 | 0 | 0
2.14.105 | B2.11.69 | (*) port switch |  | No. | 2 |  |  | 0 | 0 |  | 228 | 456 |  | 0 | 0 |  | 0 | 0 | 11354.79 | 22709.58 | 0 | 0
2.14.106 | B2.11.70 | (*) 24 POE port switch |  | No. | 2 |  |  | 0 | 0 |  | 570 | 1140 |  | 6000 | 12000 |  | 0 | 0 | 17032.19 | 34064.38 | 0 | 0
2.14.107 | B2.11.71 | (*) Patch panel |  | No. | 2 |  |  | 0 | 0 |  | 1140 | 2280 |  | 2500 | 5000 |  | 0 | 0 | 17032.19 | 34064.38 | 0 | 0
2.14.108 | B2.11.72 | (*) Conduites, wiring, patch panels, cables, termination, trunking, ,junction boxes,earthing and trays... etc related work required for CCTV system |  | Item | 1 |  |  | 0 | 0 |  | 22800 | 22800 |  | 80000 | 80000 |  | 0 | 0 | 56773.96 | 56773.96 | 0 | 0
| Note | Note Details
2.14.109 | - | Uninterruptible Power Supply
2.14.110 | - | Supply, install, test and commission of UPS including battery bank, rectifier, inverters static by pass switch, control panel, ducts, cable terminations, cable tray, conduits, civil works, etc. in accordance with the site conditions, Requirements, Drawings and Specification.
| Item Code | Description | Item Remarks | Unit of Measurement | Quantity/Base Price |  |  | Unit Price/Discount % (Excluding VAT) | Total |  | Unit Price/Discount % (Excluding VAT) | Total |  | Unit Price/Discount % (Excluding VAT) | Total |  | Unit Price/Discount % (Excluding VAT) | Total | Unit Price/Discount % (Excluding VAT) | Total | Unit Price/Discount % (Excluding VAT) | Total
2.14.111 | B2.12.73 | (*) 5 KVA UPS (for racks) |  | No. | 1 |  |  | 0 | 0 |  | 11400 | 11400 |  | 25000 | 25000 |  | 0 | 0 | 71535.18 | 71535.18 | 0 | 0
| Note | Note Details
2.14.112 | - | Earthing & bonding System
| Item Code | Description | Item Remarks | Unit of Measurement | Quantity/Base Price |  |  | Unit Price/Discount % (Excluding VAT) | Total |  | Unit Price/Discount % (Excluding VAT) | Total |  | Unit Price/Discount % (Excluding VAT) | Total |  | Unit Price/Discount % (Excluding VAT) | Total | Unit Price/Discount % (Excluding VAT) | Total | Unit Price/Discount % (Excluding VAT) | Total
2.14.113 | B2.11.74 | (*) Supply, install ,testing and commissioning with all accessories of the earthing and bonding system complete including Earth Bar main earth electrodes , earthing continuity conductors ,bonding conductors and earth pit etc, as specified. |  | Item | 1 |  |  | 0 | 0 |  | 17100 | 17100 |  | 26000 | 26000 |  | 0 | 0 | 28386.98 | 28386.98 | 0 | 0
| Note | Note Details
2.14.114 | - | Lightning Protection System
2.14.115 | - | Supply, install, test and commission complete lightning protection system air termination network, fitting and connection complete in accordance with Specifications and Drawings.
| Item Code | Description | Item Remarks | Unit of Measurement | Quantity/Base Price |  |  | Unit Price/Discount % (Excluding VAT) | Total |  | Unit Price/Discount % (Excluding VAT) | Total |  | Unit Price/Discount % (Excluding VAT) | Total |  | Unit Price/Discount % (Excluding VAT) | Total | Unit Price/Discount % (Excluding VAT) | Total | Unit Price/Discount % (Excluding VAT) | Total
2.14.116 | B2.11.75 | (*) Earth pit |  | Item | 1 |  |  | 0 | 0 |  | 6840 | 6840 |  | 13000 | 13000 |  | 0 | 0 | 17032.19 | 17032.19 | 0 | 0
2.14.117 | B2.11.76 | (*) Free standing air terminal for protection of mechanical |  | Item | 1 |  |  | 0 | 0 |  | 2850 | 2850 |  | 4500 | 4500 |  | 0 | 0 | 5677.4 | 5677.4 | 0 | 0
2.14.118 | B2.11.77 | (*) Thermo weld in all joints |  | Item | 1 |  |  | 0 | 0 |  | 1425 | 1425 |  | 2200 | 2200 |  | 0 | 0 | 5677.4 | 5677.4 | 0 | 0
2.14.119 | B2.11.78 | (*) Copper tape down conductor |  | Item | 1 |  |  | 0 | 0 |  | 1368 | 1368 |  | 2000 | 2000 |  | 0 | 0 | 5677.4 | 5677.4 | 0 | 0
2.14.120 | B2.11.79 | (*) Down conductor to earth pit |  | Item | 1 |  |  | 0 | 0 |  | 1368 | 1368 |  | 6000 | 6000 |  | 0 | 0 | 5109.66 | 5109.66 | 0 | 0
2.14.121 | B2.11.80 | (*) 1C 70mm² PVC/SC direct buried cable |  | Item | 1 |  |  | 0 | 0 |  | 11115 | 11115 |  | 15000 | 15000 |  | 0 | 0 | 1703.22 | 1703.22 | 0 | 0
2.14.122 | B2.11.81 | (*) 25x 3mm bare copper tape lightning protection air terminal |  | Item | 1 |  |  | 0 | 0 |  | 9120 | 9120 |  | 0 | 0 |  | 0 | 0 | 9651.57 | 9651.57 | 0 | 0
| Note | Note Details
2.14.123 | - | FIRE ALARM & SECURITY SYSTEMS
2.14.124 | - | ANALOGUE ADDRESSABLE FIRE ALARM SYSTEM
2.14.125 | - | Fire Alarm Installation
2.14.126 | - | Allow for all necessary works in connection with fire alarm installation complete including supply, installation, testing and commissioning as per the drawings and/or the specifications
2.14.127 | - | Complete addressable fire alarm system including all devices / elements as shown on the drawings and/or in specification including supply, installation, connections, testing & commissioning and documentation. Include all builders work, detector base, fixing accessories, fire resistant cables, tagging, cable tray with cover, trunking, conduits, supports, back boxes, couplers and accessories as required.
| Item Code | Description | Item Remarks | Unit of Measurement | Quantity/Base Price |  |  | Unit Price/Discount % (Excluding VAT) | Total |  | Unit Price/Discount % (Excluding VAT) | Total |  | Unit Price/Discount % (Excluding VAT) | Total |  | Unit Price/Discount % (Excluding VAT) | Total | Unit Price/Discount % (Excluding VAT) | Total | Unit Price/Discount % (Excluding VAT) | Total
2.14.128 | B2.11.82 | (*) Addressable Fire Alarm control panel |  | No. | 1 |  |  | 0 | 0 |  | 6840 | 6840 |  | 25000 | 25000 |  | 0 | 0 | 45419.16 | 45419.16 | 0 | 0
2.14.129 | B2.11.83 | (*) Addressable Monitor panel for emergency light |  | No. | 1 |  |  | 0 | 0 |  | 11400 | 11400 |  | 65000 | 65000 |  | 0 | 0 | 39741.77 | 39741.77 | 0 | 0
2.14.130 | B2.11.84 | (*) Addressable Smoke detector |  | No. | 16 |  |  | 0 | 0 |  | 399 | 6384 |  | 350 | 5600 |  | 0 | 0 | 1419.35 | 22709.6 | 0 | 0
2.14.131 | B2.11.85 | (*) Addressable heat detector |  | No. | 3 |  |  | 0 | 0 |  | 399 | 1197 |  | 450 | 1350 |  | 0 | 0 | 1362.57 | 4087.71 | 0 | 0
2.14.132 | B2.11.86 | (*) Addressable manual call point |  | No. | 3 |  |  | 0 | 0 |  | 399 | 1197 |  | 500 | 1500 |  | 0 | 0 | 1419.35 | 4258.05 | 0 | 0
2.14.133 | B2.11.87 | (*) Addressable Fire Alarm sounder with strobe weather proof |  | No. | 5 |  |  | 0 | 0 |  | 399 | 1995 |  | 650 | 3250 |  | 0 | 0 | 1362.57 | 6812.85 | 0 | 0
2.14.134 | B2.11.88 | (*) Monitor Module |  | No. | 4 |  |  | 0 | 0 |  | 2280 | 9120 |  | 1500 | 6000 |  | 0 | 0 | 2838.7 | 11354.8 | 0 | 0
2.14.135 | B2.11.89 | (*) conduits, cabling, trays, ducts, trunking related to fire alarm system. |  | Item | 1 |  |  | 0 | 0 |  | 28500 | 28500 |  | 15000 | 15000 |  | 0 | 0 | 34064.37 | 34064.37 | 0 | 0
| Note | Note Details
2.14.136 | - | SUNDRIES:-
| Item Code | Description | Item Remarks | Unit of Measurement | Quantity/Base Price |  |  | Unit Price/Discount % (Excluding VAT) | Total |  | Unit Price/Discount % (Excluding VAT) | Total |  | Unit Price/Discount % (Excluding VAT) | Total |  | Unit Price/Discount % (Excluding VAT) | Total | Unit Price/Discount % (Excluding VAT) | Total | Unit Price/Discount % (Excluding VAT) | Total
2.14.137 | B2.11.90 | (*) Allow for supports |  | Item | 1 |  |  | 0 | 0 |  | 1140 | 1140 |  | 5000 | 5000 |  | 0 | 0 | 11354.79 | 11354.79 | 0 | 0
2.14.138 | B2.11.91 | (*) Allow for identifications, tag plates, labels, signage and colour coding for all services. |  | Item | 1 |  |  | 0 | 0 |  | 1710 | 1710 |  | 2500 | 2500 |  | 0 | 0 | 11354.79 | 11354.79 | 0 | 0
2.14.139 | B2.11.92 | (*) Allow for testing and pre-commissioning |  | Item | 1 |  |  | 0 | 0 |  | 5700 | 5700 |  | 1000 | 1000 |  | 0 | 0 | 17032.19 | 17032.19 | 0 | 0
2.14.140 | B2.11.93 | (*) Allow for commissioning |  | Item | 1 |  |  | 0 | 0 |  | 3420 | 3420 |  | 500 | 500 |  | 0 | 0 | 11354.79 | 11354.79 | 0 | 0
2.14.141 | B2.11.94 | (*) Allow for tools and spares |  | Item | 1 |  |  | 0 | 0 |  | 1140 | 1140 |  | 500 | 500 |  | 0 | 0 | 11354.79 | 11354.79 | 0 | 0
2.14.142 | B2.11.95 | (*) Allow for document and certification |  | Item | 1 |  |  | 0 | 0 |  | 1140 | 1140 |  | 1500 | 1500 |  | 0 | 0 | 11354.79 | 11354.79 | 0 | 0
2.14.143 | B2.11.96 | (*) Allow for co-ordination with other services |  | Item | 1 |  |  | 0 | 0 |  | 1140 | 1140 |  | 1000 | 1000 |  | 0 | 0 | 11354.79 | 11354.79 | 0 | 0
2.14.144 | B2.11.97 | (*) Allow for cutting or forming holes, mortises, chases, or the like and making good finishing |  | Item | 1 |  |  | 0 | 0 |  | 1140 | 1140 |  | 2000 | 2000 |  | 0 | 0 | 17032.19 | 17032.19 | 0 | 0
2.14.145 | B2.11.98 | (*) Allow for building in or cutting and pinning brackets or the like and making good finishing |  | Item | 1 |  |  | 0 | 0 |  | 1710 | 1710 |  | 2000 | 2000 |  | 0 | 0 | 11354.79 | 11354.79 | 0 | 0
2.14.146 | B2.11.99 | (*) Allow for protective painting to all systems |  | Item | 1 |  |  | 0 | 0 |  | 570 | 570 |  | 1500 | 1500 |  | 0 | 0 | 11354.79 | 11354.79 | 0 | 0
2.14.147 | B2.11.100 | (*) Allow for decorative painting to all systems |  | Item | 1 |  |  | 0 | 0 |  | 570 | 570 |  | 1500 | 1500 |  | 0 | 0 | 11354.79 | 11354.79 | 0 | 0
2.14.148 | B2.11.101 | (*) Allow for drawings, manuals, submittal, samples inspections, instruction books |  | Item | 1 |  |  | 0 | 0 |  | 7980 | 7980 |  | 3500 | 3500 |  | 0 | 0 | 11354.79 | 11354.79 | 0 | 0
2.14.149 | B2.11.102 | (*) Allow for builders work |  | Item | 1 |  |  | 0 | 0 |  | 9120 | 9120 |  | 4000 | 4000 |  | 0 | 0 | 22709.58 | 22709.58 | 0 | 0
| Note | Note Details
2.14.150 | - | Additional items
| Item Code | Description | Item Remarks | Unit of Measurement | Quantity/Base Price |  |  | Unit Price/Discount % (Excluding VAT) | Total |  | Unit Price/Discount % (Excluding VAT) | Total |  | Unit Price/Discount % (Excluding VAT) | Total |  | Unit Price/Discount % (Excluding VAT) | Total | Unit Price/Discount % (Excluding VAT) | Total | Unit Price/Discount % (Excluding VAT) | Total
2.14.151 | AI | (*) Contractor may price here any items which has been shown in the Contract drawings or any other Contract Documents but overlooked or not specifically mentioned inthe schedule of items and is necessary for the satisfactory completion of the Works. Should the Contractor fail to insert any item here, it will be deemed that lump sum Contract Price includes all such items and no claims for additional items will be entertained. |  | Item | 1 |  |  | 0 | 0 |  | 0 | 0 |  | 0 | 0 |  | 9594050.67 | 9594050.67 | 0 | 0 | 891000 | 891000
| Note | Note Details
2.14.152 | - | Please attach one PDF file to be named "Additional Items for (insert bill no/name & Section No/name)" for the details of these additional items in the additional attachment area at the end of the BOQ.
2.15 NR-VIP: BILL NO 03 -VIP SUITES (3 Nos) | [6 empty] | 1970342 |  | 2654313 |  | 0 (out of 0) | 4130386.44 |  | 0 (out of 0) | 3728104 |  | 0 (out of 0) | 3261282 | 0 (out of 0) | 4438165.81 | 0 (out of 0) | 4857068
2.16 NR-VIP: B3-01 SITE WORK | [6 empty] | 36699 | 4 (out of 4) | 24318 |  | 4 (out of 4) | 60739.2 |  | 4 (out of 4) | 167280 |  | 4 (out of 4) | 35040 | 4 (out of 4) | 100607.84 | 4 (out of 4) | 73368
| Note | Note Details
2.16.1 | - | All Quantities below for 3 suites
2.16.2 | - | Excavation
| Item Code | Description | Item Remarks | Unit of Measurement | Quantity/Base Price |  |  | Unit Price/Discount % (Excluding VAT) | Total |  | Unit Price/Discount % (Excluding VAT) | Total |  | Unit Price/Discount % (Excluding VAT) | Total |  | Unit Price/Discount % (Excluding VAT) | Total | Unit Price/Discount % (Excluding VAT) | Total | Unit Price/Discount % (Excluding VAT) | Total
2.16.3 | B3.1.1 | (*) Pit excavation to receive foundation |  | m3 | 675 |  |  | 18 | 12150 |  | 45.6 | 30780 |  | 200 | 135000 |  | 28 | 18900 | 69.52 | 46926 | 40 | 27000
| Note | Note Details
2.16.4 | - | Filling
| Item Code | Description | Item Remarks | Unit of Measurement | Quantity/Base Price |  |  | Unit Price/Discount % (Excluding VAT) | Total |  | Unit Price/Discount % (Excluding VAT) | Total |  | Unit Price/Discount % (Excluding VAT) | Total |  | Unit Price/Discount % (Excluding VAT) | Total | Unit Price/Discount % (Excluding VAT) | Total | Unit Price/Discount % (Excluding VAT) | Total
2.16.5 | B3.1.2 | (*) Selected fill from excavated materials all in accordance with the Specifications |  | m3 | 600 |  |  | 18 | 10800 |  | 45.6 | 27360 |  | 50 | 30000 |  | 25 | 15000 | 53.94 | 32364 | 75 | 45000
| Note | Note Details
2.16.6 | - | Anti Treatment
2.16.7 | - | Allow for termite control; prepare and apply anti-termite treatment; all in accordance with the Specifications and subject to the Contractor's approval
| Item Code | Description | Item Remarks | Unit of Measurement | Quantity/Base Price |  |  | Unit Price/Discount % (Excluding VAT) | Total |  | Unit Price/Discount % (Excluding VAT) | Total |  | Unit Price/Discount % (Excluding VAT) | Total |  | Unit Price/Discount % (Excluding VAT) | Total | Unit Price/Discount % (Excluding VAT) | Total | Unit Price/Discount % (Excluding VAT) | Total
2.16.8 | B3.1.3 | (*) To horizontal and vertical surfaces |  | m2 | 228 |  |  | 6 | 1368 |  | 11.4 | 2599.2 |  | 10 | 2280 |  | 5 | 1140 | 4.79 | 1092.12 | 6 | 1368
| Note | Note Details
2.16.9 | - | Additional items
| Item Code | Description | Item Remarks | Unit of Measurement | Quantity/Base Price |  |  | Unit Price/Discount % (Excluding VAT) | Total |  | Unit Price/Discount % (Excluding VAT) | Total |  | Unit Price/Discount % (Excluding VAT) | Total |  | Unit Price/Discount % (Excluding VAT) | Total | Unit Price/Discount % (Excluding VAT) | Total | Unit Price/Discount % (Excluding VAT) | Total
2.16.10 | AI | (*) Contractor may price here any items which has been shown in the Contract drawings or any other Contract Documents but overlooked or not specifically mentioned inthe schedule of items and is necessary for the satisfactory completion of the Works. Should the Contractor fail to insert any item here, it will be deemed that lump sum Contract Price includes all such items and no claims for additional items will be entertained. |  | Item | 1 |  |  | 0 | 0 |  | 0 | 0 |  | 0 | 0 |  | 0 | 0 | 20225.72 | 20225.72 | 0 | 0
| Note | Note Details
2.16.11 | - | Please attach one PDF file to be named "Additional Items for (insert bill no/name & Section No/name)" for the details of these additional items in the additional attachment area at the end of the BOQ.
2.17 NR-VIP: B3-02 CONCRETE WORK | [6 empty] | 302540 | 13 (out of 13) | 339065 |  | 13 (out of 13) | 461016 |  | 13 (out of 13) | 414940 |  | 13 (out of 13) | 349695 | 13 (out of 13) | 492339.96 | 13 (out of 13) | 493300
| Note | Note Details
2.17.1 | - | All Quantities below for 3 suites
2.17.2 | - | SUBSTRUCTURE
2.17.3 | - | Poured Concrete
2.17.4 | - | Plain concrete (20 N/mm2) as per specifications and drawings.
| Item Code | Description | Item Remarks | Unit of Measurement | Quantity/Base Price |  |  | Unit Price/Discount % (Excluding VAT) | Total |  | Unit Price/Discount % (Excluding VAT) | Total |  | Unit Price/Discount % (Excluding VAT) | Total |  | Unit Price/Discount % (Excluding VAT) | Total | Unit Price/Discount % (Excluding VAT) | Total | Unit Price/Discount % (Excluding VAT) | Total
2.17.5 | B3.2.1 | (*) PCC 05 cm for Grade Slab / Solid Block / Ground Beams |  | m3 | 14 |  |  | 460 | 6440 |  | 798 | 11172 |  | 470 | 6580 |  | 413 | 5782 | 496.2 | 6946.8 | 600 | 8400
2.17.6 | B3.2.2 | (*) PCC 10 cm for Footings |  | m3 | 28 |  |  | 23 | 644 |  | 798 | 22344 |  | 470 | 13160 |  | 413 | 11564 | 496.2 | 13893.6 | 600 | 16800
| Note | Note Details
2.17.7 | - | Reinforcment Concrete (40 N/mm2) in Type I SRC cement including all shuttering,supportsand all related works as per specifications and drawings.
| Item Code | Description | Item Remarks | Unit of Measurement | Quantity/Base Price |  |  | Unit Price/Discount % (Excluding VAT) | Total |  | Unit Price/Discount % (Excluding VAT) | Total |  | Unit Price/Discount % (Excluding VAT) | Total |  | Unit Price/Discount % (Excluding VAT) | Total | Unit Price/Discount % (Excluding VAT) | Total | Unit Price/Discount % (Excluding VAT) | Total
2.17.8 | B3.2.3 | (*) RCC Footings |  | m3 | 45 |  |  | 1334 | 60030 |  | 1710 | 76950 |  | 1100 | 49500 |  | 951 | 42795 | 1549.74 | 69738.3 | 1300 | 58500
2.17.9 | B3.2.4 | (*) Concrete TIE beams |  | m3 | 18 |  |  | 1440 | 25920 |  | 1710 | 30780 |  | 1850 | 33300 |  | 1398 | 25164 | 2174.19 | 39135.42 | 1500 | 27000
2.17.10 | B3.2.5 | (*) Neck cloumns |  | m3 | 6 |  |  | 1479 | 8874 |  | 1710 | 10260 |  | 2900 | 17400 |  | 2655 | 15930 | 2475.03 | 14850.18 | 1900 | 11400
2.17.11 | B3.2.6 | (*) Grade Slab |  | m3 | 59 |  |  | 1149 | 67791 |  | 1710 | 100890 |  | 1400 | 82600 |  | 567 | 33453 | 835.4 | 49288.6 | 1200 | 70800
| Note | Note Details
2.17.12 | - | SUPER STRUCTURE
2.17.13 | - | Reinforcmen Concrete (40 N/mm2) in Type I OPC cement including all shuttering,supportsand all related works as per specifications and drawings.
| Item Code | Description | Item Remarks | Unit of Measurement | Quantity/Base Price |  |  | Unit Price/Discount % (Excluding VAT) | Total |  | Unit Price/Discount % (Excluding VAT) | Total |  | Unit Price/Discount % (Excluding VAT) | Total |  | Unit Price/Discount % (Excluding VAT) | Total | Unit Price/Discount % (Excluding VAT) | Total | Unit Price/Discount % (Excluding VAT) | Total
2.17.14 | B3.2.7 | (*) Concrete columns |  | m3 | 24 |  |  | 1460 | 35040 |  | 1710 | 41040 |  | 2700 | 64800 |  | 2116 | 50784 | 3004.79 | 72114.96 | 1600 | 38400
2.17.15 | B3.2.8 | (*) Concrete Beam |  | m3 | 30 |  |  | 1447 | 43410 |  | 1710 | 51300 |  | 1900 | 57000 |  | 1992 | 59760 | 2798.64 | 83959.2 | 1500 | 45000
2.17.16 | B3.2.9 | (*) Solid slab 22cm |  | m3 | 55 |  |  | 1328 | 73040 |  | 1710 | 94050 |  | 1500 | 82500 |  | 1405 | 77275 | 2196.96 | 120832.8 | 1400 | 77000
2.17.17 | B3.2.10 | (*) FOUNDATION FOR service area |  | Item | 1 |  |  | 12742 | 12742 |  | 17100 | 17100 |  | 3600 | 3600 |  | 3548 | 3548 | 7790.65 | 7790.65 | 80000 | 80000
2.17.18 | B3.2.11 | (*) Lintels |  | m3 | 3 |  |  | 1328 | 3984 |  | 1710 | 5130 |  | 1500 | 4500 |  | 2130 | 6390 | 2798.64 | 8395.92 | 15000 | 45000
| Note | Note Details
2.17.19 | - | Sundries
| Item Code | Description | Item Remarks | Unit of Measurement | Quantity/Base Price |  |  | Unit Price/Discount % (Excluding VAT) | Total |  | Unit Price/Discount % (Excluding VAT) | Total |  | Unit Price/Discount % (Excluding VAT) | Total |  | Unit Price/Discount % (Excluding VAT) | Total | Unit Price/Discount % (Excluding VAT) | Total | Unit Price/Discount % (Excluding VAT) | Total
2.17.20 | B3.2.12 | (*) Expansion joints; all in accordance with the Specifications |  | Item | 1 |  |  | 1150 | 1150 |  | 0 | 0 |  | 0 | 0 |  | 17250 | 17250 | 5393.53 | 5393.53 | 15000 | 15000
| Note | Note Details
2.17.21 | - | Additional items
| Item Code | Description | Item Remarks | Unit of Measurement | Quantity/Base Price |  |  | Unit Price/Discount % (Excluding VAT) | Total |  | Unit Price/Discount % (Excluding VAT) | Total |  | Unit Price/Discount % (Excluding VAT) | Total |  | Unit Price/Discount % (Excluding VAT) | Total | Unit Price/Discount % (Excluding VAT) | Total | Unit Price/Discount % (Excluding VAT) | Total
2.17.22 | AI | (*) Contractor may price here any items which has been shown in the Contract drawings or any other Contract Documents but overlooked or not specifically mentioned inthe schedule of items and is necessary for the satisfactory completion of the Works. Should the Contractor fail to insert any item here, it will be deemed that lump sum Contract Price includes all such items and no claims for additional items will be entertained. |  | Item | 1 |  |  | 0 | 0 |  | 0 | 0 |  | 0 | 0 |  | 0 | 0 | 0 | 0 | 0 | 0
| Note | Note Details
2.17.23 | - | Please attach one PDF file to be named "Additional Items for (insert bill no/name & Section No/name)" for the details of these additional items in the additional attachment area at the end of the BOQ.
2.18 NR-VIP: B3-03 MASONRY | [6 empty] | 85450 | 5 (out of 5) | 89318 |  | 5 (out of 5) | 129709.2 |  | 5 (out of 5) | 118390 |  | 5 (out of 5) | 108801 | 5 (out of 5) | 118766.48 | 5 (out of 5) | 142440
| Note | Note Details
2.18.1 | - | All Quantities below for 3 suites
2.18.2 | - | External block work
2.18.3 | - | Concrete masonry units bedded and jointed in cement including mortar including concrete filling, wall ties, bed joints, reinforcement metal lath (where required), head restraint,anchors, and column stiffeners; including all necessary accessories; as shown on Drawing all in accordance with the Specifications,DIVISION 4 - 042219
| Item Code | Description | Item Remarks | Unit of Measurement | Quantity/Base Price |  |  | Unit Price/Discount % (Excluding VAT) | Total |  | Unit Price/Discount % (Excluding VAT) | Total |  | Unit Price/Discount % (Excluding VAT) | Total |  | Unit Price/Discount % (Excluding VAT) | Total | Unit Price/Discount % (Excluding VAT) | Total | Unit Price/Discount % (Excluding VAT) | Total
2.18.4 | B3.3.1 | (*) Solid blockwork External 20CM |  | m2 | 595 |  |  | 110 | 65450 |  | 153.9 | 91570.5 |  | 140 | 83300 |  | 135 | 80325 | 140.23 | 83436.85 | 180 | 107100
| Note | Note Details
2.18.5 | - | Internal block work
2.18.6 | - | Concrete masonry units bedded and jointed in cement including mortar including concrete filling, wall ties, bed joints, reinforcement metal lath (where required), head restraint,anchors, and column stiffeners; including all necessary accessories; as shown on Drawing all in accordance with the Specifications,DIVISION 4 - 042219,DIVISION 4 - 042200 respectively
| Item Code | Description | Item Remarks | Unit of Measurement | Quantity/Base Price |  |  | Unit Price/Discount % (Excluding VAT) | Total |  | Unit Price/Discount % (Excluding VAT) | Total |  | Unit Price/Discount % (Excluding VAT) | Total |  | Unit Price/Discount % (Excluding VAT) | Total | Unit Price/Discount % (Excluding VAT) | Total | Unit Price/Discount % (Excluding VAT) | Total
2.18.7 | B3.3.2 | (*) Solid Block 200mm |  | m2 | 171 |  |  | 93 | 15903 |  | 148.2 | 25342.2 |  | 140 | 23940 |  | 106 | 18126 | 140.23 | 23979.33 | 140 | 23940
2.18.8 | B3.3.3 | (*) Solid Block 100mm |  | m2 | 25 |  |  | 81 | 2025 |  | 142.5 | 3562.5 |  | 110 | 2750 |  | 90 | 2250 | 117.46 | 2936.5 | 120 | 3000
| Note | Note Details
2.18.9 | - | Solid block work for sub structure
| Item Code | Description | Item Remarks | Unit of Measurement | Quantity/Base Price |  |  | Unit Price/Discount % (Excluding VAT) | Total |  | Unit Price/Discount % (Excluding VAT) | Total |  | Unit Price/Discount % (Excluding VAT) | Total |  | Unit Price/Discount % (Excluding VAT) | Total | Unit Price/Discount % (Excluding VAT) | Total | Unit Price/Discount % (Excluding VAT) | Total
2.18.10 | B3.3.4 | (*) solid block |  | m2 | 60 |  |  | 99 | 5940 |  | 153.9 | 9234 |  | 140 | 8400 |  | 135 | 8100 | 140.23 | 8413.8 | 140 | 8400
| Note | Note Details
2.18.11 | - | Additional items
| Item Code | Description | Item Remarks | Unit of Measurement | Quantity/Base Price |  |  | Unit Price/Discount % (Excluding VAT) | Total |  | Unit Price/Discount % (Excluding VAT) | Total |  | Unit Price/Discount % (Excluding VAT) | Total |  | Unit Price/Discount % (Excluding VAT) | Total | Unit Price/Discount % (Excluding VAT) | Total | Unit Price/Discount % (Excluding VAT) | Total
2.18.12 | AI | (*) Contractor may price here any items which has been shown in the Contract drawings or any other Contract Documents but overlooked or not specifically mentioned inthe schedule of items and is necessary for the satisfactory completion of the Works. Should the Contractor fail to insert any item here, it will be deemed that lump sum Contract Price includes all such items and no claims for additional items will be entertained. |  | Item | 1 |  |  | 0 | 0 |  | 0 | 0 |  | 0 | 0 |  | 0 | 0 | 0 | 0 | 0 | 0
| Note | Note Details
2.18.13 | - | Please attach one PDF file to be named "Additional Items for (insert bill no/name & Section No/name)" for the details of these additional items in the additional attachment area at the end of the BOQ.
2.19 NR-VIP: B3-04 METAL WORK | [6 empty] | 11250 | 2 (out of 2) | 19800 |  | 2 (out of 2) | 17100 |  | 2 (out of 2) | 22500 |  | 2 (out of 2) | 27600 | 2 (out of 2) | 14382.75 | 2 (out of 2) | 45000
| Note | Note Details
2.19.1 | - | All Quantities below for 3 suites
2.19.2 | - | Aluminium Sandwich Panel
2.19.3 | - | Supply and installation of Aluminium Sandwich Panel including all accessories,fixing etc. all complete as detailed on drawing and engineer approval
| Item Code | Description | Item Remarks | Unit of Measurement | Quantity/Base Price |  |  | Unit Price/Discount % (Excluding VAT) | Total |  | Unit Price/Discount % (Excluding VAT) | Total |  | Unit Price/Discount % (Excluding VAT) | Total |  | Unit Price/Discount % (Excluding VAT) | Total | Unit Price/Discount % (Excluding VAT) | Total | Unit Price/Discount % (Excluding VAT) | Total
2.19.4 | B3.4.1 | (*) Aluminium mashrabia |  | m2 | 15 |  |  | 1320 | 19800 |  | 1140 | 17100 |  | 1500 | 22500 |  | 1840 | 27600 | 958.85 | 14382.75 | 3000 | 45000
| Note | Note Details
2.19.5 | - | Additional items
| Item Code | Description | Item Remarks | Unit of Measurement | Quantity/Base Price |  |  | Unit Price/Discount % (Excluding VAT) | Total |  | Unit Price/Discount % (Excluding VAT) | Total |  | Unit Price/Discount % (Excluding VAT) | Total |  | Unit Price/Discount % (Excluding VAT) | Total | Unit Price/Discount % (Excluding VAT) | Total | Unit Price/Discount % (Excluding VAT) | Total
2.19.6 | AI | (*) Contractor may price here any items which has been shown in the Contract drawings or any other Contract Documents but overlooked or not specifically mentioned inthe schedule of items and is necessary for the satisfactory completion of the Works. Should the Contractor fail to insert any item here, it will be deemed that lump sum Contract Price includes all such items and no claims for additional items will be entertained. |  | Item | 1 |  |  | 0 | 0 |  | 0 | 0 |  | 0 | 0 |  | 0 | 0 | 0 | 0 | 0 | 0
| Note | Note Details
2.19.7 | - | Please attach one PDF file to be named "Additional Items for (insert bill no/name & Section No/name)" for the details of these additional items in the additional attachment area at the end of the BOQ.
2.20 NR-VIP: B3-05 THERMAL AND MOISTURE PROTECTION | [6 empty] | 82747 | 6 (out of 6) | 113342 |  | 6 (out of 6) | 162495.6 |  | 6 (out of 6) | 155814 |  | 6 (out of 6) | 117432 | 6 (out of 6) | 174533.91 | 6 (out of 6) | 125905
| Note | Note Details
2.20.1 | - | All Quantities below for 3 suites
2.20.2 | - | Waterproofing courses
2.20.3 | - | Waterproofing system for the substructure, 2 coat of bitumen paint as per drawings and specifications.
| Item Code | Description | Item Remarks | Unit of Measurement | Quantity/Base Price |  |  | Unit Price/Discount % (Excluding VAT) | Total |  | Unit Price/Discount % (Excluding VAT) | Total |  | Unit Price/Discount % (Excluding VAT) | Total |  | Unit Price/Discount % (Excluding VAT) | Total | Unit Price/Discount % (Excluding VAT) | Total | Unit Price/Discount % (Excluding VAT) | Total
2.20.4 | B3.5.1 | (*) To horizontal areas and vertical areas |  | m2 | 351 |  |  | 10 | 3510 |  | 136.8 | 48016.8 |  | 10 | 3510 |  | 72 | 25272 | 104.27 | 36598.77 | 35 | 12285
| Note | Note Details
2.20.5 | - | 1000 Gauge Polythene Sheet, all in accordance with the Specifications
| Item Code | Description | Item Remarks | Unit of Measurement | Quantity/Base Price |  |  | Unit Price/Discount % (Excluding VAT) | Total |  | Unit Price/Discount % (Excluding VAT) | Total |  | Unit Price/Discount % (Excluding VAT) | Total |  | Unit Price/Discount % (Excluding VAT) | Total | Unit Price/Discount % (Excluding VAT) | Total | Unit Price/Discount % (Excluding VAT) | Total
2.20.6 | B3.5.2 | (*) To horizontal areas |  | m2 | 228 |  |  | 5 | 1140 |  | 17.1 | 3898.8 |  | 8 | 1824 |  | 4 | 912 | 4.44 | 1012.32 | 35 | 7980
| Note | Note Details
2.20.7 | - | Waterproofing for Roof
2.20.8 | - | Waterproofing system for the Roof, as per drawings and specifications.
| Item Code | Description | Item Remarks | Unit of Measurement | Quantity/Base Price |  |  | Unit Price/Discount % (Excluding VAT) | Total |  | Unit Price/Discount % (Excluding VAT) | Total |  | Unit Price/Discount % (Excluding VAT) | Total |  | Unit Price/Discount % (Excluding VAT) | Total | Unit Price/Discount % (Excluding VAT) | Total | Unit Price/Discount % (Excluding VAT) | Total
2.20.9 | B3.5.3 | (*) Roof waterproofing |  | m2 | 211 |  |  | 164 | 34604 |  | 182.4 | 38486.4 |  | 330 | 69630 |  | 198 | 41778 | 251.7 | 53108.7 | 250 | 52750
2.20.10 | B3.5.4 | (*) Roof waterproofing skirting |  | m | 864 |  |  | 81 | 69984 |  | 68.4 | 59097.6 |  | 85 | 73440 |  | 50 | 43200 | 89.89 | 77664.96 | 50 | 43200
| Note | Note Details
2.20.11 | - | Waterproofing for wet areas
2.20.12 | - | Waterproofing system for wet areas, 1.5mm thick seamless water proofing membrane
| Item Code | Description | Item Remarks | Unit of Measurement | Quantity/Base Price |  |  | Unit Price/Discount % (Excluding VAT) | Total |  | Unit Price/Discount % (Excluding VAT) | Total |  | Unit Price/Discount % (Excluding VAT) | Total |  | Unit Price/Discount % (Excluding VAT) | Total | Unit Price/Discount % (Excluding VAT) | Total | Unit Price/Discount % (Excluding VAT) | Total
2.20.13 | B3.5.5 | (*) Wet area with protection 3cm screed |  | m2 | 114 |  |  | 36 | 4104 |  | 114 | 12996 |  | 65 | 7410 |  | 55 | 6270 | 53.94 | 6149.16 | 85 | 9690
| Note | Note Details
2.20.14 | - | Additional items
| Item Code | Description | Item Remarks | Unit of Measurement | Quantity/Base Price |  |  | Unit Price/Discount % (Excluding VAT) | Total |  | Unit Price/Discount % (Excluding VAT) | Total |  | Unit Price/Discount % (Excluding VAT) | Total |  | Unit Price/Discount % (Excluding VAT) | Total | Unit Price/Discount % (Excluding VAT) | Total | Unit Price/Discount % (Excluding VAT) | Total
2.20.15 | AI | (*) Contractor may price here any items which has been shown in the Contract drawings or any other Contract Documents but overlooked or not specifically mentioned inthe schedule of items and is necessary for the satisfactory completion of the Works. Should the Contractor fail to insert any item here, it will be deemed that lump sum Contract Price includes all such items and no claims for additional items will be entertained. |  | Item | 1 |  |  | 0 | 0 |  | 0 | 0 |  | 0 | 0 |  | 0 | 0 | 0 | 0 | 0 | 0
| Note | Note Details
2.20.16 | - | Please attach one PDF file to be named "Additional Items for (insert bill no/name & Section No/name)" for the details of these additional items in the additional attachment area at the end of the BOQ.
2.21 NR-VIP: B3-06 DOORS AND WINDOWS | [6 empty] | 145824 | 6 (out of 6) | 141204 |  | 6 (out of 6) | 202464 |  | 6 (out of 6) | 271620 |  | 6 (out of 6) | 175110 | 6 (out of 6) | 253855.23 | 6 (out of 6) | 229740
| Note | Note Details
2.21.1 | - | All Quantities below for 3 suites
2.21.2 | - | WOODEN Doors
2.21.3 | - | Supply and install WOODEN Doors ,including all accessories needed for installation as per mention in drawings & specifications
| Item Code | Description | Item Remarks | Unit of Measurement | Quantity/Base Price |  |  | Unit Price/Discount % (Excluding VAT) | Total |  | Unit Price/Discount % (Excluding VAT) | Total |  | Unit Price/Discount % (Excluding VAT) | Total |  | Unit Price/Discount % (Excluding VAT) | Total | Unit Price/Discount % (Excluding VAT) | Total | Unit Price/Discount % (Excluding VAT) | Total
2.21.4 | B3.6.1 | (*) D1, size 1100mm x 2200mm. |  | No. | 6 |  |  | 3333 | 19998 |  | 9120 | 54720 |  | 16200 | 97200 |  | 5856 | 35136 | 8389.93 | 50339.58 | 5000 | 30000
| Note | Note Details
2.21.5 | - | UPVC Doors
2.21.6 | - | Supply and install UPVC Doors with all accessories needed for installation as per mention in drawings & specifications
| Item Code | Description | Item Remarks | Unit of Measurement | Quantity/Base Price |  |  | Unit Price/Discount % (Excluding VAT) | Total |  | Unit Price/Discount % (Excluding VAT) | Total |  | Unit Price/Discount % (Excluding VAT) | Total |  | Unit Price/Discount % (Excluding VAT) | Total | Unit Price/Discount % (Excluding VAT) | Total | Unit Price/Discount % (Excluding VAT) | Total
2.21.7 | B3.6.2 | (*) D5, size 800mm x 2200mm |  | No. | 6 |  |  | 2535 | 15210 |  | 2850 | 17100 |  | 2200 | 13200 |  | 2130 | 12780 | 5033.96 | 30203.76 | 3500 | 21000
| Note | Note Details
2.21.8 | - | Window
2.21.9 | - | Supply and install powder coated aluminum with double glass 6+12+6mm ,including all accessories needed for installation as per mention in drawings & specifications
| Item Code | Description | Item Remarks | Unit of Measurement | Quantity/Base Price |  |  | Unit Price/Discount % (Excluding VAT) | Total |  | Unit Price/Discount % (Excluding VAT) | Total |  | Unit Price/Discount % (Excluding VAT) | Total |  | Unit Price/Discount % (Excluding VAT) | Total | Unit Price/Discount % (Excluding VAT) | Total | Unit Price/Discount % (Excluding VAT) | Total
2.21.10 | B3.6.3 | (*) Powder coated aluminum LOW TINTED glass W1- 0.80 M x 0.70 M |  | No. | 6 |  |  | 616 | 3696 |  | 1368 | 8208 |  | 1320 | 7920 |  | 739 | 4434 | 1438.27 | 8629.62 | 1500 | 9000
2.21.11 | B3.6.4 | (*) CURTAIN WALL FOR LIVING & BEDROOM |  | m2 | 72 |  |  | 1100 | 79200 |  | 1368 | 98496 |  | 1050 | 75600 |  | 1320 | 95040 | 1797.84 | 129444.48 | 1920 | 138240
2.21.12 | B3.6.5 | (*) Glass partition 2.2M AT BATHROOMS |  | m2 | 21 |  |  | 1100 | 23100 |  | 1140 | 23940 |  | 3700 | 77700 |  | 1320 | 27720 | 1677.99 | 35237.79 | 1500 | 31500
| Note | Note Details
2.21.13 | - | Additional items
| Item Code | Description | Item Remarks | Unit of Measurement | Quantity/Base Price |  |  | Unit Price/Discount % (Excluding VAT) | Total |  | Unit Price/Discount % (Excluding VAT) | Total |  | Unit Price/Discount % (Excluding VAT) | Total |  | Unit Price/Discount % (Excluding VAT) | Total | Unit Price/Discount % (Excluding VAT) | Total | Unit Price/Discount % (Excluding VAT) | Total
2.21.14 | AI | (*) Contractor may price here any items which has been shown in the Contract drawings or any other Contract Documents but overlooked or not specifically mentioned inthe schedule of items and is necessary for the satisfactory completion of the Works. Should the Contractor fail to insert any item here, it will be deemed that lump sum Contract Price includes all such items and no claims for additional items will be entertained. |  | Item | 1 |  |  | 0 | 0 |  | 0 | 0 |  | 0 | 0 |  | 0 | 0 | 0 | 0 | 0 | 0
| Note | Note Details
2.21.15 | - | Please attach one PDF file to be named "Additional Items for (insert bill no/name & Section No/name)" for the details of these additional items in the additional attachment area at the end of the BOQ.
2.22 NR-VIP: B3-07 FINISHES | [6 empty] | 647792 | 20 (out of 20) | 908716 |  | 20 (out of 20) | 1642825.5 |  | 20 (out of 20) | 1272063 |  | 20 (out of 20) | 1467955 | 20 (out of 20) | 1142124.75 | 20 (out of 20) | 2058315
| Note | Note Details
2.22.1 | - | All Quantities below for 3 suites
2.22.2 | - | External Finishes
2.22.3 | - | Supply and fix Stone Cladding including all necessary wrok as per drawing and specifications CSI 044313
| Item Code | Description | Item Remarks | Unit of Measurement | Quantity/Base Price |  |  | Unit Price/Discount % (Excluding VAT) | Total |  | Unit Price/Discount % (Excluding VAT) | Total |  | Unit Price/Discount % (Excluding VAT) | Total |  | Unit Price/Discount % (Excluding VAT) | Total | Unit Price/Discount % (Excluding VAT) | Total | Unit Price/Discount % (Excluding VAT) | Total
2.22.4 | B3.7.1 | (*) External Natural Stone Cladding |  | m2 | 516 |  |  | 600 | 309600 |  | 684 | 352944 |  | 600 | 309600 |  | 748 | 385968 | 659.21 | 340152.36 | 650 | 335400
| Note | Note Details
2.22.5 | - | Supply and fix Wooden Pergola including all necessary wrok as per drawing and specifications CSI 073300
| Item Code | Description | Item Remarks | Unit of Measurement | Quantity/Base Price |  |  | Unit Price/Discount % (Excluding VAT) | Total |  | Unit Price/Discount % (Excluding VAT) | Total |  | Unit Price/Discount % (Excluding VAT) | Total |  | Unit Price/Discount % (Excluding VAT) | Total | Unit Price/Discount % (Excluding VAT) | Total | Unit Price/Discount % (Excluding VAT) | Total
2.22.6 | B3.7.2 | (*) Wooden Pergola and Palm Leaf above |  | m2 | 279 |  |  | 1332 | 371628 |  | 2394 | 667926 |  | 2250 | 627750 |  | 2530 | 705870 | 958.85 | 267519.15 | 2500 | 697500
| Note | Note Details
2.22.7 | - | Supply and fix Skirting including all necessary wrok as per drawing and specifications
| Item Code | Description | Item Remarks | Unit of Measurement | Quantity/Base Price |  |  | Unit Price/Discount % (Excluding VAT) | Total |  | Unit Price/Discount % (Excluding VAT) | Total |  | Unit Price/Discount % (Excluding VAT) | Total |  | Unit Price/Discount % (Excluding VAT) | Total | Unit Price/Discount % (Excluding VAT) | Total | Unit Price/Discount % (Excluding VAT) | Total
2.22.8 | B3.7.3 | (*) Granite tiles to skirting for Staircase |  | m | 6 |  |  | 120 | 720 |  | 570 | 3420 |  | 60 | 360 |  | 118 | 708 | 179.78 | 1078.68 | 150 | 900
| Note | Note Details
2.22.9 | - | Wall Finishes
2.22.10 | - | Prapare and apply paint on Plaster including all necessary wrok as per drawing and specifications ,DIVISION 9 - 09 91 23
| Item Code | Description | Item Remarks | Unit of Measurement | Quantity/Base Price |  |  | Unit Price/Discount % (Excluding VAT) | Total |  | Unit Price/Discount % (Excluding VAT) | Total |  | Unit Price/Discount % (Excluding VAT) | Total |  | Unit Price/Discount % (Excluding VAT) | Total | Unit Price/Discount % (Excluding VAT) | Total | Unit Price/Discount % (Excluding VAT) | Total
2.22.11 | B3.7.4 | (*) Paint Finish Texture Clay Finish over plaster |  | m2 | 483 |  |  | 67 | 32361 |  | 153.9 | 74333.7 |  | 65 | 31395 |  | 288 | 139104 | 167.8 | 81047.4 | 200 | 96600
| Note | Note Details
2.22.12 | - | Prapare and apply paint on Plaster including all necessary wrok as per drawing and specifications
| Item Code | Description | Item Remarks | Unit of Measurement | Quantity/Base Price |  |  | Unit Price/Discount % (Excluding VAT) | Total |  | Unit Price/Discount % (Excluding VAT) | Total |  | Unit Price/Discount % (Excluding VAT) | Total |  | Unit Price/Discount % (Excluding VAT) | Total | Unit Price/Discount % (Excluding VAT) | Total | Unit Price/Discount % (Excluding VAT) | Total
2.22.13 | B3.7.5 | (*) Antifungus paint |  | m2 | 35 |  |  | 12 | 420 |  | 17.1 | 598.5 |  | 12 | 420 |  | 16 | 560 | 41.95 | 1468.25 | 15 | 525
| Note | Note Details
2.22.14 | - | Supply and fix Ceramic tiles, including all necessary wrok as per drawing and specifications ,DIVISION 9 - 09 30 00
| Item Code | Description | Item Remarks | Unit of Measurement | Quantity/Base Price |  |  | Unit Price/Discount % (Excluding VAT) | Total |  | Unit Price/Discount % (Excluding VAT) | Total |  | Unit Price/Discount % (Excluding VAT) | Total |  | Unit Price/Discount % (Excluding VAT) | Total | Unit Price/Discount % (Excluding VAT) | Total | Unit Price/Discount % (Excluding VAT) | Total
2.22.15 | B3.7.6 | (*) Ceramic Wall Tiles |  | m2 | 36 |  |  | 133 | 4788 |  | 148.2 | 5335.2 |  | 200 | 7200 |  | 118 | 4248 | 219.34 | 7896.24 | 200 | 7200
| Note | Note Details
2.22.16 | - | Floor Finishes
2.22.17 | - | Supply and fix Stamped concrete on cement screed including all necessary wrok as per drawing and specifications ,DIVISION 3 - 03 35 33
| Item Code | Description | Item Remarks | Unit of Measurement | Quantity/Base Price |  |  | Unit Price/Discount % (Excluding VAT) | Total |  | Unit Price/Discount % (Excluding VAT) | Total |  | Unit Price/Discount % (Excluding VAT) | Total |  | Unit Price/Discount % (Excluding VAT) | Total | Unit Price/Discount % (Excluding VAT) | Total | Unit Price/Discount % (Excluding VAT) | Total
2.22.18 | B3.7.7 | (*) Stamped concrete Floors over screed |  | m2 | 279 |  |  | 134 | 37386 |  | 296.4 | 82695.6 |  | 540 | 150660 |  | 247 | 68913 | 287.65 | 80254.35 | 600 | 167400
| Note | Note Details
2.22.19 | - | Supply and fix Threshold including all necessary wrok as per drawing and specifications
| Item Code | Description | Item Remarks | Unit of Measurement | Quantity/Base Price |  |  | Unit Price/Discount % (Excluding VAT) | Total |  | Unit Price/Discount % (Excluding VAT) | Total |  | Unit Price/Discount % (Excluding VAT) | Total |  | Unit Price/Discount % (Excluding VAT) | Total | Unit Price/Discount % (Excluding VAT) | Total | Unit Price/Discount % (Excluding VAT) | Total
2.22.20 | B3.7.8 | (*) 20mm Marble threshold |  | m | 15 |  |  | 173 | 2595 |  | 285 | 4275 |  | 100 | 1500 |  | 161 | 2415 | 359.57 | 5393.55 | 300 | 4500
| Note | Note Details
2.22.21 | - | Supply and fix Non slip ceramic, including all necessary work as per drawing ,specifications and subject to engineers approvalDIVISION 9-.09 30 13
| Item Code | Description | Item Remarks | Unit of Measurement | Quantity/Base Price |  |  | Unit Price/Discount % (Excluding VAT) | Total |  | Unit Price/Discount % (Excluding VAT) | Total |  | Unit Price/Discount % (Excluding VAT) | Total |  | Unit Price/Discount % (Excluding VAT) | Total | Unit Price/Discount % (Excluding VAT) | Total | Unit Price/Discount % (Excluding VAT) | Total
2.22.22 | B3.7.9 | (*) Non slip ceramic tiles FOR BATH |  | m2 | 6 |  |  | 133 | 798 |  | 171 | 1026 |  | 230 | 1380 |  | 118 | 708 | 233.72 | 1402.32 | 200 | 1200
2.22.23 | B3.7.10 | (*) Non slip ceramic tiles for service area |  | m2 | 66 |  |  | 127 | 8382 |  | 171 | 11286 |  | 230 | 15180 |  | 118 | 7788 | 227.73 | 15030.18 | 200 | 13200
| Note | Note Details
2.22.24 | - | Supply and fix Granite steps including all necessary wrok as per drawing and specifications
| Item Code | Description | Item Remarks | Unit of Measurement | Quantity/Base Price |  |  | Unit Price/Discount % (Excluding VAT) | Total |  | Unit Price/Discount % (Excluding VAT) | Total |  | Unit Price/Discount % (Excluding VAT) | Total |  | Unit Price/Discount % (Excluding VAT) | Total | Unit Price/Discount % (Excluding VAT) | Total | Unit Price/Discount % (Excluding VAT) | Total
2.22.25 | B3.7.11 | (*) Granite steps for main entrance |  | m | 23 |  |  | 389 | 8947 |  | 684 | 15732 |  | 400 | 9200 |  | 690 | 15870 | 599.28 | 13783.44 | 500 | 11500
| Note | Note Details
2.22.26 | - | Ceiling Finishes
2.22.27 | - | Supply And Fix Gypsum tiles including all necessary wrok as per drawing and specifications ,DIVISION 9 - 09 2116
| Item Code | Description | Item Remarks | Unit of Measurement | Quantity/Base Price |  |  | Unit Price/Discount % (Excluding VAT) | Total |  | Unit Price/Discount % (Excluding VAT) | Total |  | Unit Price/Discount % (Excluding VAT) | Total |  | Unit Price/Discount % (Excluding VAT) | Total | Unit Price/Discount % (Excluding VAT) | Total | Unit Price/Discount % (Excluding VAT) | Total
2.22.28 | B3.7.12 | (*) Decorative Gypsum Board |  | m2 | 39 |  |  | 123 | 4797 |  | 228 | 8892 |  | 200 | 7800 |  | 184 | 7176 | 155.81 | 6076.59 | 250 | 9750
| Note | Note Details
2.22.29 | - | Supply And FixStraw Weave Ceiling over Gypsum Board including all necessary wrok as per drawing and specifications ,DIVISION 9 - 09 2116,DIVISION 6 - 06 20 00
| Item Code | Description | Item Remarks | Unit of Measurement | Quantity/Base Price |  |  | Unit Price/Discount % (Excluding VAT) | Total |  | Unit Price/Discount % (Excluding VAT) | Total |  | Unit Price/Discount % (Excluding VAT) | Total |  | Unit Price/Discount % (Excluding VAT) | Total | Unit Price/Discount % (Excluding VAT) | Total | Unit Price/Discount % (Excluding VAT) | Total
2.22.30 | B3.7.13 | (*) Straw Weave Ceiling over Gypsum Board |  | m2 | 117 |  |  | 245 | 28665 |  | 2280 | 266760 |  | 560 | 65520 |  | 207 | 24219 | 311.63 | 36460.71 | 2700 | 315900
| Note | Note Details
2.22.31 | - | Supply And Fix Aluminium Tiles including all necessary wrok as per drawing and specifications ,DIVISION 9 - 09 51 33
| Item Code | Description | Item Remarks | Unit of Measurement | Quantity/Base Price |  |  | Unit Price/Discount % (Excluding VAT) | Total |  | Unit Price/Discount % (Excluding VAT) | Total |  | Unit Price/Discount % (Excluding VAT) | Total |  | Unit Price/Discount % (Excluding VAT) | Total | Unit Price/Discount % (Excluding VAT) | Total | Unit Price/Discount % (Excluding VAT) | Total
2.22.32 | B3.7.14 | (*) Decorative Aluminium Tiles for wet areas |  | m2 | 35 |  |  | 150 | 5250 |  | 570 | 19950 |  | 200 | 7000 |  | 184 | 6440 | 275.67 | 9648.45 | 250 | 8750
| Note | Note Details
2.22.33 | - | Prapare and apply paint on Plaster including all necessary wrok as per drawing and specifications ,DIVISION 9-09 91 23
| Item Code | Description | Item Remarks | Unit of Measurement | Quantity/Base Price |  |  | Unit Price/Discount % (Excluding VAT) | Total |  | Unit Price/Discount % (Excluding VAT) | Total |  | Unit Price/Discount % (Excluding VAT) | Total |  | Unit Price/Discount % (Excluding VAT) | Total | Unit Price/Discount % (Excluding VAT) | Total | Unit Price/Discount % (Excluding VAT) | Total
2.22.34 | B3.7.15 | (*) epoxy paint over plaster for servivce areaeiling |  | m2 | 66 |  |  | 39 | 2574 |  | 91.2 | 6019.2 |  | 40 | 2640 |  | 40 | 2640 | 41.95 | 2768.7 | 90 | 5940
| Note | Note Details
2.22.35 | - | Prapare and apply paint on Plaster including all necessary wrok as per drawing and specifications
| Item Code | Description | Item Remarks | Unit of Measurement | Quantity/Base Price |  |  | Unit Price/Discount % (Excluding VAT) | Total |  | Unit Price/Discount % (Excluding VAT) | Total |  | Unit Price/Discount % (Excluding VAT) | Total |  | Unit Price/Discount % (Excluding VAT) | Total | Unit Price/Discount % (Excluding VAT) | Total | Unit Price/Discount % (Excluding VAT) | Total
2.22.36 | B3.7.16 | (*) Anti Fungus Above Ceiling |  | m2 | 189 |  |  | 12 | 2268 |  | 17.1 | 3231.9 |  | 12 | 2268 |  | 16 | 3024 | 41.95 | 7928.55 | 15 | 2835
| Note | Note Details
2.22.37 | - | Supply And Fix MDF Strips including all necessary wrok as per drawing and specifications ,DIVISION 6-06 20 23
| Item Code | Description | Item Remarks | Unit of Measurement | Quantity/Base Price |  |  | Unit Price/Discount % (Excluding VAT) | Total |  | Unit Price/Discount % (Excluding VAT) | Total |  | Unit Price/Discount % (Excluding VAT) | Total |  | Unit Price/Discount % (Excluding VAT) | Total | Unit Price/Discount % (Excluding VAT) | Total | Unit Price/Discount % (Excluding VAT) | Total
2.22.38 | B3.7.17 | (*) Wooden Veneered MDF Strips |  | m | 180 |  |  | 367 | 66060 |  | 171 | 30780 |  | 55 | 9900 |  | 403 | 72540 | 958.85 | 172593 | 2000 | 360000
| Note | Note Details
2.22.39 | - | Backgrounds
2.22.40 | - | Supply and apply ready mixed sand cement plaster with all related accessories mesh, angles, etc., as per drawings and specifications. Cement plaster finish to internal surfaces
| Item Code | Description | Item Remarks | Unit of Measurement | Quantity/Base Price |  |  | Unit Price/Discount % (Excluding VAT) | Total |  | Unit Price/Discount % (Excluding VAT) | Total |  | Unit Price/Discount % (Excluding VAT) | Total |  | Unit Price/Discount % (Excluding VAT) | Total | Unit Price/Discount % (Excluding VAT) | Total | Unit Price/Discount % (Excluding VAT) | Total
2.22.41 | B3.7.18 | (*) Walls |  | m2 | 483 |  |  | 39 | 18837 |  | 159.6 | 77086.8 |  | 40 | 19320 |  | 36 | 17388 | 146.22 | 70624.26 | 35 | 16905
2.22.42 | B3.7.19 | (*) Ceiling |  | m2 | 66 |  |  | 40 | 2640 |  | 159.6 | 10533.6 |  | 45 | 2970 |  | 36 | 2376 | 113.86 | 7514.76 | 35 | 2310
| Note | Note Details
2.22.43 | - | Additional items
| Item Code | Description | Item Remarks | Unit of Measurement | Quantity/Base Price |  |  | Unit Price/Discount % (Excluding VAT) | Total |  | Unit Price/Discount % (Excluding VAT) | Total |  | Unit Price/Discount % (Excluding VAT) | Total |  | Unit Price/Discount % (Excluding VAT) | Total | Unit Price/Discount % (Excluding VAT) | Total | Unit Price/Discount % (Excluding VAT) | Total
2.22.44 | AI | (*) Contractor may price here any items which has been shown in the Contract drawings or any other Contract Documents but overlooked or not specifically mentioned inthe schedule of items and is necessary for the satisfactory completion of the Works. Should the Contractor fail to insert any item here, it will be deemed that lump sum Contract Price includes all such items and no claims for additional items will be entertained. |  | Item | 1 |  |  | 0 | 0 |  | 0 | 0 |  | 0 | 0 |  | 0 | 0 | 13483.81 | 13483.81 | 0 | 0
| Note | Note Details
2.22.45 | - | Please attach one PDF file to be named "Additional Items for (insert bill no/name & Section No/name)" for the details of these additional items in the additional attachment area at the end of the BOQ.
2.23 NR-VIP: B3-08 ACCESSORIES | [6 empty] | 164190 | 9 (out of 9) | 222870 |  | 9 (out of 9) | 425334 |  | 9 (out of 9) | 154100 |  | 9 (out of 9) | 419942 | 9 (out of 9) | 361965.13 | 9 (out of 9) | 472500
| Note | Note Details
2.23.1 | - | All Quantities below for 3 suites
2.23.2 | - | Wooden Cabinet and counters
2.23.3 | - | Supply and install Cabinet ,including all accessories needed for installation as per mention in drawings & specifications
| Item Code | Description | Item Remarks | Unit of Measurement | Quantity/Base Price |  |  | Unit Price/Discount % (Excluding VAT) | Total |  | Unit Price/Discount % (Excluding VAT) | Total |  | Unit Price/Discount % (Excluding VAT) | Total |  | Unit Price/Discount % (Excluding VAT) | Total | Unit Price/Discount % (Excluding VAT) | Total | Unit Price/Discount % (Excluding VAT) | Total
2.23.4 | B3.8.1 | (*) Kitchen Cabinets base cabinet |  | m | 12 |  |  | 1284 | 15408 |  | 2280 | 27360 |  | 3600 | 43200 |  | 1750 | 21000 | 2397.12 | 28765.44 | 3000 | 36000
2.23.5 | B3.8.2 | (*) Kitchen Cabinets wall cabinet |  | m | 12 |  |  | 749 | 8988 |  | 2280 | 27360 |  | 3600 | 43200 |  | 1125 | 13500 | 1797.84 | 21574.08 | 1000 | 12000
2.23.6 | B3.8.3 | (*) Vanity top, size 600 mm wide x 1700 mm long. |  | m | 3 |  |  | 2312 | 6936 |  | 1710 | 5130 |  | 1200 | 3600 |  | 688 | 2064 | 2996.4 | 8989.2 | 2000 | 6000
| Note | Note Details
2.23.7 | - | Handraing
2.23.8 | - | Supply and Hand rail ,including all accessories needed for installation as per mention in drawings & specifications
| Item Code | Description | Item Remarks | Unit of Measurement | Quantity/Base Price |  |  | Unit Price/Discount % (Excluding VAT) | Total |  | Unit Price/Discount % (Excluding VAT) | Total |  | Unit Price/Discount % (Excluding VAT) | Total |  | Unit Price/Discount % (Excluding VAT) | Total | Unit Price/Discount % (Excluding VAT) | Total | Unit Price/Discount % (Excluding VAT) | Total
2.23.9 | B3.8.4 | (*) MAIN ENTRANCE & Terrace HANDRAIL |  | m | 51 |  |  | 856 | 43656 |  | 1140 | 58140 |  | 1100 | 56100 |  | 1500 | 76500 | 1797.84 | 91689.84 | 3500 | 178500
| Note | Note Details
2.23.10 | - | Wooden Pergola
2.23.11 | - | Supply and Fix wooden Pergola with palm leaf ,including all accessories needed for installation as per mention in drawings & specifications
| Item Code | Description | Item Remarks | Unit of Measurement | Quantity/Base Price |  |  | Unit Price/Discount % (Excluding VAT) | Total |  | Unit Price/Discount % (Excluding VAT) | Total |  | Unit Price/Discount % (Excluding VAT) | Total |  | Unit Price/Discount % (Excluding VAT) | Total | Unit Price/Discount % (Excluding VAT) | Total | Unit Price/Discount % (Excluding VAT) | Total
2.23.12 | B3.8.5 | (*) Main Entrance wooden Pergola with palm leaf |  | m2 | 43 |  |  | 1284 | 55212 |  | 2508 | 107844 |  | 0 | 0 |  | 2750 | 118250 | 1797.84 | 77307.12 | 2000 | 86000
2.23.13 | B3.8.6 | (*) Terrace wooden Pergola with palm leaf |  | m2 | 65 |  |  | 1284 | 83460 |  | 2508 | 163020 |  | 0 | 0 |  | 2250 | 146250 | 1797.84 | 116859.6 | 2000 | 130000
| Note | Note Details
2.23.14 | - | Mirrors
2.23.15 | - | Supply and Fix Mirrors ,including all accessories needed for installation as per mention in drawings & specifications
| Item Code | Description | Item Remarks | Unit of Measurement | Quantity/Base Price |  |  | Unit Price/Discount % (Excluding VAT) | Total |  | Unit Price/Discount % (Excluding VAT) | Total |  | Unit Price/Discount % (Excluding VAT) | Total |  | Unit Price/Discount % (Excluding VAT) | Total | Unit Price/Discount % (Excluding VAT) | Total | Unit Price/Discount % (Excluding VAT) | Total
2.23.16 | B3.8.7 | (*) Mirrors |  | No. | 6 |  |  | 535 | 3210 |  | 2280 | 13680 |  | 500 | 3000 |  | 813 | 4878 | 1797.84 | 10787.04 | 1500 | 9000
| Note | Note Details
2.23.17 | - | Signage
2.23.18 | - | Supply and Fix signage ,including all accessories needed , as per mention in drawings & specifications
| Item Code | Description | Item Remarks | Unit of Measurement | Quantity/Base Price |  |  | Unit Price/Discount % (Excluding VAT) | Total |  | Unit Price/Discount % (Excluding VAT) | Total |  | Unit Price/Discount % (Excluding VAT) | Total |  | Unit Price/Discount % (Excluding VAT) | Total | Unit Price/Discount % (Excluding VAT) | Total | Unit Price/Discount % (Excluding VAT) | Total
2.23.19 | B3.8.8 | (*) Extenal building signage |  | Item | 1 |  |  | 6000 | 6000 |  | 22800 | 22800 |  | 5000 | 5000 |  | 37500 | 37500 | 5992.81 | 5992.81 | 15000 | 15000
| Note | Note Details
2.23.20 | - | Additional items
| Item Code | Description | Item Remarks | Unit of Measurement | Quantity/Base Price |  |  | Unit Price/Discount % (Excluding VAT) | Total |  | Unit Price/Discount % (Excluding VAT) | Total |  | Unit Price/Discount % (Excluding VAT) | Total |  | Unit Price/Discount % (Excluding VAT) | Total | Unit Price/Discount % (Excluding VAT) | Total | Unit Price/Discount % (Excluding VAT) | Total
2.23.21 | AI | (*) Contractor may price here any items which has been shown in the Contract drawings or any other Contract Documents but overlooked or not specifically mentioned inthe schedule of items and is necessary for the satisfactory completion of the Works. Should the Contractor fail to insert any item here, it will be deemed that lump sum Contract Price includes all such items and no claims for additional items will be entertained. |  | Item | 1 |  |  | 0 | 0 |  | 0 | 0 |  | 0 | 0 |  | 0 | 0 | 0 | 0 | 0 | 0
| Note | Note Details
2.23.22 | - | Please attach one PDF file to be named "Additional Items for (insert bill no/name & Section No/name)" for the details of these additional items in the additional attachment area at the end of the BOQ.
2.24 NR-VIP: B2-9 FURNISHINGS AND EQUIPMENT | [6 empty] | 159375 | 18 (out of 18) | 160341 |  | 18 (out of 18) | 237006 |  | 18 (out of 18) | 324300 |  | 18 (out of 18) | 559707 | 18 (out of 18) | 124770.1 | 18 (out of 18) | 556500
| Note | Note Details
2.24.1 | - | All Quantities below for 3 suites
2.24.2 | - | Equipments
2.24.3 | - | Supply and fix Equipments ,including all accessories needed for installation as per mention in drawings & specifications
| Item Code | Description | Item Remarks | Unit of Measurement | Quantity/Base Price |  |  | Unit Price/Discount % (Excluding VAT) | Total |  | Unit Price/Discount % (Excluding VAT) | Total |  | Unit Price/Discount % (Excluding VAT) | Total |  | Unit Price/Discount % (Excluding VAT) | Total | Unit Price/Discount % (Excluding VAT) | Total | Unit Price/Discount % (Excluding VAT) | Total
2.24.4 | B3.9.1 | (*) Equipments ( Kitchen - LCD ) |  | Item | 1 |  |  | 16686 | 16686 |  | 34200 | 34200 |  | 30000 | 30000 |  | 0 | 0 | 7191.37 | 7191.37 | 90000 | 90000
| Note | Note Details
2.24.5 | - | Furniture & Blinds
2.24.6 | - | Supply Furniture ,including all accessories needed as per mention in drawings & specifications
| Item Code | Description | Item Remarks | Unit of Measurement | Quantity/Base Price |  |  | Unit Price/Discount % (Excluding VAT) | Total |  | Unit Price/Discount % (Excluding VAT) | Total |  | Unit Price/Discount % (Excluding VAT) | Total |  | Unit Price/Discount % (Excluding VAT) | Total | Unit Price/Discount % (Excluding VAT) | Total | Unit Price/Discount % (Excluding VAT) | Total
2.24.7 | B3.9.1 | (*) F/S-01 -SOFA-1 |  | No. | 3 |  |  | 5562 | 16686 |  | 7410 | 22230 |  | 12000 | 36000 |  | 0 | 0 | 2996.4 | 8989.2 | 15000 | 45000
2.24.8 | B3.9.2 | (*) F/S-02-SOFA-2 |  | No. | 3 |  |  | 4635 | 13905 |  | 3420 | 10260 |  | 4800 | 14400 |  | 0 | 0 | 2397.12 | 7191.36 | 15000 | 45000
2.24.9 | B3.9.3 | (*) F/S-03-SOFA-3 |  | No. | 3 |  |  | 2781 | 8343 |  | 2280 | 6840 |  | 8400 | 25200 |  | 0 | 0 | 1797.84 | 5393.52 | 15000 | 45000
2.24.10 | B3.9.4 | (*) F/S-04-ARMCHAIR |  | No. | 3 |  |  | 2133 | 6399 |  | 1482 | 4446 |  | 2400 | 7200 |  | 0 | 0 | 1198.56 | 3595.68 | 3000 | 9000
2.24.11 | B3.9.5 | (*) F/T-03-SIDE TABLE-2 |  | No. | 3 |  |  | 1854 | 5562 |  | 1140 | 3420 |  | 2400 | 7200 |  | 0 | 0 | 1438.27 | 4314.81 | 2000 | 6000
2.24.12 | B3.9.6 | (*) F/T-04-COFFEE TABLE-2 |  | No. | 3 |  |  | 1669 | 5007 |  | 2850 | 8550 |  | 1800 | 5400 |  | 0 | 0 | 1198.56 | 3595.68 | 1500 | 4500
2.24.13 | B3.9.7 | (*) F/S-05-SWING SOFA |  | No. | 3 |  |  | 3708 | 11124 |  | 5130 | 15390 |  | 6000 | 18000 |  | 0 | 0 | 3595.68 | 10787.04 | 5000 | 15000
2.24.14 | B3.9.8 | (*) F/T-01-SIDE TABLE-1 |  | No. | 3 |  |  | 2225 | 6675 |  | 2280 | 6840 |  | 1800 | 5400 |  | 0 | 0 | 1438.27 | 4314.81 | 2000 | 6000
2.24.15 | B3.9.9 | (*) F/B-01-KING SIZE BED |  | No. | 3 |  |  | 1669 | 5007 |  | 4560 | 13680 |  | 4200 | 12600 |  | 0 | 0 | 4194.96 | 12584.88 | 25000 | 75000
2.24.16 | B3.9.10 | (*) F/T-02-COFFEE TABLE-1 |  | No. | 3 |  |  | 1854 | 5562 |  | 2394 | 7182 |  | 2400 | 7200 |  | 0 | 0 | 1797.84 | 5393.52 | 1500 | 4500
2.24.17 | B3.9.11 | (*) F/BT-01-BED SIDE TABLE |  | No. | 3 |  |  | 927 | 2781 |  | 912 | 2736 |  | 1000 | 3000 |  | 0 | 0 | 958.85 | 2876.55 | 2000 | 6000
2.24.18 | B3.9.12 | (*) F/CB-01-TV CABINET |  | No. | 9 |  |  | 3245 | 29205 |  | 5130 | 46170 |  | 8400 | 75600 |  | 0 | 0 | 2996.4 | 26967.6 | 10000 | 90000
2.24.19 | B3.9.13 | (*) F/ST-01-STOOL |  | No. | 3 |  |  | 696 | 2088 |  | 2394 | 7182 |  | 2200 | 6600 |  | 0 | 0 | 898.92 | 2696.76 | 5000 | 15000
2.24.20 | B3.9.14 | (*) F/FC-01-CUSTOMIZED FIXED CABINET |  | No. | 3 |  |  | 4265 | 12795 |  | 2850 | 8550 |  | 6000 | 18000 |  | 0 | 0 | 1797.84 | 5393.52 | 20000 | 60000
2.24.21 | B3.9.15 | (*) supply & installation of LCD screen |  | No. | 3 |  |  | 2781 | 8343 |  | 10260 | 30780 |  | 15000 | 45000 |  | 0 | 0 | 4194.96 | 12584.88 | 10000 | 30000
2.24.22 | B3.9.16 | (*) BLINDS |  | Item | 3 |  |  | 1391 | 4173 |  | 2850 | 8550 |  | 2500 | 7500 |  | 0 | 0 | 299.64 | 898.92 | 3500 | 10500
| Note | Note Details
2.24.23 | - | Additional items
| Item Code | Description | Item Remarks | Unit of Measurement | Quantity/Base Price |  |  | Unit Price/Discount % (Excluding VAT) | Total |  | Unit Price/Discount % (Excluding VAT) | Total |  | Unit Price/Discount % (Excluding VAT) | Total |  | Unit Price/Discount % (Excluding VAT) | Total | Unit Price/Discount % (Excluding VAT) | Total | Unit Price/Discount % (Excluding VAT) | Total
2.24.24 | AI | (*) Contractor may price here any items which has been shown in the Contract drawings or any other Contract Documents but overlooked or not specifically mentioned inthe schedule of items and is necessary for the satisfactory completion of the Works. Should the Contractor fail to insert any item here, it will be deemed that lump sum Contract Price includes all such items and no claims for additional items will be entertained. |  | Item | 1 |  |  | 0 | 0 |  | 0 | 0 |  | 0 | 0 |  | 559707 | 559707 | 0 | 0 | 0 | 0
| Note | Note Details
2.24.25 | - | Please attach one PDF file to be named "Additional Items for (insert bill no/name & Section No/name)" for the details of these additional items in the additional attachment area at the end of the BOQ.
2.25 NR-VIP: B3-10 MECHANICAL INSTALLATION | [6 empty] | 178505 | 44 (out of 44) | 351947 |  | 44 (out of 44) | 438063.24 |  | 44 (out of 44) | 420080 |  | 44 (out of 44) | 0 | 44 (out of 44) | 748519.69 | 44 (out of 44) | 300000
| Note | Note Details
2.25.1 | - | All Quantities below for 3 suites
2.25.2 | - | Heating, ventilating and air-conditioning
| Item Code | Description | Item Remarks | Unit of Measurement | Quantity/Base Price |  |  | Unit Price/Discount % (Excluding VAT) | Total |  | Unit Price/Discount % (Excluding VAT) | Total |  | Unit Price/Discount % (Excluding VAT) | Total |  | Unit Price/Discount % (Excluding VAT) | Total | Unit Price/Discount % (Excluding VAT) | Total | Unit Price/Discount % (Excluding VAT) | Total
2.25.3 | B3.10.1 | (*) DX type Split units with compatible outdoor units ; complete with necessary refrigerant pipework, ductworks, flexible connections, thermometers; controls and associated accessories, vibration isolators, sound liner, attenuators comply with manufacturer's details, final electrical connection, control panel and acoustic linings to reduced noise level; condensate drain piping up to the nearest floor drain, etc.; all in accordance with the specification and drawings |  | No. | 6 |  |  | 0 | 0 |  | 13680 | 82080 |  | 10000 | 60000 |  | 0 | 0 | 18735.41 | 112412.46 | 0 | 0
2.25.4 | B3.10.2 | (*) Supply/Return Air linear diffuser; all in accordance with the specification and drawing |  | m | 6 |  |  | 0 | 0 |  | 1368 | 8208 |  | 240 | 1440 |  | 0 | 0 | 2838.7 | 17032.2 | 0 | 0
2.25.5 | B3.10.3 | (*) Supply/Return Air Registers and grills; all in accordance with the specification and drawing |  | No. | 12 |  |  | 0 | 0 |  | 1368 | 16416 |  | 230 | 2760 |  | 0 | 0 | 2157.41 | 25888.92 | 0 | 0
2.25.6 | B3.10.4 | (*) Supply/Return Air Registers and grills; all in accordance with the specification and drawing |  | No. | 9 |  |  | 0 | 0 |  | 1368 | 12312 |  | 230 | 2070 |  | 0 | 0 | 2157.41 | 19416.69 | 0 | 0
2.25.7 | B3.10.5 | (*) Galvanized steel sheet metal, rectangular ductwork complete with insulation and all bends, tees, junctions, transformations, splitters, turning vanes, access panels, bell mouths, pressure dampers, fire dampers, fire retardant sealants for all ductwork passing through fire rated structures and connection to equipment, etc.; all in accordance with the specification and drawings |  | m2 | 56 |  |  | 0 | 0 |  | 342 | 19152 |  | 370 | 20720 |  | 0 | 0 | 227.1 | 12717.6 | 0 | 0
2.25.8 | B3.10.6 | (*) Exhaust Disc Valve complete including fixing to ductwork; all in accordance with the specification and drawings; |  | No. | 6 |  |  | 0 | 0 |  | 684 | 4104 |  | 230 | 1380 |  | 0 | 0 | 5677.4 | 34064.4 | 0 | 0
2.25.9 | B3.10.7 | (*) Exhaust fans including necessary dampers, controls and associated accessories, connection to duct work and electrical connection with automatic charge over switch, etc.; all in accordance with the specification and drawings |  | No. | 6 |  |  | 0 | 0 |  | 4560 | 27360 |  | 3825 | 22950 |  | 0 | 0 | 9083.83 | 54502.98 | 0 | 0
2.25.10 | B3.10.8 | (*) Exhaust Fan |  | No. | 6 |  |  | 0 | 0 |  | 4560 | 27360 |  | 2300 | 13800 |  | 0 | 0 | 13625.75 | 81754.5 | 0 | 0
| Note | Note Details
2.25.11 | - | Drainage system
2.25.12 | - | Supply, install and commission Drainage, uPVC soil ,waste, vent and rain water pipes- above ground and below ground pipes and fittings including supports, brackets, hangers in accordance with the specification including coordination and connection to Sanitary wares as per required to complete Drainage System.
| Item Code | Description | Item Remarks | Unit of Measurement | Quantity/Base Price |  |  | Unit Price/Discount % (Excluding VAT) | Total |  | Unit Price/Discount % (Excluding VAT) | Total |  | Unit Price/Discount % (Excluding VAT) | Total |  | Unit Price/Discount % (Excluding VAT) | Total | Unit Price/Discount % (Excluding VAT) | Total | Unit Price/Discount % (Excluding VAT) | Total
2.25.13 | B3.10.9 | (*) Floor drain; all in accordance with the drawing and specification |  | No. | 9 |  |  | 0 | 0 |  | 513 | 4617 |  | 650 | 5850 |  | 0 | 0 | 340.64 | 3065.76 | 0 | 0
2.25.14 | B3.10.10 | (*) Gully trap ; all in accordance with the drawing and specification |  | No. | 6 |  |  | 0 | 0 |  | 684 | 4104 |  | 2500 | 15000 |  | 0 | 0 | 1703.22 | 10219.32 | 0 | 0
2.25.15 | B3.10.11 | (*) Floor Clean out; all in accordance with the drawing and specification |  | No. | 9 |  |  | 0 | 0 |  | 513 | 4617 |  | 600 | 5400 |  | 0 | 0 | 567.74 | 5109.66 | 0 | 0
2.25.16 | B3.10.12 | (*) uPVC pipe work installation including excavation, accessories, fittings and fixings all in accordance to the specification and drawings; 50 mm dia |  | m | 16 |  |  | 0 | 0 |  | 51.3 | 820.8 |  | 55 | 880 |  | 0 | 0 | 113.55 | 1816.8 | 0 | 0
2.25.17 | B3.10.13 | (*) Ditto; 82mm dia |  | m | 28 |  |  | 0 | 0 |  | 93.48 | 2617.44 |  | 75 | 2100 |  | 0 | 0 | 130.58 | 3656.24 | 0 | 0
2.25.18 | B3.10.14 | (*) Ditto; 82mm dia (Vent Pipe) |  | m | 30 |  |  | 0 | 0 |  | 91.2 | 2736 |  | 75 | 2250 |  | 0 | 0 | 130.58 | 3917.4 | 0 | 0
2.25.19 | B3.10.15 | (*) Ditto; 110mm dia |  | m | 34 |  |  | 0 | 0 |  | 125.4 | 4263.6 |  | 120 | 4080 |  | 0 | 0 | 136.26 | 4632.84 | 0 | 0
| Note | Note Details
2.25.20 | - | Stormwater
| Item Code | Description | Item Remarks | Unit of Measurement | Quantity/Base Price |  |  | Unit Price/Discount % (Excluding VAT) | Total |  | Unit Price/Discount % (Excluding VAT) | Total |  | Unit Price/Discount % (Excluding VAT) | Total |  | Unit Price/Discount % (Excluding VAT) | Total | Unit Price/Discount % (Excluding VAT) | Total | Unit Price/Discount % (Excluding VAT) | Total
2.25.21 | B3.10.16 | (*) Soakaway Pit Cover; all in accordance with the drawing and specification |  | No. | 3 |  |  | 0 | 0 |  | 6840 | 20520 |  | 6500 | 19500 |  | 0 | 0 | 4059.34 | 12178.02 | 0 | 0
2.25.22 | B3.10.17 | (*) Rainwater outlet; all in accordance with the drawing and specification |  | No. | 3 |  |  | 0 | 0 |  | 741 | 2223 |  | 850 | 2550 |  | 0 | 0 | 567.74 | 1703.22 | 0 | 0
2.25.23 | B3.10.18 | (*) uPVC pipe work installation including excavation, accessories, fittings and fixings all in accordance to the specification and drawings; 110 mm dia |  | m | 25 |  |  | 0 | 0 |  | 125.4 | 3135 |  | 120 | 3000 |  | 0 | 0 | 227.1 | 5677.5 | 0 | 0
| Note | Note Details
2.25.24 | - | Water Supply
| Item Code | Description | Item Remarks | Unit of Measurement | Quantity/Base Price |  |  | Unit Price/Discount % (Excluding VAT) | Total |  | Unit Price/Discount % (Excluding VAT) | Total |  | Unit Price/Discount % (Excluding VAT) | Total |  | Unit Price/Discount % (Excluding VAT) | Total | Unit Price/Discount % (Excluding VAT) | Total | Unit Price/Discount % (Excluding VAT) | Total
2.25.25 | B3.10.19 | (*) Supply and install water heaters including all necessary valve, thermometers, contactors, transformer, diffuser, heating elements and accessories, etc.; all in accordance with the specification and drawings; |  | No. | 6 |  |  | 0 | 0 |  | 798 | 4788 |  | 1500 | 9000 |  | 0 | 0 | 1362.57 | 8175.42 | 0 | 0
2.25.26 | B3.10.20 | (*) Isolating Valve ; all in accordance with the specification and drawings; |  | No. | 6 |  |  | 0 | 0 |  | 114 | 684 |  | 450 | 2700 |  | 0 | 0 | 1703.22 | 10219.32 | 0 | 0
2.25.27 | B3.10.21 | (*) Booster Pump Set complete including valves, flexible connections, pressure vessel, vibration isolators, safety devices, prewired control panels, DDC with buzzer and flash indicator strainers, foundations and electrical connections to local outlets; all in accordance with the specification and drawings |  | No. | 3 |  |  | 0 | 0 |  | 13680 | 41040 |  | 12800 | 38400 |  | 0 | 0 | 39741.77 | 119225.31 | 0 | 0
2.25.28 | B3.10.22 | (*) Roof Water GRP tank complete with all interconnecting piping, fittings, valves, etc.; all in accordance with the specification and drawings |  | No. | 3 |  |  | 0 | 0 |  | 5700 | 17100 |  | 9500 | 28500 |  | 0 | 0 | 17032.19 | 51096.57 | 0 | 0
2.25.29 | B3.10.23 | (*) Polypropylene pipe and fittings including insulation, accessories and connections; all in accordance with the specification and drawings; 25 mm dia |  | m | 68 |  |  | 0 | 0 |  | 34.2 | 2325.6 |  | 50 | 3400 |  | 0 | 0 | 56.77 | 3860.36 | 0 | 0
2.25.30 | B3.10.24 | (*) Ditto; 32mm dia. |  | m | 59 |  |  | 0 | 0 |  | 39.9 | 2354.1 |  | 60 | 3540 |  | 0 | 0 | 73.81 | 4354.79 | 0 | 0
2.25.31 | B3.10.25 | (*) Hot Polypropylene pipe and fittings including insulation, accessories and connections; all in accordance with the specification and drawings; 20mm dia |  | m | 20 |  |  | 0 | 0 |  | 28.5 | 570 |  | 55 | 1100 |  | 0 | 0 | 45.42 | 908.4 | 0 | 0
| Note | Note Details
2.25.32 | - | Sanitary ware
2.25.33 | - | Supply and fix Sanitary ware ,including all accessories needed for installation as per mention in drawings & specifications
| Item Code | Description | Item Remarks | Unit of Measurement | Quantity/Base Price |  |  | Unit Price/Discount % (Excluding VAT) | Total |  | Unit Price/Discount % (Excluding VAT) | Total |  | Unit Price/Discount % (Excluding VAT) | Total |  | Unit Price/Discount % (Excluding VAT) | Total | Unit Price/Discount % (Excluding VAT) | Total | Unit Price/Discount % (Excluding VAT) | Total
2.25.34 | B3.10.26 | (*) Sanitary ware |  | Item | 1 |  |  | 0 | 0 |  | 68400 | 68400 |  | 125000 | 125000 |  | 0 | 0 | 85160.93 | 85160.93 | 0 | 0
| Note | Note Details
2.25.35 | - | Fire protection
2.25.36 | - | Supply and installation, testing, commissioning fire fighting system with all accessories as per ADDC latest code
| Item Code | Description | Item Remarks | Unit of Measurement | Quantity/Base Price |  |  | Unit Price/Discount % (Excluding VAT) | Total |  | Unit Price/Discount % (Excluding VAT) | Total |  | Unit Price/Discount % (Excluding VAT) | Total |  | Unit Price/Discount % (Excluding VAT) | Total | Unit Price/Discount % (Excluding VAT) | Total | Unit Price/Discount % (Excluding VAT) | Total
2.25.37 | B3.10.27 | (*) Fire extinguishers and equipment complete as specified including supports, brackets, instruction signs and the like; all in accordance with the specification and drawings; 6 kg dry powder fire extinguisher |  | No. | 3 |  |  | 0 | 0 |  | 228 | 684 |  | 400 | 1200 |  | 0 | 0 | 454.19 | 1362.57 | 0 | 0
2.25.38 | B3.10.28 | (*) Ditto; 9 ltr foam fire extinguisher |  | No. | 3 |  |  | 0 | 0 |  | 342 | 1026 |  | 750 | 2250 |  | 0 | 0 | 965.16 | 2895.48 | 0 | 0
2.25.39 | B3.10.29 | (*) Ditto; 5 kg co2 fire extinguisher |  | No. | 3 |  |  | 0 | 0 |  | 285 | 855 |  | 420 | 1260 |  | 0 | 0 | 510.97 | 1532.91 | 0 | 0
2.25.40 | B3.10.30 | (*) Fire Blanket; all in accordance with the drawing and specification |  | No. | 3 |  |  | 0 | 0 |  | 96.9 | 290.7 |  | 600 | 1800 |  | 0 | 0 | 1703.22 | 5109.66 | 0 | 0
| Note | Note Details
2.25.41 | - | SUNDRIES:-
| Item Code | Description | Item Remarks | Unit of Measurement | Quantity/Base Price |  |  | Unit Price/Discount % (Excluding VAT) | Total |  | Unit Price/Discount % (Excluding VAT) | Total |  | Unit Price/Discount % (Excluding VAT) | Total |  | Unit Price/Discount % (Excluding VAT) | Total | Unit Price/Discount % (Excluding VAT) | Total | Unit Price/Discount % (Excluding VAT) | Total
2.25.42 | B3.10.31 | (*) Allow for supports |  | Item | 1 |  |  | 0 | 0 |  | 2280 | 2280 |  | 3000 | 3000 |  | 0 | 0 | 2838.7 | 2838.7 | 0 | 0
2.25.43 | B3.10.32 | (*) Allow for identifications, tag plates, labels, signage and colour coding for all services. |  | Item | 1 |  |  | 0 | 0 |  | 2280 | 2280 |  | 1000 | 1000 |  | 0 | 0 | 1703.22 | 1703.22 | 0 | 0
2.25.44 | B3.10.33 | (*) Allow for testing and pre-commissioning |  | Item | 1 |  |  | 0 | 0 |  | 3420 | 3420 |  | 500 | 500 |  | 0 | 0 | 5677.4 | 5677.4 | 0 | 0
2.25.45 | B3.10.34 | (*) Allow for commissioning |  | Item | 1 |  |  | 0 | 0 |  | 1140 | 1140 |  | 500 | 500 |  | 0 | 0 | 5677.4 | 5677.4 | 0 | 0
2.25.46 | B3.10.35 | (*) Allow for tools and spares |  | Item | 1 |  |  | 0 | 0 |  | 1140 | 1140 |  | 200 | 200 |  | 0 | 0 | 2838.7 | 2838.7 | 0 | 0
2.25.47 | B3.10.36 | (*) Allow for document and certification |  | Item | 1 |  |  | 0 | 0 |  | 570 | 570 |  | 1000 | 1000 |  | 0 | 0 | 2838.7 | 2838.7 | 0 | 0
2.25.48 | B3.10.37 | (*) Allow for co-ordination with other services |  | Item | 1 |  |  | 0 | 0 |  | 570 | 570 |  | 1000 | 1000 |  | 0 | 0 | 1703.22 | 1703.22 | 0 | 0
2.25.49 | B3.10.38 | (*) Allow for cutting or forming holes, mortises, chases, or the like and making good finishing |  | Item | 1 |  |  | 0 | 0 |  | 1140 | 1140 |  | 1000 | 1000 |  | 0 | 0 | 5677.4 | 5677.4 | 0 | 0
2.25.50 | B3.10.39 | (*) Allow for building in or cutting and pinning brackets or the like and making good finishing |  | Item | 1 |  |  | 0 | 0 |  | 3420 | 3420 |  | 1000 | 1000 |  | 0 | 0 | 2838.7 | 2838.7 | 0 | 0
2.25.51 | B3.10.40 | (*) Allow for protective painting to all systems |  | Item | 1 |  |  | 0 | 0 |  | 3990 | 3990 |  | 1500 | 1500 |  | 0 | 0 | 2838.7 | 2838.7 | 0 | 0
2.25.52 | B3.10.41 | (*) Allow for decorative painting to all systems |  | Item | 1 |  |  | 0 | 0 |  | 5130 | 5130 |  | 500 | 500 |  | 0 | 0 | 1703.22 | 1703.22 | 0 | 0
2.25.53 | B3.10.42 | (*) Allow for drawings, manuals, submittal, samples inspections, instruction books |  | Item | 1 |  |  | 0 | 0 |  | 17100 | 17100 |  | 3000 | 3000 |  | 0 | 0 | 2838.7 | 2838.7 | 0 | 0
2.25.54 | B3.10.43 | (*) Allow for builders work |  | Item | 1 |  |  | 351947 | 351947 |  | 9120 | 9120 |  | 2000 | 2000 |  | 0 | 0 | 5677.4 | 5677.4 | 0 | 0
| Note | Note Details
2.25.55 | - | Additional items
| Item Code | Description | Item Remarks | Unit of Measurement | Quantity/Base Price |  |  | Unit Price/Discount % (Excluding VAT) | Total |  | Unit Price/Discount % (Excluding VAT) | Total |  | Unit Price/Discount % (Excluding VAT) | Total |  | Unit Price/Discount % (Excluding VAT) | Total | Unit Price/Discount % (Excluding VAT) | Total | Unit Price/Discount % (Excluding VAT) | Total
2.25.56 | AI | (*) Contractor may price here any items which has been shown in the Contract drawings or any other Contract Documents but overlooked or not specifically mentioned inthe schedule of items and is necessary for the satisfactory completion of the Works. Should the Contractor fail to insert any item here, it will be deemed that lump sum Contract Price includes all such items and no claims for additional items will be entertained. |  | Item | 1 |  |  | 0 | 0 |  | 0 | 0 |  | 0 | 0 |  | 0 | 0 | 0 | 0 | 300000 | 300000
| Note | Note Details
2.25.57 | - | Please attach one PDF file to be named "Additional Items for (insert bill no/name & Section No/name)" for the details of these additional items in the additional attachment area at the end of the BOQ.
2.26 NR-VIP: B3-11 ELECTRICAL INSTALLATION | [6 empty] | 155970 | 65 (out of 65) | 283392 |  | 65 (out of 65) | 353633.7 |  | 65 (out of 65) | 407017 |  | 65 (out of 65) | 0 | 65 (out of 65) | 906299.97 | 65 (out of 65) | 360000
| Note | Note Details
2.26.1 | - | All Quantities below for 3 suites
2.26.2 | - | Electrical Works
2.26.3 | - | Final Distribution Board
2.26.4 | - | Supply, install, test and commission Wall mounted/ Free Standing Final Distribution Boards including circuit breakers, energy monitoring, conduits, ducts and trays from incoming/Outgoing power supply and all terminations as shown on the Drawings & Specifications for the following:-
| Item Code | Description | Item Remarks | Unit of Measurement | Quantity/Base Price |  |  | Unit Price/Discount % (Excluding VAT) | Total |  | Unit Price/Discount % (Excluding VAT) | Total |  | Unit Price/Discount % (Excluding VAT) | Total |  | Unit Price/Discount % (Excluding VAT) | Total | Unit Price/Discount % (Excluding VAT) | Total | Unit Price/Discount % (Excluding VAT) | Total
2.26.5 | B3.11.1 | (*) DB-VS |  | No. | 3 |  |  | 0 | 0 |  | 2622 | 7866 |  | 4000 | 12000 |  | 0 | 0 | 5677.4 | 17032.2 | 0 | 0
| Note | Note Details
2.26.6 | - | CABLES AND CABLES SUPPORT SYSTEMS:-
2.26.7 | - | Supply, install, test and commission of Low Voltage armoured cables including glands, connections, conduits, cable ducts, Cable Trays, GI cable trunking, civil works, cable cleats, earthing cable, fixings and termination complete as shown on Drawings and Specifications
2.26.8 | - | Cables from SMDB to the following
| Item Code | Description | Item Remarks | Unit of Measurement | Quantity/Base Price |  |  | Unit Price/Discount % (Excluding VAT) | Total |  | Unit Price/Discount % (Excluding VAT) | Total |  | Unit Price/Discount % (Excluding VAT) | Total |  | Unit Price/Discount % (Excluding VAT) | Total | Unit Price/Discount % (Excluding VAT) | Total | Unit Price/Discount % (Excluding VAT) | Total
2.26.9 | B3.11.2 | (*) (4C 35mm2 XLPE/SWA/PVC + 1C 16mm2 CU PVC) |  | m | 420 |  |  | 0 | 0 |  | 153.9 | 64638 |  | 105 | 44100 |  | 0 | 0 | 115.82 | 48644.4 | 0 | 0
| Note | Note Details
2.26.10 | - | Cables Trays and Trunking
2.26.11 | - | Internal armoured cables, cable trays, cable ducts, GI cable trunking, civil works etc. including all fixings and termination complete as per shown in schematic diagram, load schedules and drawings.
| Item Code | Description | Item Remarks | Unit of Measurement | Quantity/Base Price |  |  | Unit Price/Discount % (Excluding VAT) | Total |  | Unit Price/Discount % (Excluding VAT) | Total |  | Unit Price/Discount % (Excluding VAT) | Total |  | Unit Price/Discount % (Excluding VAT) | Total | Unit Price/Discount % (Excluding VAT) | Total | Unit Price/Discount % (Excluding VAT) | Total
2.26.12 | B3.11.3 | (*) GI Trunking 50mm x 50mm |  | Item | 1 |  |  | 283392 | 283392 |  | 22.8 | 22.8 |  | 100 | 100 |  | 0 | 0 | 2838.7 | 2838.7 | 0 | 0
2.26.13 | B3.11.4 | (*) GI Trunking 100mm x 100mm |  | Item | 1 |  |  | 0 | 0 |  | 45.6 | 45.6 |  | 100 | 100 |  | 0 | 0 | 2838.7 | 2838.7 | 0 | 0
2.26.14 | B3.11.5 | (*) GI Trunking 150mm x 150mm |  | Item | 1 |  |  | 0 | 0 |  | 79.8 | 79.8 |  | 100 | 100 |  | 0 | 0 | 2838.7 | 2838.7 | 0 | 0
2.26.15 | B3.11.6 | (*) 100mm HDGI cable tray |  | Item | 1 |  |  | 0 | 0 |  | 684 | 684 |  | 1000 | 1000 |  | 0 | 0 | 2838.7 | 2838.7 | 0 | 0
2.26.16 | B3.11.7 | (*) 150 mm HDGI cable tray |  | Item | 1 |  |  | 0 | 0 |  | 199.5 | 199.5 |  | 10000 | 10000 |  | 0 | 0 | 2838.7 | 2838.7 | 0 | 0
2.26.17 | B3.11.8 | (*) 200 mm HDGI cable tray |  | Item | 1 |  |  | 0 | 0 |  | 51.3 | 51.3 |  | 500 | 500 |  | 0 | 0 | 2838.7 | 2838.7 | 0 | 0
2.26.18 | B3.11.9 | (*) 300 mm HDGI cable tray |  | Item | 1 |  |  | 0 | 0 |  | 57 | 57 |  | 300 | 300 |  | 0 | 0 | 2838.7 | 2838.7 | 0 | 0
| Note | Note Details
2.26.19 | - | DISCONNECTING SWITCHES:-
2.26.20 | - | Supply ,Install, testing and commissioning AC23,IP65 Disconnecting switches including all interconnecting cables, wires , trays and Equipments Points from SMD panels and terminations.
| Item Code | Description | Item Remarks | Unit of Measurement | Quantity/Base Price |  |  | Unit Price/Discount % (Excluding VAT) | Total |  | Unit Price/Discount % (Excluding VAT) | Total |  | Unit Price/Discount % (Excluding VAT) | Total |  | Unit Price/Discount % (Excluding VAT) | Total | Unit Price/Discount % (Excluding VAT) | Total | Unit Price/Discount % (Excluding VAT) | Total
2.26.21 | B3.11.10 | (*) Single phase Isolator (SPN) IP65 |  | No. | 9 |  |  | 0 | 0 |  | 912 | 8208 |  | 300 | 2700 |  | 0 | 0 | 965.16 | 8686.44 | 0 | 0
2.26.22 | B3.11.11 | (*) Three Phase Isolator (TPN) IP 65 |  | No. | 6 |  |  | 0 | 0 |  | 1596 | 9576 |  | 550 | 3300 |  | 0 | 0 | 1703.22 | 10219.32 | 0 | 0
| Note | Note Details
2.26.23 | - | POWER INSTALLATION:
2.26.24 | - | Wiring Devices Points
2.26.25 | - | Supply ,Install, testing and commissioning complete including points of Wiring devices with cover plates and outlet boxes , wiring cable tray & required all terminations,conduits,boxes , back boxes, couplers, draw boxes, junction boxes, wiring etc complete as per Drawings and Specifications.
| Item Code | Description | Item Remarks | Unit of Measurement | Quantity/Base Price |  |  | Unit Price/Discount % (Excluding VAT) | Total |  | Unit Price/Discount % (Excluding VAT) | Total |  | Unit Price/Discount % (Excluding VAT) | Total |  | Unit Price/Discount % (Excluding VAT) | Total | Unit Price/Discount % (Excluding VAT) | Total | Unit Price/Discount % (Excluding VAT) | Total
2.26.26 | B3.11.12 | (*) 13A switched single socket outlet |  | No. | 3 |  |  | 0 | 0 |  | 239.4 | 718.2 |  | 320 | 960 |  | 0 | 0 | 794.84 | 2384.52 | 0 | 0
2.26.27 | B3.11.13 | (*) 13A switched double socket outlet |  | No. | 15 |  |  | 0 | 0 |  | 273.6 | 4104 |  | 380 | 5700 |  | 0 | 0 | 851.61 | 12774.15 | 0 | 0
2.26.28 | B3.11.14 | (*) 1 gang 13A,240 V,2 pole weather proof switched socket outlet IP65 |  | No. | 3 |  |  | 0 | 0 |  | 222.3 | 666.9 |  | 420 | 1260 |  | 0 | 0 | 738.06 | 2214.18 | 0 | 0
2.26.29 | B3.11.15 | (*) 13A switched double socket outlet above bench level |  | No. | 9 |  |  | 0 | 0 |  | 273.6 | 2462.4 |  | 420 | 3780 |  | 0 | 0 | 794.84 | 7153.56 | 0 | 0
2.26.30 | B3.11.16 | (*) 13A switched single socket outlet above bench level |  | No. | 3 |  |  | 0 | 0 |  | 239.4 | 718.2 |  | 380 | 1140 |  | 0 | 0 | 766.45 | 2299.35 | 0 | 0
2.26.31 | B3.11.17 | (*) Flex outlet for water heater |  | No. | 6 |  |  | 0 | 0 |  | 250.8 | 1504.8 |  | 400 | 2400 |  | 0 | 0 | 567.74 | 3406.44 | 0 | 0
| Note | Note Details
2.26.32 | - | LIGHTING FIXTURES
2.26.33 | - | Supply, install, testing and commissioning complete Light fittings including cabling, wiring, conduits and switches in connections to permanent wiring system
| Item Code | Description | Item Remarks | Unit of Measurement | Quantity/Base Price |  |  | Unit Price/Discount % (Excluding VAT) | Total |  | Unit Price/Discount % (Excluding VAT) | Total |  | Unit Price/Discount % (Excluding VAT) | Total |  | Unit Price/Discount % (Excluding VAT) | Total | Unit Price/Discount % (Excluding VAT) | Total | Unit Price/Discount % (Excluding VAT) | Total
2.26.34 | B3.11.18 | (*) Electrical points for Type L3 | Quantity /Type /Updated | No. | 3 |  |  | 0 | 0 |  | 399 | 1197 |  | 688 | 2064 |  | 0 | 0 | 567.74 | 1703.22 | 0 | 0
2.26.35 | B3.11.19 | (*) Electrical points for Type L4 | Quantity /Type /Updated | No. | 15 |  |  | 0 | 0 |  | 399 | 5985 |  | 1706 | 25590 |  | 0 | 0 | 567.74 | 8516.1 | 0 | 0
2.26.36 | B3.11.20 | (*) Electrical points for Type L9 | Quantity /Type /Updated | No. | 6 |  |  | 0 | 0 |  | 570 | 3420 |  | 2090 | 12540 |  | 0 | 0 | 766.45 | 4598.7 | 0 | 0
2.26.37 | B3.11.21 | (*) Electrical points for Type L10 | Quantity /Type /Updated | No. | 3 |  |  | 0 | 0 |  | 370.5 | 1111.5 |  | 258 | 774 |  | 0 | 0 | 1476.12 | 4428.36 | 0 | 0
2.26.38 | B3.11.21.1 | (*) Electrical points for Type L11 | Quantity /Type /Updated | No. | 9 |  |  | 0 | 0 |  | 370.5 | 3334.5 |  | 1551 | 13959 |  | 0 | 0 | 851.61 | 7664.49 | 0 | 0
2.26.39 | B3.11.21.2 | (*) Electrical points for Type L12 | Quantity /Type /Updated | No. | 9 |  |  | 0 | 0 |  | 478.8 | 4309.2 |  | 361 | 3249 |  | 0 | 0 | 851.61 | 7664.49 | 0 | 0
2.26.40 | B3.11.21.3 | (*) Electrical points for Type L13 | Quantity /Type /Updated | No. | 6 |  |  | 0 | 0 |  | 478.8 | 2872.8 |  | 504 | 3024 |  | 0 | 0 | 1362.57 | 8175.42 | 0 | 0
2.26.41 | B3.11.21.4 | (*) Electrical points for Type L14 | Quantity /Type /Updated | No. | 33 |  |  | 0 | 0 |  | 478.8 | 15800.4 |  | 604 | 19932 |  | 0 | 0 | 1362.57 | 44964.81 | 0 | 0
2.26.42 | B3.11.21.5 | (*) Electrical points for Type L15 | Quantity /Type /Updated | mtr | 45 |  |  | 0 | 0 |  | 478.8 | 21546 |  | 845 | 38025 |  | 0 | 0 | 1362.57 | 61315.65 | 0 | 0
2.26.43 | B3.11.22 | (*) Surface Mountain Self Contained Non Maintained, 3 Hours Duration 1x12W Emergency Light |  | No. | 9 |  |  | 0 | 0 |  | 478.8 | 4309.2 |  | 1320 | 11880 |  | 0 | 0 | 1703.22 | 15328.98 | 0 | 0
2.26.44 | B3.11.23 | (*) Self Contained and Maintained, 3 Hours Duration 1x8W Exit Light |  | No. | 6 |  |  | 0 | 0 |  | 478.8 | 2872.8 |  | 1450 | 8700 |  | 0 | 0 | 1419.35 | 8516.1 | 0 | 0
| Note | Note Details
2.26.45 | - | WIRING DEVICES & ACCESSORIES
2.26.46 | - | Supply, install and connect the following devices including device boxes, cover, plates, conduits and wiring between devices and distribution boards, switch panels, etc. as per drawings:
| Item Code | Description | Item Remarks | Unit of Measurement | Quantity/Base Price |  |  | Unit Price/Discount % (Excluding VAT) | Total |  | Unit Price/Discount % (Excluding VAT) | Total |  | Unit Price/Discount % (Excluding VAT) | Total |  | Unit Price/Discount % (Excluding VAT) | Total | Unit Price/Discount % (Excluding VAT) | Total | Unit Price/Discount % (Excluding VAT) | Total
2.26.47 | B3.11.24 | (*) 20A double pole switch |  | No. | 6 |  |  | 0 | 0 |  | 222.3 | 1333.8 |  | 300 | 1800 |  | 0 | 0 | 851.61 | 5109.66 | 0 | 0
2.26.48 | B3.11.25 | (*) One way Two gang lighting grid switch | Description Updated | No. | 9 |  |  | 0 | 0 |  | 205.2 | 1846.8 |  | 280 | 2520 |  | 0 | 0 | 738.06 | 6642.54 | 0 | 0
2.26.49 | B3.11.26 | (*) Two way Three gang lighting grid switch | Description Updated | No. | 6 |  |  | 0 | 0 |  | 205.2 | 1231.2 |  | 320 | 1920 |  | 0 | 0 | 965.16 | 5790.96 | 0 | 0
| Note | Note Details
2.26.50 | - | Cables Trays and Trunking
2.26.51 | - | Internal armoured cables, cable trays, cable ducts, GI cable trunking, civil works etc. including all fixings and termination complete as per shown in schematic diagram, load schedules and drawings.
| Item Code | Description | Item Remarks | Unit of Measurement | Quantity/Base Price |  |  | Unit Price/Discount % (Excluding VAT) | Total |  | Unit Price/Discount % (Excluding VAT) | Total |  | Unit Price/Discount % (Excluding VAT) | Total |  | Unit Price/Discount % (Excluding VAT) | Total | Unit Price/Discount % (Excluding VAT) | Total | Unit Price/Discount % (Excluding VAT) | Total
2.26.52 | B3.11.27 | (*) GI Trunking 50mm x 50mm |  | Item | 1 |  |  | 0 | 0 |  | 342 | 342 |  | 0 | 0 |  | 0 | 0 | 5677.4 | 5677.4 | 0 | 0
2.26.53 | B3.11.28 | (*) GI Trunking 100mm x 100mm |  | Item | 1 |  |  | 0 | 0 |  | 456 | 456 |  | 0 | 0 |  | 0 | 0 | 5677.4 | 5677.4 | 0 | 0
2.26.54 | B3.11.29 | (*) GI Trunking 150mm x 150mm |  | Item | 1 |  |  | 0 | 0 |  | 798 | 798 |  | 0 | 0 |  | 0 | 0 | 8516.09 | 8516.09 | 0 | 0
2.26.55 | B3.11.30 | (*) 100mm HDGI cable tray |  | Item | 1 |  |  | 0 | 0 |  | 427.5 | 427.5 |  | 0 | 0 |  | 0 | 0 | 8516.09 | 8516.09 | 0 | 0
2.26.56 | B3.11.31 | (*) 150 mm HDGI cable tray |  | Item | 1 |  |  | 0 | 0 |  | 399 | 399 |  | 0 | 0 |  | 0 | 0 | 8516.09 | 8516.09 | 0 | 0
| Note | Note Details
2.26.57 | - | Earthing & bonding System
| Item Code | Description | Item Remarks | Unit of Measurement | Quantity/Base Price |  |  | Unit Price/Discount % (Excluding VAT) | Total |  | Unit Price/Discount % (Excluding VAT) | Total |  | Unit Price/Discount % (Excluding VAT) | Total |  | Unit Price/Discount % (Excluding VAT) | Total | Unit Price/Discount % (Excluding VAT) | Total | Unit Price/Discount % (Excluding VAT) | Total
2.26.58 | B3.11.32 | (*) Supply, install ,testing and commissioning with all accessories of the earthing and bonding system complete including Earth Bar main earth electrodes , earthing continuity conductors ,bonding conductors and earth pit etc, as specified. |  | Item | 1 |  |  | 0 | 0 |  | 8550 | 8550 |  | 5000 | 5000 |  | 0 | 0 | 28386.98 | 28386.98 | 0 | 0
| Note | Note Details
2.26.59 | - | Lightning Protection System
2.26.60 | - | Supply, install, test and commission complete lightning protection system air termination network, fitting and connection complete in accordance with Specifications and Drawings.
| Item Code | Description | Item Remarks | Unit of Measurement | Quantity/Base Price |  |  | Unit Price/Discount % (Excluding VAT) | Total |  | Unit Price/Discount % (Excluding VAT) | Total |  | Unit Price/Discount % (Excluding VAT) | Total |  | Unit Price/Discount % (Excluding VAT) | Total | Unit Price/Discount % (Excluding VAT) | Total | Unit Price/Discount % (Excluding VAT) | Total
2.26.61 | B3.11.25 | (*) Earth pit |  | Item | 1 |  |  | 0 | 0 |  | 4104 | 4104 |  | 15000 | 15000 |  | 0 | 0 | 17032.19 | 17032.19 | 0 | 0
2.26.62 | B3.11.26 | (*) Free standing air terminal for protection of mechanical |  | Item | 1 |  |  | 0 | 0 |  | 5130 | 5130 |  | 6000 | 6000 |  | 0 | 0 | 5677.4 | 5677.4 | 0 | 0
2.26.63 | B3.11.27 | (*) Thermo weld in all joints |  | Item | 1 |  |  | 0 | 0 |  | 11970 | 11970 |  | 3000 | 3000 |  | 0 | 0 | 5677.4 | 5677.4 | 0 | 0
2.26.64 | B3.11.28 | (*) Copper tape down conductor |  | Item | 1 |  |  | 0 | 0 |  | 1140 | 1140 |  | 2000 | 2000 |  | 0 | 0 | 5677.4 | 5677.4 | 0 | 0
2.26.65 | B3.11.29 | (*) Down conductor to earth pit |  | Item | 1 |  |  | 0 | 0 |  | 912 | 912 |  | 2000 | 2000 |  | 0 | 0 | 5109.66 | 5109.66 | 0 | 0
2.26.66 | B3.11.30 | (*) 1C 70mm² PVC/SC direct buried cable |  | Item | 1 |  |  | 0 | 0 |  | 5557.5 | 5557.5 |  | 7000 | 7000 |  | 0 | 0 | 1703.22 | 1703.22 | 0 | 0
2.26.67 | B3.11.31 | (*) 25x 3mm bare copper tape lightning protection air terminal |  | Item | 1 |  |  | 0 | 0 |  | 8208 | 8208 |  | 15000 | 15000 |  | 0 | 0 | 9651.57 | 9651.57 | 0 | 0
| Note | Note Details
2.26.68 | - | FIRE ALARM & SECURITY SYSTEMS
2.26.69 | - | ANALOGUE ADDRESSABLE FIRE ALARM SYSTEM
2.26.70 | - | Fire Alarm Installation
2.26.71 | - | Allow for all necessary works in connection with fire alarm installation complete including supply, installation, testing and commissioning as per the drawings and/or the specifications
2.26.72 | - | Complete addressable fire alarm system including all devices / elements as shown on the drawings and/or in specification including supply, installation, connections, testing & commissioning and documentation. Include all builders work, detector base, fixing accessories, fire resistant cables, tagging, cable tray with cover, trunking, conduits, supports, back boxes, couplers and accessories as required.
| Item Code | Description | Item Remarks | Unit of Measurement | Quantity/Base Price |  |  | Unit Price/Discount % (Excluding VAT) | Total |  | Unit Price/Discount % (Excluding VAT) | Total |  | Unit Price/Discount % (Excluding VAT) | Total |  | Unit Price/Discount % (Excluding VAT) | Total | Unit Price/Discount % (Excluding VAT) | Total | Unit Price/Discount % (Excluding VAT) | Total
2.26.73 | B3.11.32 | (*) Addressable Fire Alarm control panel for 10 lodges & 3 Vip Suite |  | No. | 3 |  |  | 0 | 0 |  | 6840 | 20520 |  | 3000 | 9000 |  | 0 | 0 | 45419.16 | 136257.48 | 0 | 0
2.26.74 | B3.11.33 | (*) Addressable Monitor panel for emergency light |  | No. | 3 |  |  | 0 | 0 |  | 11400 | 34200 |  | 3000 | 9000 |  | 0 | 0 | 39741.77 | 119225.31 | 0 | 0
2.26.75 | B3.11.34 | (*) Addressable Smoke detector |  | No. | 6 |  |  | 0 | 0 |  | 399 | 2394 |  | 350 | 2100 |  | 0 | 0 | 1419.35 | 8516.1 | 0 | 0
2.26.76 | B3.11.35 | (*) Addressable manual call point |  | No. | 3 |  |  | 0 | 0 |  | 399 | 1197 |  | 450 | 1350 |  | 0 | 0 | 1419.35 | 4258.05 | 0 | 0
2.26.77 | B3.11.36 | (*) Addressable Fire Alarm sounder with strobe weather proof |  | No. | 3 |  |  | 0 | 0 |  | 399 | 1197 |  | 650 | 1950 |  | 0 | 0 | 1362.57 | 4087.71 | 0 | 0
2.26.78 | B3.11.37 | (*) Monitor Module |  | No. | 6 |  |  | 0 | 0 |  | 399 | 2394 |  | 1500 | 9000 |  | 0 | 0 | 2838.7 | 17032.2 | 0 | 0
2.26.79 | B3.11.38 | (*) conduits, cabling, trays, ducts, trunking related to fire alarm system. |  | Item | 3 |  |  | 0 | 0 |  | 3420 | 10260 |  | 10000 | 30000 |  | 0 | 0 | 34064.37 | 102193.11 | 0 | 0
| Note | Note Details
2.26.80 | - | SUNDRIES:-
| Item Code | Description | Item Remarks | Unit of Measurement | Quantity/Base Price |  |  | Unit Price/Discount % (Excluding VAT) | Total |  | Unit Price/Discount % (Excluding VAT) | Total |  | Unit Price/Discount % (Excluding VAT) | Total |  | Unit Price/Discount % (Excluding VAT) | Total | Unit Price/Discount % (Excluding VAT) | Total | Unit Price/Discount % (Excluding VAT) | Total
2.26.81 | B3.11.39 | (*) Allow for supports |  | Item | 1 |  |  | 0 | 0 |  | 1425 | 1425 |  | 3000 | 3000 |  | 0 | 0 | 5677.4 | 5677.4 | 0 | 0
2.26.82 | B3.11.40 | (*) Allow for identifications, tag plates, labels, signage and colour coding for all services. |  | Item | 1 |  |  | 0 | 0 |  | 1425 | 1425 |  | 1500 | 1500 |  | 0 | 0 | 5677.4 | 5677.4 | 0 | 0
2.26.83 | B3.11.41 | (*) Allow for testing and pre-commissioning |  | Item | 1 |  |  | 0 | 0 |  | 5700 | 5700 |  | 1000 | 1000 |  | 0 | 0 | 5677.4 | 5677.4 | 0 | 0
2.26.84 | B3.11.42 | (*) Allow for commissioning |  | Item | 1 |  |  | 0 | 0 |  | 17100 | 17100 |  | 500 | 500 |  | 0 | 0 | 5677.4 | 5677.4 | 0 | 0
2.26.85 | B3.11.43 | (*) Allow for tools and spares |  | Item | 1 |  |  | 0 | 0 |  | 8550 | 8550 |  | 200 | 200 |  | 0 | 0 | 5677.4 | 5677.4 | 0 | 0
2.26.86 | B3.11.44 | (*) Allow for document and certification |  | Item | 1 |  |  | 0 | 0 |  | 5700 | 5700 |  | 1500 | 1500 |  | 0 | 0 | 5677.4 | 5677.4 | 0 | 0
2.26.87 | B3.11.45 | (*) Allow for co-ordination with other services |  | Item | 1 |  |  | 0 | 0 |  | 2850 | 2850 |  | 1500 | 1500 |  | 0 | 0 | 5677.4 | 5677.4 | 0 | 0
2.26.88 | B3.11.46 | (*) Allow for cutting or forming holes, mortises, chases, or the like and making good finishing |  | Item | 1 |  |  | 0 | 0 |  | 1710 | 1710 |  | 2500 | 2500 |  | 0 | 0 | 5677.4 | 5677.4 | 0 | 0
2.26.89 | B3.11.47 | (*) Allow for building in or cutting and pinning brackets or the like and making good finishing |  | Item | 1 |  |  | 0 | 0 |  | 3420 | 3420 |  | 2500 | 2500 |  | 0 | 0 | 8516.09 | 8516.09 | 0 | 0
2.26.90 | B3.11.48 | (*) Allow for protective painting to all systems |  | Item | 1 |  |  | 0 | 0 |  | 855 | 855 |  | 1500 | 1500 |  | 0 | 0 | 5677.4 | 5677.4 | 0 | 0
2.26.91 | B3.11.49 | (*) Allow for decorative painting to all systems |  | Item | 1 |  |  | 0 | 0 |  | 1140 | 1140 |  | 1000 | 1000 |  | 0 | 0 | 2838.7 | 2838.7 | 0 | 0
2.26.92 | B3.11.50 | (*) Allow for drawings, manuals, submittal, samples inspections, instruction books |  | Item | 1 |  |  | 0 | 0 |  | 1710 | 1710 |  | 2500 | 2500 |  | 0 | 0 | 2838.7 | 2838.7 | 0 | 0
2.26.93 | B3.11.51 | (*) Allow for builders work |  | Item | 1 |  |  | 0 | 0 |  | 9120 | 9120 |  | 35000 | 35000 |  | 0 | 0 | 8516.09 | 8516.09 | 0 | 0
| Note | Note Details
2.26.94 | - | Additional items
| Item Code | Description | Item Remarks | Unit of Measurement | Quantity/Base Price |  |  | Unit Price/Discount % (Excluding VAT) | Total |  | Unit Price/Discount % (Excluding VAT) | Total |  | Unit Price/Discount % (Excluding VAT) | Total |  | Unit Price/Discount % (Excluding VAT) | Total | Unit Price/Discount % (Excluding VAT) | Total | Unit Price/Discount % (Excluding VAT) | Total
2.26.95 | AI | (*) Contractor may price here any items which has been shown in the Contract drawings or any other Contract Documents but overlooked or not specifically mentioned inthe schedule of items and is necessary for the satisfactory completion of the Works. Should the Contractor fail to insert any item here, it will be deemed that lump sum Contract Price includes all such items and no claims for additional items will be entertained. |  | Item | 1 |  |  | 0 | 0 |  | 0 | 0 |  | 0 | 0 |  | 0 | 0 | 0 | 0 | 360000 | 360000
| Note | Note Details
2.26.96 | - | Please attach one PDF file to be named "Additional Items for (insert bill no/name & Section No/name)" for the details of these additional items in the additional attachment area at the end of the BOQ.
2.27 NR-LB: BILL NO 04 - LODGE BUILDING (5 Nos) | [6 empty] | 4117793 |  | 5006561 |  | 0 (out of 0) | 7684965.42 |  | 0 (out of 0) | 7059453 |  | 0 (out of 0) | 5693300 | 0 (out of 0) | 9063109.354 | 0 (out of 0) | 10063440
2.28 NR-LB: B4-01 SITE WORK | [6 empty] | 24200 | 4 (out of 4) | 19800 |  | 4 (out of 4) | 46170 |  | 4 (out of 4) | 123000 |  | 4 (out of 4) | 25500 | 4 (out of 4) | 68256.52 | 4 (out of 4) | 45050
| Note | Note Details
2.28.1 | - | All Quantities Below are for 5 Lodges
2.28.2 | - | Excavation
| Item Code | Description | Item Remarks | Unit of Measurement | Quantity/Base Price |  |  | Unit Price/Discount % (Excluding VAT) | Total |  | Unit Price/Discount % (Excluding VAT) | Total |  | Unit Price/Discount % (Excluding VAT) | Total |  | Unit Price/Discount % (Excluding VAT) | Total | Unit Price/Discount % (Excluding VAT) | Total | Unit Price/Discount % (Excluding VAT) | Total
2.28.3 | B4.1.1 | (*) Pit excavation to receive foundation |  | m3 | 500 |  |  | 18 | 9000 |  | 45.6 | 22800 |  | 200 | 100000 |  | 28 | 14000 | 69.52 | 34760 | 40 | 20000
| Note | Note Details
2.28.4 | - | Filling
| Item Code | Description | Item Remarks | Unit of Measurement | Quantity/Base Price |  |  | Unit Price/Discount % (Excluding VAT) | Total |  | Unit Price/Discount % (Excluding VAT) | Total |  | Unit Price/Discount % (Excluding VAT) | Total |  | Unit Price/Discount % (Excluding VAT) | Total | Unit Price/Discount % (Excluding VAT) | Total | Unit Price/Discount % (Excluding VAT) | Total
2.28.5 | B4.1.2 | (*) Selected fill from excavated materials all in accordance with the Specifications |  | m3 | 250 |  |  | 18 | 4500 |  | 45.6 | 11400 |  | 50 | 12500 |  | 25 | 6250 | 53.94 | 13485 | 75 | 18750
| Note | Note Details
2.28.6 | - | Anti Treatment
2.28.7 | - | Allow for termite control; prepare and apply anti-termite treatment; all in accordance with the Specifications and subject to the approval
| Item Code | Description | Item Remarks | Unit of Measurement | Quantity/Base Price |  |  | Unit Price/Discount % (Excluding VAT) | Total |  | Unit Price/Discount % (Excluding VAT) | Total |  | Unit Price/Discount % (Excluding VAT) | Total |  | Unit Price/Discount % (Excluding VAT) | Total | Unit Price/Discount % (Excluding VAT) | Total | Unit Price/Discount % (Excluding VAT) | Total
2.28.8 | B4.1.3 | (*) Anti termite treatment |  | m2 | 1050 |  |  | 6 | 6300 |  | 11.4 | 11970 |  | 10 | 10500 |  | 5 | 5250 | 4.79 | 5029.5 | 6 | 6300
| Note | Note Details
2.28.9 | - | Additional items
| Item Code | Description | Item Remarks | Unit of Measurement | Quantity/Base Price |  |  | Unit Price/Discount % (Excluding VAT) | Total |  | Unit Price/Discount % (Excluding VAT) | Total |  | Unit Price/Discount % (Excluding VAT) | Total |  | Unit Price/Discount % (Excluding VAT) | Total | Unit Price/Discount % (Excluding VAT) | Total | Unit Price/Discount % (Excluding VAT) | Total
2.28.10 | AI | (*) Contractor may price here any items which has been shown in the Contract drawings or any other Contract Documents but overlooked or not specifically mentioned inthe schedule of items and is necessary for the satisfactory completion of the Works. Should the Contractor fail to insert any item here, it will be deemed that lump sum Contract Price includes all such items and no claims for additional items will be entertained. |  | Item | 1 |  |  | 0 | 0 |  | 0 | 0 |  | 0 | 0 |  | 0 | 0 | 14982.02 | 14982.02 | 0 | 0
| Note | Note Details
2.28.11 | - | Please attach one PDF file to be named "Additional Items for (insert bill no/name & Section No/name)" for the details of these additional items in the additional attachment area at the end of the BOQ.
2.29 NR-LB: B4-02 CONCRETE WORK | [6 empty] | 565200 | 13 (out of 13) | 695687 |  | 13 (out of 13) | 912000 |  | 13 (out of 13) | 821800 |  | 13 (out of 13) | 663721 | 13 (out of 13) | 971858.13 | 13 (out of 13) | 829200
| Note | Note Details
2.29.1 | - | All Quantities Below are for 5 Lodges
2.29.2 | - | SUBSTRUCTURE
2.29.3 | - | Poured Concrete
2.29.4 | - | Plain concrete (20 N/mm2) as per specifications and drawings.
| Item Code | Description | Item Remarks | Unit of Measurement | Quantity/Base Price |  |  | Unit Price/Discount % (Excluding VAT) | Total |  | Unit Price/Discount % (Excluding VAT) | Total |  | Unit Price/Discount % (Excluding VAT) | Total |  | Unit Price/Discount % (Excluding VAT) | Total | Unit Price/Discount % (Excluding VAT) | Total | Unit Price/Discount % (Excluding VAT) | Total
2.29.5 | B4.2.1 | (*) PCC 10 cm for Footings |  | m3 | 30 |  |  | 23 | 690 |  | 798 | 23940 |  | 470 | 14100 |  | 413 | 12390 | 496.2 | 14886 | 600 | 18000
| Note | Note Details
2.29.6 | - | Reinforcment Concrete (40 N/mm2) in Type I SRC cement including all shuttering,supportsand all related works as per specifications and drawings.
| Item Code | Description | Item Remarks | Unit of Measurement | Quantity/Base Price |  |  | Unit Price/Discount % (Excluding VAT) | Total |  | Unit Price/Discount % (Excluding VAT) | Total |  | Unit Price/Discount % (Excluding VAT) | Total |  | Unit Price/Discount % (Excluding VAT) | Total | Unit Price/Discount % (Excluding VAT) | Total | Unit Price/Discount % (Excluding VAT) | Total
2.29.7 | B4.2.2 | (*) Footing |  | m3 | 105 |  |  | 1334 | 140070 |  | 1710 | 179550 |  | 1100 | 115500 |  | 951 | 99855 | 1549.74 | 162722.7 | 1300 | 136500
2.29.8 | B4.2.3 | (*) Concrete ground beams |  | m3 | 70 |  |  | 1440 | 100800 |  | 1710 | 119700 |  | 1900 | 133000 |  | 1398 | 97860 | 2174.19 | 152193.3 | 1600 | 112000
2.29.9 | B4.2.4 | (*) Neck cloumns |  | m3 | 5 |  |  | 1479 | 7395 |  | 1710 | 8550 |  | 3000 | 15000 |  | 2655 | 13275 | 2475.03 | 12375.15 | 1900 | 9500
2.29.10 | B4.2.5 | (*) slab on grade |  | m3 | 128 |  |  | 1149 | 147072 |  | 1710 | 218880 |  | 1400 | 179200 |  | 567 | 72576 | 835.4 | 106931.2 | 1200 | 153600
2.29.11 | B4.2.6 | (*) Steps |  | m2 | 5 |  |  | 1215 | 6075 |  | 1710 | 8550 |  | 500 | 2500 |  | 1329 | 6645 | 835.4 | 4177 | 1300 | 6500
| Note | Note Details
2.29.12 | - | SUPER STRUCTURE
2.29.13 | - | Reinforcmen Concrete (40 N/mm2) in Type I OPC cement including all shuttering,supportsand all related works as per specifications and drawings.
| Item Code | Description | Item Remarks | Unit of Measurement | Quantity/Base Price |  |  | Unit Price/Discount % (Excluding VAT) | Total |  | Unit Price/Discount % (Excluding VAT) | Total |  | Unit Price/Discount % (Excluding VAT) | Total |  | Unit Price/Discount % (Excluding VAT) | Total | Unit Price/Discount % (Excluding VAT) | Total | Unit Price/Discount % (Excluding VAT) | Total
2.29.14 | B4.2.7 | (*) Solid slab |  | m3 | 116 |  |  | 1328 | 154048 |  | 1710 | 198360 |  | 1500 | 174000 |  | 1405 | 162980 | 2196.96 | 254847.36 | 1400 | 162400
2.29.15 | B4.2.8 | (*) Drop Beams |  | m3 | 55 |  |  | 1447 | 79585 |  | 1710 | 94050 |  | 1900 | 104500 |  | 1992 | 109560 | 2798.64 | 153925.2 | 1500 | 82500
2.29.16 | B4.2.9 | (*) Columns |  | m3 | 27 |  |  | 1460 | 39420 |  | 1710 | 46170 |  | 2700 | 72900 |  | 2116 | 57132 | 2475.03 | 66825.81 | 1600 | 43200
2.29.17 | B4.2.10 | (*) Lintels |  | m3 | 5 |  |  | 1328 | 6640 |  | 1710 | 8550 |  | 1500 | 7500 |  | 2130 | 10650 | 2798.64 | 13993.2 | 3000 | 15000
2.29.18 | B4.2.11 | (*) FOUNDATION FOR Service area |  | Item | 1 |  |  | 12742 | 12742 |  | 5700 | 5700 |  | 3600 | 3600 |  | 3548 | 3548 | 15497.4 | 15497.4 | 50000 | 50000
| Note | Note Details
2.29.19 | - | Sundries
| Item Code | Description | Item Remarks | Unit of Measurement | Quantity/Base Price |  |  | Unit Price/Discount % (Excluding VAT) | Total |  | Unit Price/Discount % (Excluding VAT) | Total |  | Unit Price/Discount % (Excluding VAT) | Total |  | Unit Price/Discount % (Excluding VAT) | Total | Unit Price/Discount % (Excluding VAT) | Total | Unit Price/Discount % (Excluding VAT) | Total
2.29.20 | B4.2.12 | (*) Expansion joints; all in accordance with the Specifications |  | Item | 1 |  |  | 1150 | 1150 |  | 0 | 0 |  | 0 | 0 |  | 17250 | 17250 | 13483.81 | 13483.81 | 40000 | 40000
| Note | Note Details
2.29.21 | - | Additional items
| Item Code | Description | Item Remarks | Unit of Measurement | Quantity/Base Price |  |  | Unit Price/Discount % (Excluding VAT) | Total |  | Unit Price/Discount % (Excluding VAT) | Total |  | Unit Price/Discount % (Excluding VAT) | Total |  | Unit Price/Discount % (Excluding VAT) | Total | Unit Price/Discount % (Excluding VAT) | Total | Unit Price/Discount % (Excluding VAT) | Total
2.29.22 | AI | (*) Contractor may price here any items which has been shown in the Contract drawings or any other Contract Documents but overlooked or not specifically mentioned inthe schedule of items and is necessary for the satisfactory completion of the Works. Should the Contractor fail to insert any item here, it will be deemed that lump sum Contract Price includes all such items and no claims for additional items will be entertained. |  | Item | 1 |  |  | 0 | 0 |  | 0 | 0 |  | 0 | 0 |  | 0 | 0 | 0 | 0 | 0 | 0
| Note | Note Details
2.29.23 | - | Please attach one PDF file to be named "Additional Items for (insert bill no/name & Section No/name)" for the details of these additional items in the additional attachment area at the end of the BOQ.
2.30 NR-LB: B4-03 MASONRY | [6 empty] | 153580 | 4 (out of 4) | 157077 |  | 4 (out of 4) | 222032.1 |  | 4 (out of 4) | 207950 |  | 4 (out of 4) | 189258 | 4 (out of 4) | 208823.02 | 4 (out of 4) | 251880
| Note | Note Details
2.30.1 | - | All Quantities Below are for 5 Lodges
2.30.2 | - | External block work
2.30.3 | - | Concrete masonry units bedded and jointed in cement including mortar including concrete filling, wall ties, bed joints, reinforcement metal lath (where required), head restraint,anchors, and column stiffeners; including all necessary accessories; as shown on Drawing all in accordance with the Specifications DIVISION 4 - 042219
| Item Code | Description | Item Remarks | Unit of Measurement | Quantity/Base Price |  |  | Unit Price/Discount % (Excluding VAT) | Total |  | Unit Price/Discount % (Excluding VAT) | Total |  | Unit Price/Discount % (Excluding VAT) | Total |  | Unit Price/Discount % (Excluding VAT) | Total | Unit Price/Discount % (Excluding VAT) | Total | Unit Price/Discount % (Excluding VAT) | Total
2.30.4 | B4.3.1 | (*) Solid blockwork External 20CM |  | m2 | 1080 |  |  | 110 | 118800 |  | 148.2 | 160056 |  | 140 | 151200 |  | 135 | 145800 | 140.23 | 151448.4 | 180 | 194400
| Note | Note Details
2.30.5 | - | Internal block work
2.30.6 | - | Concrete masonry units bedded and jointed in cement including mortar including concrete filling, wall ties, bed joints, reinforcement metal lath (where required), head restraint,anchors, and column stiffeners; including all necessary accessories; as shown on Drawing all in accordance with the Specifications,DIVISION 4 - 042219,DIVISION 4 - 042200
| Item Code | Description | Item Remarks | Unit of Measurement | Quantity/Base Price |  |  | Unit Price/Discount % (Excluding VAT) | Total |  | Unit Price/Discount % (Excluding VAT) | Total |  | Unit Price/Discount % (Excluding VAT) | Total |  | Unit Price/Discount % (Excluding VAT) | Total | Unit Price/Discount % (Excluding VAT) | Total | Unit Price/Discount % (Excluding VAT) | Total
2.30.7 | B4.3.2 | (*) Solid Block 200mm |  | m2 | 348 |  |  | 93 | 32364 |  | 148.2 | 51573.6 |  | 140 | 48720 |  | 106 | 36888 | 140.23 | 48800.04 | 140 | 48720
2.30.8 | B4.3.3 | (*) Solid Block 100mm |  | m2 | 73 |  |  | 81 | 5913 |  | 142.5 | 10402.5 |  | 110 | 8030 |  | 90 | 6570 | 117.46 | 8574.58 | 120 | 8760
| Note | Note Details
2.30.9 | - | Additional items
| Item Code | Description | Item Remarks | Unit of Measurement | Quantity/Base Price |  |  | Unit Price/Discount % (Excluding VAT) | Total |  | Unit Price/Discount % (Excluding VAT) | Total |  | Unit Price/Discount % (Excluding VAT) | Total |  | Unit Price/Discount % (Excluding VAT) | Total | Unit Price/Discount % (Excluding VAT) | Total | Unit Price/Discount % (Excluding VAT) | Total
2.30.10 | AI | (*) Contractor may price here any items which has been shown in the Contract drawings or any other Contract Documents but overlooked or not specifically mentioned inthe schedule of items and is necessary for the satisfactory completion of the Works. Should the Contractor fail to insert any item here, it will be deemed that lump sum Contract Price includes all such items and no claims for additional items will be entertained. |  | Item | 1 |  |  | 0 | 0 |  | 0 | 0 |  | 0 | 0 |  | 0 | 0 | 0 | 0 | 0 | 0
| Note | Note Details
2.30.11 | - | Please attach one PDF file to be named "Additional Items for (insert bill no/name & Section No/name)" for the details of these additional items in the additional attachment area at the end of the BOQ.
2.31 NR-LB: B4-04 METAL WORK | [6 empty] | 149600 | 3 (out of 3) | 151360 |  | 3 (out of 3) | 180120 |  | 3 (out of 3) | 238000 |  | 3 (out of 3) | 148760 | 3 (out of 3) | 338473.4 | 3 (out of 3) | 539000
| Note | Note Details
2.31.1 | - | All Quantities Below are for 5 Lodges
2.31.2 | - | Hand rail
2.31.3 | - | Supply and installation of Hand rail including all accessories,fixing etc. all complete as detailed on drawing and engineer approval
| Item Code | Description | Item Remarks | Unit of Measurement | Quantity/Base Price |  |  | Unit Price/Discount % (Excluding VAT) | Total |  | Unit Price/Discount % (Excluding VAT) | Total |  | Unit Price/Discount % (Excluding VAT) | Total |  | Unit Price/Discount % (Excluding VAT) | Total | Unit Price/Discount % (Excluding VAT) | Total | Unit Price/Discount % (Excluding VAT) | Total
2.31.4 | B4.4.1 | (*) MAIN ENTRANCE & Terrace HANDRAIL |  | m | 130 |  |  | 880 | 114400 |  | 1140 | 148200 |  | 1400 | 182000 |  | 748 | 97240 | 2397.12 | 311625.6 | 3500 | 455000
| Note | Note Details
2.31.5 | - | Alum Mashrabeya
2.31.6 | - | Supply and installation of Alum Mashrabeya including all accessories,fixing etc. all complete as detailed on drawing and engineer approval
| Item Code | Description | Item Remarks | Unit of Measurement | Quantity/Base Price |  |  | Unit Price/Discount % (Excluding VAT) | Total |  | Unit Price/Discount % (Excluding VAT) | Total |  | Unit Price/Discount % (Excluding VAT) | Total |  | Unit Price/Discount % (Excluding VAT) | Total | Unit Price/Discount % (Excluding VAT) | Total | Unit Price/Discount % (Excluding VAT) | Total
2.31.7 | B4.4.2 | (*) Alum Mashrabeya |  | m2 | 28 |  |  | 1320 | 36960 |  | 1140 | 31920 |  | 2000 | 56000 |  | 1840 | 51520 | 958.85 | 26847.8 | 3000 | 84000
| Note | Note Details
2.31.8 | - | Additional items
| Item Code | Description | Item Remarks | Unit of Measurement | Quantity/Base Price |  |  | Unit Price/Discount % (Excluding VAT) | Total |  | Unit Price/Discount % (Excluding VAT) | Total |  | Unit Price/Discount % (Excluding VAT) | Total |  | Unit Price/Discount % (Excluding VAT) | Total | Unit Price/Discount % (Excluding VAT) | Total | Unit Price/Discount % (Excluding VAT) | Total
2.31.9 | AI | (*) Contractor may price here any items which has been shown in the Contract drawings or any other Contract Documents but overlooked or not specifically mentioned inthe schedule of items and is necessary for the satisfactory completion of the Works. Should the Contractor fail to insert any item here, it will be deemed that lump sum Contract Price includes all such items and no claims for additional items will be entertained. |  | Item | 1 |  |  | 0 | 0 |  | 0 | 0 |  | 0 | 0 |  | 0 | 0 | 0 | 0 | 0 | 0
| Note | Note Details
2.31.10 | - | Please attach one PDF file to be named "Additional Items for (insert bill no/name & Section No/name)" for the details of these additional items in the additional attachment area at the end of the BOQ.
2.32 NR-LB: B4-05 THERMAL AND MOISTURE PROTECTION | [6 empty] | 129335 | 8 (out of 8) | 125921 |  | 8 (out of 8) | 254562 |  | 8 (out of 8) | 221565 |  | 8 (out of 8) | 188210 | 8 (out of 8) | 230956.4 | 8 (out of 8) | 263060
| Note | Note Details
2.32.1 | - | All Quantities Below are for 5 Lodges
2.32.2 | - | Waterproofing courses
2.32.3 | - | Waterproofing system for the substructure, 2 coat of bitumen paint as per drawings and specifications.
| Item Code | Description | Item Remarks | Unit of Measurement | Quantity/Base Price |  |  | Unit Price/Discount % (Excluding VAT) | Total |  | Unit Price/Discount % (Excluding VAT) | Total |  | Unit Price/Discount % (Excluding VAT) | Total |  | Unit Price/Discount % (Excluding VAT) | Total | Unit Price/Discount % (Excluding VAT) | Total | Unit Price/Discount % (Excluding VAT) | Total
2.32.4 | B4.5.1 | (*) To horizontal areas |  | m2 | 580 |  |  | 10 | 5800 |  | 136.8 | 79344 |  | 10 | 5800 |  | 72 | 41760 | 57.53 | 33367.4 | 35 | 20300
2.32.5 | B4.5.2 | (*) To vertical areas |  | m2 | 210 |  |  | 10 | 2100 |  | 136.8 | 28728 |  | 10 | 2100 |  | 72 | 15120 | 104.27 | 21896.7 | 35 | 7350
| Note | Note Details
2.32.6 | - | 1000 Gauge Polythene Sheet, all in accordance with the Specifications
| Item Code | Description | Item Remarks | Unit of Measurement | Quantity/Base Price |  |  | Unit Price/Discount % (Excluding VAT) | Total |  | Unit Price/Discount % (Excluding VAT) | Total |  | Unit Price/Discount % (Excluding VAT) | Total |  | Unit Price/Discount % (Excluding VAT) | Total | Unit Price/Discount % (Excluding VAT) | Total | Unit Price/Discount % (Excluding VAT) | Total
2.32.7 | B3.5.3 | (*) To horizontal areas |  | m2 | 1050 |  |  | 5 | 5250 |  | 17.1 | 17955 |  | 8 | 8400 |  | 4 | 4200 | 4.44 | 4662 | 35 | 36750
| Note | Note Details
2.32.8 | - | Waterproofing for Roof
2.32.9 | - | Waterproofing system for the Roof, as per drawings and specifications.
| Item Code | Description | Item Remarks | Unit of Measurement | Quantity/Base Price |  |  | Unit Price/Discount % (Excluding VAT) | Total |  | Unit Price/Discount % (Excluding VAT) | Total |  | Unit Price/Discount % (Excluding VAT) | Total |  | Unit Price/Discount % (Excluding VAT) | Total | Unit Price/Discount % (Excluding VAT) | Total | Unit Price/Discount % (Excluding VAT) | Total
2.32.10 | B3.5.4 | (*) Roof waterproofing |  | m2 | 525 |  |  | 164 | 86100 |  | 171 | 89775 |  | 330 | 173250 |  | 198 | 103950 | 251.7 | 132142.5 | 250 | 131250
2.32.11 | B3.5.5 | (*) Roof waterproofing skirting |  | m | 215 |  |  | 81 | 17415 |  | 68.4 | 14706 |  | 85 | 18275 |  | 50 | 10750 | 89.89 | 19326.35 | 50 | 10750
| Note | Note Details
2.32.12 | - | Waterproofing for wet areas
2.32.13 | - | Waterproofing system for wet areas, 1.5mm thick seamless water proofing membrane
| Item Code | Description | Item Remarks | Unit of Measurement | Quantity/Base Price |  |  | Unit Price/Discount % (Excluding VAT) | Total |  | Unit Price/Discount % (Excluding VAT) | Total |  | Unit Price/Discount % (Excluding VAT) | Total |  | Unit Price/Discount % (Excluding VAT) | Total | Unit Price/Discount % (Excluding VAT) | Total | Unit Price/Discount % (Excluding VAT) | Total
2.32.14 | B3.5.6 | (*) Wet area with protection 3cm screed |  | m2 | 196 |  |  | 36 | 7056 |  | 114 | 22344 |  | 65 | 12740 |  | 55 | 10780 | 53.94 | 10572.24 | 85 | 16660
| Note | Note Details
2.32.15 | - | 12mm Isolation joints with mastic sealant of grade slabs
| Item Code | Description | Item Remarks | Unit of Measurement | Quantity/Base Price |  |  | Unit Price/Discount % (Excluding VAT) | Total |  | Unit Price/Discount % (Excluding VAT) | Total |  | Unit Price/Discount % (Excluding VAT) | Total |  | Unit Price/Discount % (Excluding VAT) | Total | Unit Price/Discount % (Excluding VAT) | Total | Unit Price/Discount % (Excluding VAT) | Total
2.32.16 | B3.5.7 | (*) Isolation joints |  | Item | 1 |  |  | 2200 | 2200 |  | 1710 | 1710 |  | 1000 | 1000 |  | 1650 | 1650 | 8989.21 | 8989.21 | 40000 | 40000
| Note | Note Details
2.32.17 | - | Additional items
| Item Code | Description | Item Remarks | Unit of Measurement | Quantity/Base Price |  |  | Unit Price/Discount % (Excluding VAT) | Total |  | Unit Price/Discount % (Excluding VAT) | Total |  | Unit Price/Discount % (Excluding VAT) | Total |  | Unit Price/Discount % (Excluding VAT) | Total | Unit Price/Discount % (Excluding VAT) | Total | Unit Price/Discount % (Excluding VAT) | Total
2.32.18 | AI | (*) Contractor may price here any items which has been shown in the Contract drawings or any other Contract Documents but overlooked or not specifically mentioned inthe schedule of items and is necessary for the satisfactory completion of the Works. Should the Contractor fail to insert any item here, it will be deemed that lump sum Contract Price includes all such items and no claims for additional items will be entertained. |  | Item | 1 |  |  | 0 | 0 |  | 0 | 0 |  | 0 | 0 |  | 0 | 0 | 0 | 0 | 0 | 0
| Note | Note Details
2.32.19 | - | Please attach one PDF file to be named "Additional Items for (insert bill no/name & Section No/name)" for the details of these additional items in the additional attachment area at the end of the BOQ.
2.33 NR-LB: B4-06 DOORS AND WINDOWS | [6 empty] | 311120 | 6 (out of 6) | 303400 |  | 6 (out of 6) | 435480 |  | 6 (out of 6) | 717000 |  | 6 (out of 6) | 425500 | 6 (out of 6) | 689172.3 | 6 (out of 6) | 520000
| Note | Note Details
2.33.1 | - | All Quantities Below are for 5 Lodges
2.33.2 | - | Aluminum Louver Doors
2.33.3 | - | Supply and install Aluminum Louver Doors ,including all accessories needed for installation as per mention in drawings & specifications
| Item Code | Description | Item Remarks | Unit of Measurement | Quantity/Base Price |  |  | Unit Price/Discount % (Excluding VAT) | Total |  | Unit Price/Discount % (Excluding VAT) | Total |  | Unit Price/Discount % (Excluding VAT) | Total |  | Unit Price/Discount % (Excluding VAT) | Total | Unit Price/Discount % (Excluding VAT) | Total | Unit Price/Discount % (Excluding VAT) | Total
2.33.4 | B4.6.1 | (*) D2, size 1150mm x 2200mm. Aluminum Sliding door |  | No. | 10 |  |  | 2923 | 29230 |  | 2850 | 28500 |  | 8300 | 83000 |  | 3061 | 30610 | 6592.09 | 65920.9 | 4500 | 45000
| Note | Note Details
2.33.5 | - | Wooden Doors
2.33.6 | - | Supply and install Wooden Doors,including all accessories needed for installation as per mention in drawings & specifications
| Item Code | Description | Item Remarks | Unit of Measurement | Quantity/Base Price |  |  | Unit Price/Discount % (Excluding VAT) | Total |  | Unit Price/Discount % (Excluding VAT) | Total |  | Unit Price/Discount % (Excluding VAT) | Total |  | Unit Price/Discount % (Excluding VAT) | Total | Unit Price/Discount % (Excluding VAT) | Total | Unit Price/Discount % (Excluding VAT) | Total
2.33.7 | B4.6.2 | (*) D1, size 1100mm x 2250mm wood door |  | No. | 20 |  |  | 3333 | 66660 |  | 9120 | 182400 |  | 16200 | 324000 |  | 5990 | 119800 | 8389.93 | 167798.6 | 5500 | 110000
| Note | Note Details
2.33.8 | - | UPVC Doors
2.33.9 | - | Supply and install UPVC Doors,including all accessories needed for installation as per mention in drawings & specifications
| Item Code | Description | Item Remarks | Unit of Measurement | Quantity/Base Price |  |  | Unit Price/Discount % (Excluding VAT) | Total |  | Unit Price/Discount % (Excluding VAT) | Total |  | Unit Price/Discount % (Excluding VAT) | Total |  | Unit Price/Discount % (Excluding VAT) | Total | Unit Price/Discount % (Excluding VAT) | Total | Unit Price/Discount % (Excluding VAT) | Total
2.33.10 | B4.6.3 | (*) D3, size 800mm x 2200mm UPVC door |  | No. | 10 |  |  | 2535 | 25350 |  | 2850 | 28500 |  | 16000 | 160000 |  | 2130 | 21300 | 5753.09 | 57530.9 | 3800 | 38000
| Note | Note Details
2.33.11 | - | Aluminum Windows
2.33.12 | - | Supply and install powder coated Aluminum Windows ,including all accessories needed for installation as per mention in drawings & specifications
| Item Code | Description | Item Remarks | Unit of Measurement | Quantity/Base Price |  |  | Unit Price/Discount % (Excluding VAT) | Total |  | Unit Price/Discount % (Excluding VAT) | Total |  | Unit Price/Discount % (Excluding VAT) | Total |  | Unit Price/Discount % (Excluding VAT) | Total | Unit Price/Discount % (Excluding VAT) | Total | Unit Price/Discount % (Excluding VAT) | Total
2.33.13 | B4.6.4 | (*) W, size 0.8 x 0.7 |  | No. | 10 |  |  | 616 | 6160 |  | 1368 | 13680 |  | 1400 | 14000 |  | 739 | 7390 | 1438.27 | 14382.7 | 1500 | 15000
2.33.14 | B4.6.5 | (*) Curtain wall for balcony elevation |  | m2 | 160 |  |  | 1100 | 176000 |  | 1140 | 182400 |  | 850 | 136000 |  | 1540 | 246400 | 2397.12 | 383539.2 | 1950 | 312000
| Note | Note Details
2.33.15 | - | Additional items
| Item Code | Description | Item Remarks | Unit of Measurement | Quantity/Base Price |  |  | Unit Price/Discount % (Excluding VAT) | Total |  | Unit Price/Discount % (Excluding VAT) | Total |  | Unit Price/Discount % (Excluding VAT) | Total |  | Unit Price/Discount % (Excluding VAT) | Total | Unit Price/Discount % (Excluding VAT) | Total | Unit Price/Discount % (Excluding VAT) | Total
2.33.16 | AI | (*) Contractor may price here any items which has been shown in the Contract drawings or any other Contract Documents but overlooked or not specifically mentioned inthe schedule of items and is necessary for the satisfactory completion of the Works. Should the Contractor fail to insert any item here, it will be deemed that lump sum Contract Price includes all such items and no claims for additional items will be entertained. |  | Item | 1 |  |  | 0 | 0 |  | 0 | 0 |  | 0 | 0 |  | 0 | 0 | 0 | 0 | 0 | 0
| Note | Note Details
2.33.17 | - | Please attach one PDF file to be named "Additional Items for (insert bill no/name & Section No/name)" for the details of these additional items in the additional attachment area at the end of the BOQ.
2.34 NR-LB: B4-07 FINISHES | [6 empty] | 1475195 | 18 (out of 18) | 2009797 |  | 18 (out of 18) | 3619956 |  | 18 (out of 18) | 2668970 |  | 18 (out of 18) | 2477548 | 18 (out of 18) | 2733045.78 | 18 (out of 18) | 4761250
| Note | Note Details
2.34.1 | - | All Quantities Below are for 5 Lodges
2.34.2 | - | External Finishes
2.34.3 | - | Prapare and apply paint on Plaster including all necessary wrok as per drawing and specifications
2.34.4 | - | Prapare and apply paint on Plaster including all necessary wrok as per drawing and specifications
| Item Code | Description | Item Remarks | Unit of Measurement | Quantity/Base Price |  |  | Unit Price/Discount % (Excluding VAT) | Total |  | Unit Price/Discount % (Excluding VAT) | Total |  | Unit Price/Discount % (Excluding VAT) | Total |  | Unit Price/Discount % (Excluding VAT) | Total | Unit Price/Discount % (Excluding VAT) | Total | Unit Price/Discount % (Excluding VAT) | Total
2.34.5 | B4.7.1 | (*) Beige natural stone cladding |  | m2 | 1050 |  |  | 600 | 630000 |  | 741 | 778050 |  | 600 | 630000 |  | 75 | 78750 | 659.21 | 692170.5 | 650 | 682500
| Note | Note Details
2.34.6 | - | Wooden Pergola, including all necessary wrok as per drawing and specifications
| Item Code | Description | Item Remarks | Unit of Measurement | Quantity/Base Price |  |  | Unit Price/Discount % (Excluding VAT) | Total |  | Unit Price/Discount % (Excluding VAT) | Total |  | Unit Price/Discount % (Excluding VAT) | Total |  | Unit Price/Discount % (Excluding VAT) | Total | Unit Price/Discount % (Excluding VAT) | Total | Unit Price/Discount % (Excluding VAT) | Total
2.34.7 | B4.7.2 | (*) Wooden Pergola and palm leaf |  | m2 | 525 |  |  | 1332 | 699300 |  | 2280 | 1197000 |  | 2250 | 1181250 |  | 2530 | 1328250 | 958.85 | 503396.25 | 2500 | 1312500
| Note | Note Details
2.34.8 | - | Wall Finishes
2.34.9 | - | Prapare and apply paint on Plaster including all necessary wrok as per drawing and specifications ,DIVISION 9 - 09 91 23
| Item Code | Description | Item Remarks | Unit of Measurement | Quantity/Base Price |  |  | Unit Price/Discount % (Excluding VAT) | Total |  | Unit Price/Discount % (Excluding VAT) | Total |  | Unit Price/Discount % (Excluding VAT) | Total |  | Unit Price/Discount % (Excluding VAT) | Total | Unit Price/Discount % (Excluding VAT) | Total | Unit Price/Discount % (Excluding VAT) | Total
2.34.10 | B4.7.3 | (*) Texture Clay Paint over plaster |  | m2 | 1355 |  |  | 67 | 90785 |  | 171 | 231705 |  | 72 | 97560 |  | 288 | 390240 | 167.8 | 227369 | 200 | 271000
2.34.11 | B4.7.4 | (*) Epoxy paint |  | m2 | 300 |  |  | 50 | 15000 |  | 91.2 | 27360 |  | 40 | 12000 |  | 40 | 12000 | 41.95 | 12585 | 65 | 19500
| Note | Note Details
2.34.12 | - | Supply and fix Ceramic tiles, including all necessary wrok as per drawing and specifications ,DIVISION 9 - 09 30 00
| Item Code | Description | Item Remarks | Unit of Measurement | Quantity/Base Price |  |  | Unit Price/Discount % (Excluding VAT) | Total |  | Unit Price/Discount % (Excluding VAT) | Total |  | Unit Price/Discount % (Excluding VAT) | Total |  | Unit Price/Discount % (Excluding VAT) | Total | Unit Price/Discount % (Excluding VAT) | Total | Unit Price/Discount % (Excluding VAT) | Total
2.34.13 | B4.7.5 | (*) Ceramic tiles for walls |  | m2 | 390 |  |  | 133 | 51870 |  | 171 | 66690 |  | 200 | 78000 |  | 118 | 46020 | 219.34 | 85542.6 | 200 | 78000
| Note | Note Details
2.34.14 | - | Floor Finishes
2.34.15 | - | Supply and fix ceramic on cement screed including all as per drawing and specifications ,DIVISION 9 - 093000,DIVISION 9 - 09 30 13
| Item Code | Description | Item Remarks | Unit of Measurement | Quantity/Base Price |  |  | Unit Price/Discount % (Excluding VAT) | Total |  | Unit Price/Discount % (Excluding VAT) | Total |  | Unit Price/Discount % (Excluding VAT) | Total |  | Unit Price/Discount % (Excluding VAT) | Total | Unit Price/Discount % (Excluding VAT) | Total | Unit Price/Discount % (Excluding VAT) | Total
2.34.16 | B4.7.6 | (*) Ceramic Tiles for service |  | m2 | 140 |  |  | 127 | 17780 |  | 171 | 23940 |  | 225 | 31500 |  | 118 | 16520 | 215.74 | 30203.6 | 200 | 28000
| Note | Note Details
2.34.17 | - | Supply and fix Stamped concrete including all as per drawing and specifications ,DIVISION 3 - 03 35 33
| Item Code | Description | Item Remarks | Unit of Measurement | Quantity/Base Price |  |  | Unit Price/Discount % (Excluding VAT) | Total |  | Unit Price/Discount % (Excluding VAT) | Total |  | Unit Price/Discount % (Excluding VAT) | Total |  | Unit Price/Discount % (Excluding VAT) | Total | Unit Price/Discount % (Excluding VAT) | Total | Unit Price/Discount % (Excluding VAT) | Total
2.34.18 | B4.7.7 | (*) Stamped concrete |  | m2 | 575 |  |  | 134 | 77050 |  | 319.2 | 183540 |  | 540 | 310500 |  | 247 | 142025 | 311.63 | 179187.25 | 600 | 345000
| Note | Note Details
2.34.19 | - | Supply and fix Threshold including all as per drawing and specifications
| Item Code | Description | Item Remarks | Unit of Measurement | Quantity/Base Price |  |  | Unit Price/Discount % (Excluding VAT) | Total |  | Unit Price/Discount % (Excluding VAT) | Total |  | Unit Price/Discount % (Excluding VAT) | Total |  | Unit Price/Discount % (Excluding VAT) | Total | Unit Price/Discount % (Excluding VAT) | Total | Unit Price/Discount % (Excluding VAT) | Total
2.34.20 | B4.7.8 | (*) ThMarble threshold |  | m | 35 |  |  | 173 | 6055 |  | 342 | 11970 |  | 100 | 3500 |  | 161 | 5635 | 359.57 | 12584.95 | 300 | 10500
| Note | Note Details
2.34.21 | - | Steps trades and riser, including all as per drawing and specifications
| Item Code | Description | Item Remarks | Unit of Measurement | Quantity/Base Price |  |  | Unit Price/Discount % (Excluding VAT) | Total |  | Unit Price/Discount % (Excluding VAT) | Total |  | Unit Price/Discount % (Excluding VAT) | Total |  | Unit Price/Discount % (Excluding VAT) | Total | Unit Price/Discount % (Excluding VAT) | Total | Unit Price/Discount % (Excluding VAT) | Total
2.34.22 | B4.7.9 | (*) Steps trades and riser |  | m | 90 |  |  | 389 | 35010 |  | 570 | 51300 |  | 400 | 36000 |  | 690 | 62100 | 599.28 | 53935.2 | 500 | 45000
| Note | Note Details
2.34.23 | - | Ceiling Finishes
2.34.24 | - | Supply And Fix Gypsum Board including all necessary wrok as per drawing and specifications DIVISION 9 - 092116
| Item Code | Description | Item Remarks | Unit of Measurement | Quantity/Base Price |  |  | Unit Price/Discount % (Excluding VAT) | Total |  | Unit Price/Discount % (Excluding VAT) | Total |  | Unit Price/Discount % (Excluding VAT) | Total |  | Unit Price/Discount % (Excluding VAT) | Total | Unit Price/Discount % (Excluding VAT) | Total | Unit Price/Discount % (Excluding VAT) | Total
2.34.25 | B4.7.10 | (*) Decorative Gypsum Board |  | m2 | 70 |  |  | 123 | 8610 |  | 171 | 11970 |  | 200 | 14000 |  | 184 | 12880 | 155.81 | 10906.7 | 250 | 17500
| Note | Note Details
2.34.26 | - | Supply And Fix Gypsum board including all necessary wrok as per drawing and specifications DIVISION 5 - 055813
| Item Code | Description | Item Remarks | Unit of Measurement | Quantity/Base Price |  |  | Unit Price/Discount % (Excluding VAT) | Total |  | Unit Price/Discount % (Excluding VAT) | Total |  | Unit Price/Discount % (Excluding VAT) | Total |  | Unit Price/Discount % (Excluding VAT) | Total | Unit Price/Discount % (Excluding VAT) | Total | Unit Price/Discount % (Excluding VAT) | Total
2.34.27 | B4.7.11 | (*) Straw Weave Ceiling over Gupsum Board |  | m2 | 250 |  |  | 245 | 61250 |  | 2280 | 570000 |  | 560 | 140000 |  | 207 | 51750 | 311.63 | 77907.5 | 2700 | 675000
| Note | Note Details
2.34.28 | - | Supply And Fix Aluminium Tiles including all necessary wrok as per drawing and specifications DIVISION 9 - 095133
| Item Code | Description | Item Remarks | Unit of Measurement | Quantity/Base Price |  |  | Unit Price/Discount % (Excluding VAT) | Total |  | Unit Price/Discount % (Excluding VAT) | Total |  | Unit Price/Discount % (Excluding VAT) | Total |  | Unit Price/Discount % (Excluding VAT) | Total | Unit Price/Discount % (Excluding VAT) | Total | Unit Price/Discount % (Excluding VAT) | Total
2.34.29 | B4.7.12 | (*) 600X600mm DECORATIVE ALUMINUM TILES |  | m2 | 65 |  |  | 128 | 8320 |  | 570 | 37050 |  | 200 | 13000 |  | 184 | 11960 | 275.67 | 17918.55 | 200 | 13000
| Note | Note Details
2.34.30 | - | Supply And Fix MDF Strips including all necessary wrok as per drawing and specifications ,DIVISION 5 - 055813
| Item Code | Description | Item Remarks | Unit of Measurement | Quantity/Base Price |  |  | Unit Price/Discount % (Excluding VAT) | Total |  | Unit Price/Discount % (Excluding VAT) | Total |  | Unit Price/Discount % (Excluding VAT) | Total |  | Unit Price/Discount % (Excluding VAT) | Total | Unit Price/Discount % (Excluding VAT) | Total | Unit Price/Discount % (Excluding VAT) | Total
2.34.31 | B4.7.13 | (*) MDF Strips |  | m | 586 |  |  | 367 | 215062 |  | 171 | 100206 |  | 50 | 29300 |  | 403 | 236158 | 958.85 | 561886.1 | 2000 | 1172000
| Note | Note Details
2.34.32 | - | Prapare and apply paint on Plaster including all necessary wrok as per drawing and specifications DIVISION 9-09 91 23
| Item Code | Description | Item Remarks | Unit of Measurement | Quantity/Base Price |  |  | Unit Price/Discount % (Excluding VAT) | Total |  | Unit Price/Discount % (Excluding VAT) | Total |  | Unit Price/Discount % (Excluding VAT) | Total |  | Unit Price/Discount % (Excluding VAT) | Total | Unit Price/Discount % (Excluding VAT) | Total | Unit Price/Discount % (Excluding VAT) | Total
2.34.33 | B4.7.14 | (*) Epoxy Paint and Plaster |  | m2 | 300 |  |  | 50 | 15000 |  | 91.2 | 27360 |  | 40 | 12000 |  | 40 | 12000 | 41.95 | 12585 | 65 | 19500
| Note | Note Details
2.34.34 | - | Prapare and apply paint including all necessary wrok as per drawing and specifications
| Item Code | Description | Item Remarks | Unit of Measurement | Quantity/Base Price |  |  | Unit Price/Discount % (Excluding VAT) | Total |  | Unit Price/Discount % (Excluding VAT) | Total |  | Unit Price/Discount % (Excluding VAT) | Total |  | Unit Price/Discount % (Excluding VAT) | Total | Unit Price/Discount % (Excluding VAT) | Total | Unit Price/Discount % (Excluding VAT) | Total
2.34.35 | B4.7.15 | (*) Anti Fungus Above Ceiling |  | m2 | 55 |  |  | 12 | 660 |  | 17.1 | 940.5 |  | 12 | 660 |  | 16 | 880 | 41.95 | 2307.25 | 15 | 825
| Note | Note Details
2.34.36 | - | Backgrounds
2.34.37 | - | Supply and apply ready mixed sand cement plaster with all related accessories mesh, angles, etc., as per drawings and specifications. Cement plaster finish to internal surfaces
| Item Code | Description | Item Remarks | Unit of Measurement | Quantity/Base Price |  |  | Unit Price/Discount % (Excluding VAT) | Total |  | Unit Price/Discount % (Excluding VAT) | Total |  | Unit Price/Discount % (Excluding VAT) | Total |  | Unit Price/Discount % (Excluding VAT) | Total | Unit Price/Discount % (Excluding VAT) | Total | Unit Price/Discount % (Excluding VAT) | Total
2.34.38 | B4.7.16 | (*) Walls |  | m2 | 1655 |  |  | 39 | 64545 |  | 153.9 | 254704.5 |  | 40 | 66200 |  | 36 | 59580 | 113.86 | 188438.3 | 35 | 57925
| Note | Note Details
2.34.39 | Deleted. | Elevations
| Item Code | Description | Item Remarks | Unit of Measurement | Quantity/Base Price |  |  | Unit Price/Discount % (Excluding VAT) | Total |  | Unit Price/Discount % (Excluding VAT) | Total |  | Unit Price/Discount % (Excluding VAT) | Total |  | Unit Price/Discount % (Excluding VAT) | Total | Unit Price/Discount % (Excluding VAT) | Total | Unit Price/Discount % (Excluding VAT) | Total
2.34.40 | B4.7.18 | (*) Ceiling |  | m2 | 300 |  |  | 45 | 13500 |  | 153.9 | 46170 |  | 45 | 13500 |  | 36 | 10800 | 113.86 | 34158 | 45 | 13500
| Note | Note Details
2.34.41 | - | Additional items
| Item Code | Description | Item Remarks | Unit of Measurement | Quantity/Base Price |  |  | Unit Price/Discount % (Excluding VAT) | Total |  | Unit Price/Discount % (Excluding VAT) | Total |  | Unit Price/Discount % (Excluding VAT) | Total |  | Unit Price/Discount % (Excluding VAT) | Total | Unit Price/Discount % (Excluding VAT) | Total | Unit Price/Discount % (Excluding VAT) | Total
2.34.42 | AI | (*) Contractor may price here any items which has been shown in the Contract drawings or any other Contract Documents but overlooked or not specifically mentioned inthe schedule of items and is necessary for the satisfactory completion of the Works. Should the Contractor fail to insert any item here, it will be deemed that lump sum Contract Price includes all such items and no claims for additional items will be entertained. |  | Item | 1 |  |  | 0 | 0 |  | 0 | 0 |  | 0 | 0 |  | 0 | 0 | 29964.03 | 29964.03 | 0 | 0
| Note | Note Details
2.34.43 | - | Please attach one PDF file to be named "Additional Items for (insert bill no/name & Section No/name)" for the details of these additional items in the additional attachment area at the end of the BOQ.
2.35 NR-LB: B4-08 ACCESSORIES | [6 empty] | 268050 | 7 (out of 7) | 394554 |  | 7 (out of 7) | 719910 |  | 7 (out of 7) | 130000 |  | 7 (out of 7) | 829458 | 7 (out of 7) | 626247.72 | 7 (out of 7) | 606500
| Note | Note Details
2.35.1 | - | All Quantities Below are for 5 Lodges
2.35.2 | - | Vanity Counters and cabinet
2.35.3 | - | Supply and install Vanity Counters ,including all accessories needed for installation as per mention in drawings & specifications
| Item Code | Description | Item Remarks | Unit of Measurement | Quantity/Base Price |  |  | Unit Price/Discount % (Excluding VAT) | Total |  | Unit Price/Discount % (Excluding VAT) | Total |  | Unit Price/Discount % (Excluding VAT) | Total |  | Unit Price/Discount % (Excluding VAT) | Total | Unit Price/Discount % (Excluding VAT) | Total | Unit Price/Discount % (Excluding VAT) | Total
2.35.4 | B4.8.1 | (*) vanity counter |  | m | 21 |  |  | 1284 | 26964 |  | 1710 | 35910 |  | 1000 | 21000 |  | 688 | 14448 | 2996.4 | 62924.4 | 1500 | 31500
2.35.5 | B4.8.2 | (*) Wardrobe (Fixed Cabinet) |  | No. | 10 |  |  | 4315 | 43150 |  | 9120 | 91200 |  | 9400 | 94000 |  | 18750 | 187500 | 8689.57 | 86895.7 | 2500 | 25000
| Note | Note Details
2.35.6 | - | Wooden Pergola
2.35.7 | - | Wooden Pergola as per drawings & specifications
| Item Code | Description | Item Remarks | Unit of Measurement | Quantity/Base Price |  |  | Unit Price/Discount % (Excluding VAT) | Total |  | Unit Price/Discount % (Excluding VAT) | Total |  | Unit Price/Discount % (Excluding VAT) | Total |  | Unit Price/Discount % (Excluding VAT) | Total | Unit Price/Discount % (Excluding VAT) | Total | Unit Price/Discount % (Excluding VAT) | Total
2.35.8 | B4.8.3 | (*) Main Entrance wooden Pergola with palm leaf |  | m2 | 90 |  |  | 1284 | 115560 |  | 2280 | 205200 |  | 0 | 0 |  | 2750 | 247500 | 1797.84 | 161805.6 | 2000 | 180000
2.35.9 | B4.8.4 | (*) Terrace wooden Pergola with palm leaf |  | m2 | 145 |  |  | 1284 | 186180 |  | 2280 | 330600 |  | 0 | 0 |  | 2250 | 326250 | 1797.84 | 260686.8 | 2000 | 290000
| Note | Note Details
2.35.10 | - | Mirrors
2.35.11 | - | Mirrors as per drawings & specifications
| Item Code | Description | Item Remarks | Unit of Measurement | Quantity/Base Price |  |  | Unit Price/Discount % (Excluding VAT) | Total |  | Unit Price/Discount % (Excluding VAT) | Total |  | Unit Price/Discount % (Excluding VAT) | Total |  | Unit Price/Discount % (Excluding VAT) | Total | Unit Price/Discount % (Excluding VAT) | Total | Unit Price/Discount % (Excluding VAT) | Total
2.35.12 | B4.8.5 | (*) Mirrors for Counters |  | No. | 20 |  |  | 535 | 10700 |  | 2280 | 45600 |  | 500 | 10000 |  | 813 | 16260 | 1797.84 | 35956.8 | 1500 | 30000
| Note | Note Details
2.35.13 | - | Signage
2.35.14 | - | Supply and install Signage ,including all accessories needed for installation as per mention in drawings & specifications
| Item Code | Description | Item Remarks | Unit of Measurement | Quantity/Base Price |  |  | Unit Price/Discount % (Excluding VAT) | Total |  | Unit Price/Discount % (Excluding VAT) | Total |  | Unit Price/Discount % (Excluding VAT) | Total |  | Unit Price/Discount % (Excluding VAT) | Total | Unit Price/Discount % (Excluding VAT) | Total | Unit Price/Discount % (Excluding VAT) | Total
2.35.15 | B4.8.6 | (*) All internal and external signage |  | Item | 1 |  |  | 12000 | 12000 |  | 11400 | 11400 |  | 5000 | 5000 |  | 37500 | 37500 | 17978.42 | 17978.42 | 50000 | 50000
| Note | Note Details
2.35.16 | - | Additional items
| Item Code | Description | Item Remarks | Unit of Measurement | Quantity/Base Price |  |  | Unit Price/Discount % (Excluding VAT) | Total |  | Unit Price/Discount % (Excluding VAT) | Total |  | Unit Price/Discount % (Excluding VAT) | Total |  | Unit Price/Discount % (Excluding VAT) | Total | Unit Price/Discount % (Excluding VAT) | Total | Unit Price/Discount % (Excluding VAT) | Total
2.35.17 | AI | (*) Contractor may price here any items which has been shown in the Contract drawings or any other Contract Documents but overlooked or not specifically mentioned inthe schedule of items and is necessary for the satisfactory completion of the Works. Should the Contractor fail to insert any item here, it will be deemed that lump sum Contract Price includes all such items and no claims for additional items will be entertained. |  | Item | 1 |  |  | 0 | 0 |  | 0 | 0 |  | 0 | 0 |  | 0 | 0 | 0 | 0 | 0 | 0
| Note | Note Details
2.35.18 | - | Please attach one PDF file to be named "Additional Items for (insert bill no/name & Section No/name)" for the details of these additional items in the additional attachment area at the end of the BOQ.
2.36 NR-LB: B4-09 FURNISHINGS AND EQUIPMENT | [6 empty] | 317500 | 12 (out of 12) | 128402 |  | 12 (out of 12) | 234840 |  | 12 (out of 12) | 398000 |  | 12 (out of 12) | 745345 | 12 (out of 12) | 212744.52 | 12 (out of 12) | 687500
| Note | Note Details
2.36.1 | - | All Quantities Below are for 5 Lodges
2.36.2 | - | Equipments
2.36.3 | - | Supply and install Equipments ,including all accessories needed for installation as per mention in drawings & specifications
| Item Code | Description | Item Remarks | Unit of Measurement | Quantity/Base Price |  |  | Unit Price/Discount % (Excluding VAT) | Total |  | Unit Price/Discount % (Excluding VAT) | Total |  | Unit Price/Discount % (Excluding VAT) | Total |  | Unit Price/Discount % (Excluding VAT) | Total | Unit Price/Discount % (Excluding VAT) | Total | Unit Price/Discount % (Excluding VAT) | Total
2.36.4 | B4.9.1 | (*) Equipments |  | Item | 1 |  |  | 4635 | 4635 |  | 11400 | 11400 |  | 150000 | 150000 |  | 0 | 0 | 59928.06 | 59928.06 | 150000 | 150000
| Note | Note Details
2.36.5 | - | Furniture
2.36.6 | - | Supply Furniture ,including all accessories needed as per mention in drawings & specifications
| Item Code | Description | Item Remarks | Unit of Measurement | Quantity/Base Price |  |  | Unit Price/Discount % (Excluding VAT) | Total |  | Unit Price/Discount % (Excluding VAT) | Total |  | Unit Price/Discount % (Excluding VAT) | Total |  | Unit Price/Discount % (Excluding VAT) | Total | Unit Price/Discount % (Excluding VAT) | Total | Unit Price/Discount % (Excluding VAT) | Total
2.36.7 | B4.9.2 | (*) F/S-01 -SOFA-1 |  | No. | 5 |  |  | 5562 | 27810 |  | 7410 | 37050 |  | 12000 | 60000 |  | 0 | 0 | 2996.4 | 14982 | 15000 | 75000
2.36.8 | B4.9.3 | (*) F/S-02-ARMCHAIR |  | No. | 5 |  |  | 2133 | 10665 |  | 3648 | 18240 |  | 4800 | 24000 |  | 0 | 0 | 2397.12 | 11985.6 | 3000 | 15000
2.36.9 | B4.9.4 | (*) F/S-03-SETTEE |  | No. | 5 |  |  | 3338 | 16690 |  | 5700 | 28500 |  | 8400 | 42000 |  | 0 | 0 | 2996.4 | 14982 | 30000 | 150000
2.36.10 | B4.9.5 | (*) F/S-05-SWING SOFA |  | No. | 5 |  |  | 2781 | 13905 |  | 3420 | 17100 |  | 6000 | 30000 |  | 0 | 0 | 3595.68 | 17978.4 | 5000 | 25000
2.36.11 | B4.9.6 | (*) F/T-01-SIDE TABLE |  | No. | 5 |  |  | 1669 | 8345 |  | 2850 | 14250 |  | 1800 | 9000 |  | 0 | 0 | 1438.27 | 7191.35 | 2000 | 10000
2.36.12 | B4.9.7 | (*) F/T-02-COFFEE TABLE |  | No. | 5 |  |  | 927 | 4635 |  | 3420 | 17100 |  | 2400 | 12000 |  | 0 | 0 | 1797.84 | 8989.2 | 1500 | 7500
2.36.13 | B4.9.8 | (*) F/B-01-KING SIZE BED |  | No. | 5 |  |  | 1669 | 8345 |  | 5700 | 28500 |  | 4200 | 21000 |  | 0 | 0 | 4194.96 | 20974.8 | 25000 | 125000
2.36.14 | B4.9.9 | (*) F/BT-01-BED SIDE TABLE |  | No. | 5 |  |  | 927 | 4635 |  | 2280 | 11400 |  | 1000 | 5000 |  | 0 | 0 | 958.85 | 4794.25 | 2000 | 10000
2.36.15 | B4.9.10 | (*) F/FC-01-CUSTOMIZED FIXED CABINET |  | No. | 5 |  |  | 5562 | 27810 |  | 9120 | 45600 |  | 6000 | 30000 |  | 0 | 0 | 8989.21 | 44946.05 | 20000 | 100000
2.36.16 | B4.9.11 | (*) BLINDS |  | Item | 1 |  |  | 927 | 927 |  | 5700 | 5700 |  | 15000 | 15000 |  | 0 | 0 | 5992.81 | 5992.81 | 20000 | 20000
| Note | Note Details
2.36.17 | - | Additional items
| Item Code | Description | Item Remarks | Unit of Measurement | Quantity/Base Price |  |  | Unit Price/Discount % (Excluding VAT) | Total |  | Unit Price/Discount % (Excluding VAT) | Total |  | Unit Price/Discount % (Excluding VAT) | Total |  | Unit Price/Discount % (Excluding VAT) | Total | Unit Price/Discount % (Excluding VAT) | Total | Unit Price/Discount % (Excluding VAT) | Total
2.36.18 | AI | (*) Contractor may price here any items which has been shown in the Contract drawings or any other Contract Documents but overlooked or not specifically mentioned inthe schedule of items and is necessary for the satisfactory completion of the Works. Should the Contractor fail to insert any item here, it will be deemed that lump sum Contract Price includes all such items and no claims for additional items will be entertained. |  | Item | 1 |  |  | 0 | 0 |  | 0 | 0 |  | 0 | 0 |  | 745345 | 745345 | 0 | 0 | 0 | 0
| Note | Note Details
2.36.19 | - | Please attach one PDF file to be named "Additional Items for (insert bill no/name & Section No/name)" for the details of these additional items in the additional attachment area at the end of the BOQ.
2.37 NR-LB: B4-10 MECHANICAL INSTALLATION | [6 empty] | 330113 | 40 (out of 40) | 546203 |  | 40 (out of 40) | 537570.42 |  | 40 (out of 40) | 805578 |  | 40 (out of 40) | 0 | 40 (out of 40) | 1096932.914 | 40 (out of 40) | 780000
| Note | Note Details
2.37.1 | - | All Quantities Below are for 5 Lodges
2.37.2 | - | Heating, ventilating and air-conditioning
2.37.3 | - | Supply, installation, testing, balancing & commissioning of complete Air Conditioning, Heating & Ventilation ,System as specified complete with in all respects as per drawings, specification, applicable standards, manufacturer recommendations, and as per drawings, mentioned in specification complete in all respects ready to operate including all builders work, coordination with other trades etc but not limited to the following;
| Item Code | Description | Item Remarks | Unit of Measurement | Quantity/Base Price |  |  | Unit Price/Discount % (Excluding VAT) | Total |  | Unit Price/Discount % (Excluding VAT) | Total |  | Unit Price/Discount % (Excluding VAT) | Total |  | Unit Price/Discount % (Excluding VAT) | Total | Unit Price/Discount % (Excluding VAT) | Total | Unit Price/Discount % (Excluding VAT) | Total
2.37.4 | B4.10.1 | (*) DX type Split units with compatible outdoor units ; complete with necessary refrigerant pipework, ductworks, flexible connections, thermometers; controls and associated accessories, vibration isolators, sound liner, attenuators comply with manufacturer's details, final electrical connection, control panel and acoustic linings to reduced noise level; condensate drain piping up to the nearest floor drain, etc.; all in accordance with the specification and drawings |  | No. | 10 |  |  | 0 | 0 |  | 13680 | 136800 |  | 9500 | 95000 |  | 0 | 0 | 17032.19 | 170321.9 | 0 | 0
2.37.5 | B4.10.2 | (*) Supply and return square air diffusers; all in accordance with the specification and drawings |  | No. | 20 |  |  | 0 | 0 |  | 342 | 6840 |  | 238 | 4760 |  | 0 | 0 | 1703.22 | 34064.4 | 0 | 0
2.37.6 | B4.10.3 | (*) Supply/Return Air Registers and grills; all in accordance with the specification and drawing |  | No. | 20 |  |  | 0 | 0 |  | 342 | 6840 |  | 165 | 3300 |  | 0 | 0 | 2157.41 | 43148.2 | 0 | 0
2.37.7 | B4.10.4 | (*) Galvanized steel sheet metal, rectangular ductwork complete with insulation and all bends, tees, junctions, transformations, splitters, turning vanes, access panels, bell mouths, pressure dampers, fire dampers, fire retardant sealants for all ductwork passing through fire rated structures and connection to equipment, etc.; all in accordance with the specification and drawings |  | m2 | 116 |  |  | 0 | 0 |  | 285 | 33060 |  | 330 | 38280 |  | 0 | 0 | 227.1 | 26343.6 | 0 | 0
2.37.8 | B4.10.5 | (*) Exhaust Disc Valve complete including fixing to ductwork; all in accordance with the specification and drawings; |  | No. | 10 |  |  | 0 | 0 |  | 171 | 1710 |  | 204 | 2040 |  | 0 | 0 | 5677.4 | 56774 | 0 | 0
2.37.9 | B4.10.6 | (*) Exhaust fans including necessary dampers, controls and associated accessories, connection to duct work and electrical connection with automatic charge over switch, etc.; all in accordance with the specification and drawings |  | No. | 10 |  |  | 0 | 0 |  | 4560 | 45600 |  | 5440 | 54400 |  | 0 | 0 | 14477.36 | 144773.6 | 0 | 0
2.37.10 | B4.10.7 | (*) Fire Dampers; all in accordance with the drawings and specificaion; size 550 x 250 |  | No. | 10 |  |  | 0 | 0 |  | 684 | 6840 |  | 845 | 8450 |  | 0 | 0 | 1987.09 | 19870.9 | 0 | 0
| Note | Note Details
2.37.11 | - | Drainage system
2.37.12 | - | Supply, install and commission Drainage, uPVC soil ,waste, vent and rain water pipes- above ground and below ground pipes and fittings including supports, brackets, hangers in accordance with the specification including coordination and connection to Sanitary wares as per required to complete Drainage System.
| Item Code | Description | Item Remarks | Unit of Measurement | Quantity/Base Price |  |  | Unit Price/Discount % (Excluding VAT) | Total |  | Unit Price/Discount % (Excluding VAT) | Total |  | Unit Price/Discount % (Excluding VAT) | Total |  | Unit Price/Discount % (Excluding VAT) | Total | Unit Price/Discount % (Excluding VAT) | Total | Unit Price/Discount % (Excluding VAT) | Total
2.37.13 | B4.10.8 | (*) Floor trap |  | No. | 10 |  |  | 0 | 0 |  | 513 | 5130 |  | 650 | 6500 |  | 0 | 0 | 283.87 | 2838.7 | 0 | 0
2.37.14 | B4.10.9 | (*) Gully trap with Cover |  | No. | 10 |  |  | 0 | 0 |  | 684 | 6840 |  | 2500 | 25000 |  | 0 | 0 | 1703.22 | 17032.2 | 0 | 0
2.37.15 | B4.10.10 | (*) Floor clean out |  | No. | 20 |  |  | 0 | 0 |  | 513 | 10260 |  | 600 | 12000 |  | 0 | 0 | 567.74 | 11354.8 | 0 | 0
2.37.16 | B4.10.11 | (*) Drainage pipe 50 mm |  | m | 35 |  |  | 0 | 0 |  | 57 | 1995 |  | 55 | 1925 |  | 0 | 0 | 90.84 | 3179.4 | 0 | 0
2.37.17 | B4.10.12 | (*) Drainage pipe 82 mm |  | m | 35 |  |  | 0 | 0 |  | 91.2 | 3192 |  | 75 | 2625 |  | 0 | 0 | 102.19 | 3576.65 | 0 | 0
2.37.18 | B4.10.13 | (*) Vent pipe 82 mm |  | m | 53 |  |  | 0 | 0 |  | 91.2 | 4833.6 |  | 75 | 3975 |  | 0 | 0 | 102.19 | 5416.07 | 0 | 0
2.37.19 | B4.10.14 | (*) Drainage pipe 110 mm |  | m | 38 |  |  | 0 | 0 |  | 125.4 | 4765.2 |  | 120 | 4560 |  | 0 | 0 | 136.26 | 5177.88 | 0 | 0
| Note | Note Details
2.37.20 | - | Stormwater
| Item Code | Description | Item Remarks | Unit of Measurement | Quantity/Base Price |  |  | Unit Price/Discount % (Excluding VAT) | Total |  | Unit Price/Discount % (Excluding VAT) | Total |  | Unit Price/Discount % (Excluding VAT) | Total |  | Unit Price/Discount % (Excluding VAT) | Total | Unit Price/Discount % (Excluding VAT) | Total | Unit Price/Discount % (Excluding VAT) | Total
2.37.21 | B4.10.15 | (*) Soakaway Pit Cover |  | No. | 5 |  |  | 0 | 0 |  | 6840 | 34200 |  | 6500 | 32500 |  | 0 | 0 | 4059.34 | 20296.7 | 0 | 0
2.37.22 | B4.10.16 | (*) Rain water pipe 110 mm |  | m | 77 |  |  | 0 | 0 |  | 125.4 | 9655.8 |  | 120 | 9240 |  | 0 | 0 | 136.26 | 10492.02 | 0 | 0
| Note | Note Details
2.37.23 | - | Water Supply
| Item Code | Description | Item Remarks | Unit of Measurement | Quantity/Base Price |  |  | Unit Price/Discount % (Excluding VAT) | Total |  | Unit Price/Discount % (Excluding VAT) | Total |  | Unit Price/Discount % (Excluding VAT) | Total |  | Unit Price/Discount % (Excluding VAT) | Total | Unit Price/Discount % (Excluding VAT) | Total | Unit Price/Discount % (Excluding VAT) | Total
2.37.24 | B4.10.17 | (*) Supply and install water heaters including all necessary valve, thermometers, contactors, transformer, diffuser, heating elements and accessories, etc.; all in accordance with the specification and drawings; |  | No. | 10 |  |  | 0 | 0 |  | 798 | 7980 |  | 1500 | 15000 |  | 0 | 0 | 1362.57 | 13625.7 | 0 | 0
2.37.25 | B4.10.18 | (*) Isolating Valve ; all in accordance with the specification and drawings; |  | No. | 10 |  |  | 0 | 0 |  | 205.2 | 2052 |  | 450 | 4500 |  | 0 | 0 | 1703.22 | 17032.2 | 0 | 0
2.37.26 | B4.10.19 | (*) Booster Pump Set complete including valves, flexible connections, pressure vessel, vibration isolators, safety devices, prewired control panels, DDC with buzzer and flash indicator strainers, foundations and electrical connections to local outlets; all in accordance with the specification and drawings |  | Item | 5 |  |  | 0 | 0 |  | 13680 | 68400 |  | 15000 | 75000 |  | 0 | 0 | 39741.77 | 198708.85 | 0 | 0
2.37.27 | B4.10.20 | (*) Roof Water GRP tank complete with all interconnecting piping, fittings, valves, etc.; all in accordance with the specification and drawings |  | No. | 5 |  |  | 0 | 0 |  | 6840 | 34200 |  | 11100 | 55500 |  | 0 | 0 | 17032.19 | 85160.95 | 0 | 0
2.37.28 | B4.10.21 | (*) Polypropylene pipe and fittings including insulation, accessories and connections; all in accordance with the specification and drawings; 25 mm dia |  | m | 220 |  |  | 0 | 0 |  | 34.2 | 7524 |  | 50 | 11000 |  | 0 | 0 | 56.77 | 12489.4 | 0 | 0
2.37.29 | B4.9.22 | (*) Ditto; 32mm dia. |  | m | 96.8 |  |  | 0 | 0 |  | 39.9 | 3862.32 |  | 60 | 5808 |  | 0 | 0 | 68.13 | 6594.984 | 0 | 0
2.37.30 | B4.9.23 | (*) Hot Polypropylene pipe and fittings including insulation, accessories and connections; all in accordance with the specification and drawings; 20mm dia |  | m | 33 |  |  | 0 | 0 |  | 28.5 | 940.5 |  | 55 | 1815 |  | 0 | 0 | 56.77 | 1873.41 | 0 | 0
| Note | Note Details
2.37.31 | - | Sanitary Ware
2.37.32 | - | Supply and install Sanitary Ware ,including all accessories needed for installation as per mention in drawings & specifications
| Item Code | Description | Item Remarks | Unit of Measurement | Quantity/Base Price |  |  | Unit Price/Discount % (Excluding VAT) | Total |  | Unit Price/Discount % (Excluding VAT) | Total |  | Unit Price/Discount % (Excluding VAT) | Total |  | Unit Price/Discount % (Excluding VAT) | Total | Unit Price/Discount % (Excluding VAT) | Total | Unit Price/Discount % (Excluding VAT) | Total
2.37.33 | B4.10.25 | (*) Sanitary Ware |  | Item | 1 |  |  | 0 | 0 |  | 39900 | 39900 |  | 305000 | 305000 |  | 0 | 0 | 85160.93 | 85160.93 | 0 | 0
| Note | Note Details
2.37.34 | - | Fire protection
2.37.35 | - | Supply and installation, testing, commissioning fire fighting system with all accessories as per ADDC latest code
| Item Code | Description | Item Remarks | Unit of Measurement | Quantity/Base Price |  |  | Unit Price/Discount % (Excluding VAT) | Total |  | Unit Price/Discount % (Excluding VAT) | Total |  | Unit Price/Discount % (Excluding VAT) | Total |  | Unit Price/Discount % (Excluding VAT) | Total | Unit Price/Discount % (Excluding VAT) | Total | Unit Price/Discount % (Excluding VAT) | Total
2.37.36 | B4.10.26 | (*) 6 kg dry powder fire extinguisher |  | No. | 10 |  |  | 0 | 0 |  | 228 | 2280 |  | 400 | 4000 |  | 0 | 0 | 510.97 | 5109.7 | 0 | 0
2.37.37 | B4.10.27 | (*) 5 kg co2 fire extinguisher |  | No. | 10 |  |  | 0 | 0 |  | 285 | 2850 |  | 420 | 4200 |  | 0 | 0 | 567.74 | 5677.4 | 0 | 0
| Note | Note Details
2.37.38 | - | SUNDRIES:-
| Item Code | Description | Item Remarks | Unit of Measurement | Quantity/Base Price |  |  | Unit Price/Discount % (Excluding VAT) | Total |  | Unit Price/Discount % (Excluding VAT) | Total |  | Unit Price/Discount % (Excluding VAT) | Total |  | Unit Price/Discount % (Excluding VAT) | Total | Unit Price/Discount % (Excluding VAT) | Total | Unit Price/Discount % (Excluding VAT) | Total
2.37.39 | B4.10.28 | (*) Allow for supports |  | Item | 1 |  |  | 0 | 0 |  | 2280 | 2280 |  | 3000 | 3000 |  | 0 | 0 | 11354.79 | 11354.79 | 0 | 0
2.37.40 | B4.10.29 | (*) Allow for identifications, tag plates, labels, signage and colour coding for all services. |  | Item | 1 |  |  | 0 | 0 |  | 2280 | 2280 |  | 1000 | 1000 |  | 0 | 0 | 5677.4 | 5677.4 | 0 | 0
2.37.41 | B4.10.30 | (*) Allow for testing and pre-commissioning |  | Item | 1 |  |  | 0 | 0 |  | 3420 | 3420 |  | 500 | 500 |  | 0 | 0 | 5677.4 | 5677.4 | 0 | 0
2.37.42 | B4.10.31 | (*) Allow for commissioning |  | Item | 1 |  |  | 0 | 0 |  | 570 | 570 |  | 500 | 500 |  | 0 | 0 | 5677.4 | 5677.4 | 0 | 0
2.37.43 | B4.10.32 | (*) Allow for tools and spares |  | Item | 1 |  |  | 0 | 0 |  | 570 | 570 |  | 200 | 200 |  | 0 | 0 | 5677.4 | 5677.4 | 0 | 0
2.37.44 | B4.10.33 | (*) Allow for document and certification |  | Item | 1 |  |  | 0 | 0 |  | 570 | 570 |  | 1500 | 1500 |  | 0 | 0 | 5677.4 | 5677.4 | 0 | 0
2.37.45 | B4.10.34 | (*) Allow for co-ordination with other services |  | Item | 1 |  |  | 0 | 0 |  | 570 | 570 |  | 1000 | 1000 |  | 0 | 0 | 5677.4 | 5677.4 | 0 | 0
2.37.46 | B4.10.35 | (*) Allow for cutting or forming holes, mortises, chases, or the like and making good finishing |  | Item | 1 |  |  | 0 | 0 |  | 1140 | 1140 |  | 1500 | 1500 |  | 0 | 0 | 11354.79 | 11354.79 | 0 | 0
2.37.47 | B4.10.36 | (*) Allow for building in or cutting and pinning brackets or the like and making good finishing |  | Item | 1 |  |  | 0 | 0 |  | 3420 | 3420 |  | 1500 | 1500 |  | 0 | 0 | 5677.4 | 5677.4 | 0 | 0
2.37.48 | B4.10.37 | (*) Allow for protective painting to all systems |  | Item | 1 |  |  | 0 | 0 |  | 3420 | 3420 |  | 1000 | 1000 |  | 0 | 0 | 5677.4 | 5677.4 | 0 | 0
2.37.49 | B4.10.38 | (*) Allow for decorative painting to all systems |  | Item | 1 |  |  | 0 | 0 |  | 4560 | 4560 |  | 500 | 500 |  | 0 | 0 | 5677.4 | 5677.4 | 0 | 0
2.37.50 | B4.10.39 | (*) Allow for drawings, manuals, submittal, samples inspections, instruction books |  | Item | 1 |  |  | 0 | 0 |  | 17100 | 17100 |  | 3000 | 3000 |  | 0 | 0 | 5677.4 | 5677.4 | 0 | 0
2.37.51 | B4.10.40 | (*) Allow for builders work |  | Item | 1 |  |  | 546203 | 546203 |  | 9120 | 9120 |  | 4000 | 4000 |  | 0 | 0 | 11354.79 | 11354.79 | 0 | 0
| Note | Note Details
2.37.52 | - | Additional items
| Item Code | Description | Item Remarks | Unit of Measurement | Quantity/Base Price |  |  | Unit Price/Discount % (Excluding VAT) | Total |  | Unit Price/Discount % (Excluding VAT) | Total |  | Unit Price/Discount % (Excluding VAT) | Total |  | Unit Price/Discount % (Excluding VAT) | Total | Unit Price/Discount % (Excluding VAT) | Total | Unit Price/Discount % (Excluding VAT) | Total
2.37.53 | AI | (*) Contractor may price here any items which has been shown in the Contract drawings or any other Contract Documents but overlooked or not specifically mentioned inthe schedule of items and is necessary for the satisfactory completion of the Works. Should the Contractor fail to insert any item here, it will be deemed that lump sum Contract Price includes all such items and no claims for additional items will be entertained. |  | Item | 1 |  |  | 0 | 0 |  | 0 | 0 |  | 0 | 0 |  | 0 | 0 | 0 | 0 | 780000 | 780000
| Note | Note Details
2.37.54 | - | Please attach one PDF file to be named "Additional Items for (insert bill no/name & Section No/name)" for the details of these additional items in the additional attachment area at the end of the BOQ.
2.38 NR-LB: B4-11 ELECTRICAL INSTALLATION | [6 empty] | 393900 | 55 (out of 55) | 474360 |  | 55 (out of 55) | 522324.9 |  | 55 (out of 55) | 727590 |  | 55 (out of 55) | 0 | 55 (out of 55) | 1886598.65 | 55 (out of 55) | 780000
| Note | Note Details
2.38.1 | - | All Quantities Below are for 5 Lodges
2.38.2 | - | Electrical Works
2.38.3 | - | Final Distribution Board
2.38.4 | - | Supply, install, test and commission Wall mounted/ Free Standing Final Distribution Boards including circuit breakers, energy monitoring, conduits, ducts and trays from incoming/Outgoing power supply and all terminations as shown on the Drawings & Specifications for the following:-
| Item Code | Description | Item Remarks | Unit of Measurement | Quantity/Base Price |  |  | Unit Price/Discount % (Excluding VAT) | Total |  | Unit Price/Discount % (Excluding VAT) | Total |  | Unit Price/Discount % (Excluding VAT) | Total |  | Unit Price/Discount % (Excluding VAT) | Total | Unit Price/Discount % (Excluding VAT) | Total | Unit Price/Discount % (Excluding VAT) | Total
2.38.5 | B4.11.1 | (*) DB-LD |  | No. | 10 |  |  | 0 | 0 |  | 2166 | 21660 |  | 2200 | 22000 |  | 0 | 0 | 5677.4 | 56774 | 0 | 0
| Note | Note Details
2.38.6 | - | CABLES AND CABLES SUPPORT SYSTEMS:-
2.38.7 | - | Supply, install, test and commission of Low Voltage armoured cables including glands, connections, conduits, cable ducts, Cable Trays, GI cable trunking, civil works, cable cleats, earthing cable, fixings and termination complete as shown on Drawings and Specifications
2.38.8 | - | Cables from SMDB to the following
| Item Code | Description | Item Remarks | Unit of Measurement | Quantity/Base Price |  |  | Unit Price/Discount % (Excluding VAT) | Total |  | Unit Price/Discount % (Excluding VAT) | Total |  | Unit Price/Discount % (Excluding VAT) | Total |  | Unit Price/Discount % (Excluding VAT) | Total | Unit Price/Discount % (Excluding VAT) | Total | Unit Price/Discount % (Excluding VAT) | Total
2.38.9 | B4.11.2 | (*) (4C 10mm2 XLPE/SWA/PVC + 1C 10mm2 CU PVC) |  | m | 800 |  |  | 0 | 0 |  | 74.1 | 59280 |  | 55 | 44000 |  | 0 | 0 | 68.13 | 54504 | 0 | 0
| Note | Note Details
2.38.10 | - | Cables Trays and Trunking
2.38.11 | - | Internal armoured cables, cable trays, cable ducts, GI cable trunking, civil works etc. including all fixings and termination complete as per shown in schematic diagram, load schedules and drawings.
| Item Code | Description | Item Remarks | Unit of Measurement | Quantity/Base Price |  |  | Unit Price/Discount % (Excluding VAT) | Total |  | Unit Price/Discount % (Excluding VAT) | Total |  | Unit Price/Discount % (Excluding VAT) | Total |  | Unit Price/Discount % (Excluding VAT) | Total | Unit Price/Discount % (Excluding VAT) | Total | Unit Price/Discount % (Excluding VAT) | Total
2.38.12 | B4.11.3 | (*) GI Trunking 50mm x 50mm |  | Item | 1 |  |  | 0 | 0 |  | 22.8 | 22.8 |  | 500 | 500 |  | 0 | 0 | 11354.79 | 11354.79 | 0 | 0
2.38.13 | B4.11.5 | (*) GI Trunking 100mm x 100mm |  | Item | 1 |  |  | 0 | 0 |  | 45.6 | 45.6 |  | 500 | 500 |  | 0 | 0 | 11354.79 | 11354.79 | 0 | 0
2.38.14 | B4.11.6 | (*) GI Trunking 150mm x 150mm |  | Item | 1 |  |  | 0 | 0 |  | 79.8 | 79.8 |  | 500 | 500 |  | 0 | 0 | 11354.79 | 11354.79 | 0 | 0
2.38.15 | B4.11.7 | (*) 100mm HDGI cable tray |  | Item | 1 |  |  | 0 | 0 |  | 2565 | 2565 |  | 20000 | 20000 |  | 0 | 0 | 11354.79 | 11354.79 | 0 | 0
2.38.16 | B4.11.8 | (*) 150 mm HDGI cable tray |  | Item | 1 |  |  | 0 | 0 |  | 997.5 | 997.5 |  | 500 | 500 |  | 0 | 0 | 11354.79 | 11354.79 | 0 | 0
2.38.17 | B4.11.9 | (*) 200 mm HDGI cable tray |  | Item | 1 |  |  | 0 | 0 |  | 256.5 | 256.5 |  | 500 | 500 |  | 0 | 0 | 11354.79 | 11354.79 | 0 | 0
2.38.18 | B4.11.10 | (*) 300 mm HDGI cable tray |  | Item | 1 |  |  | 0 | 0 |  | 285 | 285 |  | 1500 | 1500 |  | 0 | 0 | 11354.79 | 11354.79 | 0 | 0
| Note | Note Details
2.38.19 | - | DISCONNECTING SWITCHES:-
2.38.20 | - | Supply ,Install, testing and commissioning AC23,IP65 Disconnecting switches including all interconnecting cables, wires , trays and Equipments Points from SMD panels and terminations.
| Item Code | Description | Item Remarks | Unit of Measurement | Quantity/Base Price |  |  | Unit Price/Discount % (Excluding VAT) | Total |  | Unit Price/Discount % (Excluding VAT) | Total |  | Unit Price/Discount % (Excluding VAT) | Total |  | Unit Price/Discount % (Excluding VAT) | Total | Unit Price/Discount % (Excluding VAT) | Total | Unit Price/Discount % (Excluding VAT) | Total
2.38.21 | B4.11.11 | (*) Single phase Isolator (SPN) IP65 |  | No. | 30 |  |  | 0 | 0 |  | 912 | 27360 |  | 350 | 10500 |  | 0 | 0 | 681.29 | 20438.7 | 0 | 0
| Note | Note Details
2.38.22 | - | POWER INSTALLATION:
2.38.23 | - | Wiring Devices Points
2.38.24 | - | Supply ,Install, testing and commissioning complete including points of Wiring devices with cover plates and outlet boxes , wiring cable tray & required all terminations,conduits,boxes , back boxes, couplers, draw boxes, junction boxes, wiring etc complete as per Drawings and Specifications.
| Item Code | Description | Item Remarks | Unit of Measurement | Quantity/Base Price |  |  | Unit Price/Discount % (Excluding VAT) | Total |  | Unit Price/Discount % (Excluding VAT) | Total |  | Unit Price/Discount % (Excluding VAT) | Total |  | Unit Price/Discount % (Excluding VAT) | Total | Unit Price/Discount % (Excluding VAT) | Total | Unit Price/Discount % (Excluding VAT) | Total
2.38.25 | B4.11.12 | (*) 13A switched single socket outlet |  | No. | 10 |  |  | 0 | 0 |  | 239.4 | 2394 |  | 320 | 3200 |  | 0 | 0 | 681.29 | 6812.9 | 0 | 0
2.38.26 | B4.11.13 | (*) 13A switched double socket outlet |  | No. | 80 |  |  | 0 | 0 |  | 273.6 | 21888 |  | 380 | 30400 |  | 0 | 0 | 738.06 | 59044.8 | 0 | 0
2.38.27 | B4.11.14 | (*) 1 gang 13A,240 V,2 pole weather proof switched socket outlet IP65 |  | No. | 10 |  |  | 0 | 0 |  | 319.2 | 3192 |  | 420 | 4200 |  | 0 | 0 | 794.84 | 7948.4 | 0 | 0
2.38.28 | B4.11.15 | (*) Flex outlet for water heater |  | No. | 20 |  |  | 0 | 0 |  | 228 | 4560 |  | 400 | 8000 |  | 0 | 0 | 624.51 | 12490.2 | 0 | 0
| Note | Note Details
2.38.29 | - | LIGHTING FIXTURES
2.38.30 | - | Supply, install, testing and commissioning complete Light fittings including cabling, wiring, conduits and switches in connections to permanent wiring system
| Item Code | Description | Item Remarks | Unit of Measurement | Quantity/Base Price |  |  | Unit Price/Discount % (Excluding VAT) | Total |  | Unit Price/Discount % (Excluding VAT) | Total |  | Unit Price/Discount % (Excluding VAT) | Total |  | Unit Price/Discount % (Excluding VAT) | Total | Unit Price/Discount % (Excluding VAT) | Total | Unit Price/Discount % (Excluding VAT) | Total
2.38.31 | B4.11.16 | (*) Electrical points for Type L3 | Quantity /Type Updated | No. | 10 |  |  | 0 | 0 |  | 570 | 5700 |  | 688 | 6880 |  | 0 | 0 | 567.74 | 5677.4 | 0 | 0
2.38.32 | B4.11.17 | (*) Electrical points for Type L4 | Quantity /Type Updated | No. | 20 |  |  | 0 | 0 |  | 570 | 11400 |  | 1706 | 34120 |  | 0 | 0 | 908.38 | 18167.6 | 0 | 0
2.38.33 | B4.11.18 | (*) Electrical points for Type L9 | Quantity /Type Updated | No. | 20 |  |  | 0 | 0 |  | 570 | 11400 |  | 2090 | 41800 |  | 0 | 0 | 965.16 | 19303.2 | 0 | 0
2.38.34 | B4.11.19 | (*) Electrical points for Type L10 | Quantity /Type Updated | No. | 20 |  |  | 0 | 0 |  | 570 | 11400 |  | 258 | 5160 |  | 0 | 0 | 2043.86 | 40877.2 | 0 | 0
2.38.35 | B4.11.19.1 | (*) Electrical points for Type L13 | Quantity /Type Updated | No. | 10 |  |  | 0 | 0 |  | 570 | 5700 |  | 504 | 5040 |  | 0 | 0 | 1362.57 | 13625.7 | 0 | 0
2.38.36 | B4.11.19.2 | (*) Electrical points for Type L14 | Quantity /Type Updated | No. | 60 |  |  | 0 | 0 |  | 570 | 34200 |  | 604 | 36240 |  | 0 | 0 | 1362.57 | 81754.2 | 0 | 0
2.38.37 | B4.11.19.3 | (*) Electrical points for Type L15 | Quantity /Type Updated | mtr | 90 |  |  | 0 | 0 |  | 570 | 51300 |  | 845 | 76050 |  | 0 | 0 | 1362.57 | 122631.3 | 0 | 0
2.38.38 | B4.11.20 | (*) Surface Mountain Self Contained Non Maintained, 3 Hours Duration 1x12W Emergency Light | Quantity /Type Updated | No. | 20 |  |  | 0 | 0 |  | 570 | 11400 |  | 1320 | 26400 |  | 0 | 0 | 1362.57 | 27251.4 | 0 | 0
2.38.39 | B4.11.21 | (*) Self Contained and Maintained, 3 Hours Duration 1x8W Exit Light |  | No. | 10 |  |  | 0 | 0 |  | 570 | 5700 |  | 1450 | 14500 |  | 0 | 0 | 1419.35 | 14193.5 | 0 | 0
| Note | Note Details
2.38.40 | - | WIRING DEVICES & ACCESSORIES
2.38.41 | - | Supply, install and connect the following devices including device boxes, cover, plates, conduits and wiring between devices and distribution boards, switch panels, etc. as per drawings:
| Item Code | Description | Item Remarks | Unit of Measurement | Quantity/Base Price |  |  | Unit Price/Discount % (Excluding VAT) | Total |  | Unit Price/Discount % (Excluding VAT) | Total |  | Unit Price/Discount % (Excluding VAT) | Total |  | Unit Price/Discount % (Excluding VAT) | Total | Unit Price/Discount % (Excluding VAT) | Total | Unit Price/Discount % (Excluding VAT) | Total
2.38.42 | B4.11.22 | (*) 20A double pole switch | Quantity /Type Updated | No. | 10 |  |  | 0 | 0 |  | 222.3 | 2223 |  | 300 | 3000 |  | 0 | 0 | 738.06 | 7380.6 | 0 | 0
2.38.43 | B4.11.23 | (*) One way one gang lighting grid switch | Quantity /Type Updated | No. | 10 |  |  | 0 | 0 |  | 205.2 | 2052 |  | 280 | 2800 |  | 0 | 0 | 681.29 | 6812.9 | 0 | 0
2.38.44 | B4.11.24 | (*) One way Two gang lighting grid switch | Quantity /Type Updated | No. | 10 |  |  | 0 | 0 |  | 205.2 | 2052 |  | 320 | 3200 |  | 0 | 0 | 681.29 | 6812.9 | 0 | 0
2.38.45 | B4.11.24.1 | (*) Two way Two gana lighting grid switch | Quantity /Type Updated | No. | 20 |  |  | 0 | 0 |  | 300 | 6000 |  | 400 | 8000 |  | 0 | 0 | 738.06 | 14761.2 | 0 | 0
2.38.46 | B4.11.24.2 | (*) One way three gang lighting grid switch | Quantity /Type Updated | No. | 10 |  |  | 0 | 0 |  | 300 | 3000 |  | 360 | 3600 |  | 0 | 0 | 681.29 | 6812.9 | 0 | 0
| Note | Note Details
2.38.47 | - | Cables Trays and Trunking
2.38.48 | - | cable trays, cable ducts, GI cable trunking, civil works etc. including all fixings and termination complete as per shown in schematic diagram, load schedules drawings and requirments
| Item Code | Description | Item Remarks | Unit of Measurement | Quantity/Base Price |  |  | Unit Price/Discount % (Excluding VAT) | Total |  | Unit Price/Discount % (Excluding VAT) | Total |  | Unit Price/Discount % (Excluding VAT) | Total |  | Unit Price/Discount % (Excluding VAT) | Total | Unit Price/Discount % (Excluding VAT) | Total | Unit Price/Discount % (Excluding VAT) | Total
2.38.49 | B4.11.25 | (*) GI Trunking 50mm x 50mm |  | Item | 1 |  |  | 0 | 0 |  | 22.8 | 22.8 |  | 0 | 0 |  | 0 | 0 | 5677.4 | 5677.4 | 0 | 0
2.38.50 | B4.11.26 | (*) GI Trunking 100mm x 100mm |  | Item | 1 |  |  | 0 | 0 |  | 45.6 | 45.6 |  | 0 | 0 |  | 0 | 0 | 5677.4 | 5677.4 | 0 | 0
2.38.51 | B4.11.27 | (*) GI Trunking 150mm x 150mm |  | Item | 1 |  |  | 0 | 0 |  | 79.8 | 79.8 |  | 0 | 0 |  | 0 | 0 | 5677.4 | 5677.4 | 0 | 0
2.38.52 | B4.11.28 | (*) 100mm HDGI cable tray |  | Item | 1 |  |  | 0 | 0 |  | 1710 | 1710 |  | 0 | 0 |  | 0 | 0 | 5677.4 | 5677.4 | 0 | 0
2.38.53 | B4.11.29 | (*) 150mm HDGI cable tray |  | Item | 1 |  |  | 0 | 0 |  | 598.5 | 598.5 |  | 0 | 0 |  | 0 | 0 | 5677.4 | 5677.4 | 0 | 0
| Note | Note Details
2.38.54 | - | Earthing & bonding System
| Item Code | Description | Item Remarks | Unit of Measurement | Quantity/Base Price |  |  | Unit Price/Discount % (Excluding VAT) | Total |  | Unit Price/Discount % (Excluding VAT) | Total |  | Unit Price/Discount % (Excluding VAT) | Total |  | Unit Price/Discount % (Excluding VAT) | Total | Unit Price/Discount % (Excluding VAT) | Total | Unit Price/Discount % (Excluding VAT) | Total
2.38.55 | B4.11.30 | (*) Supply, install ,testing and commissioning with all accessories of the earthing and bonding system complete including Earth Bar main earth electrodes , earthing continuity conductors ,bonding conductors and earth pit etc, as specified. |  | Item | 1 |  |  | 474360 | 474360 |  | 19950 | 19950 |  | 80000 | 80000 |  | 0 | 0 | 28386.98 | 28386.98 | 0 | 0
| Note | Note Details
2.38.56 | - | FIRE ALARM & SECURITY SYSTEMS
2.38.57 | - | ANALOGUE ADDRESSABLE FIRE ALARM SYSTEM
2.38.58 | - | Fire Alarm Installation
2.38.59 | - | Allow for all necessary works in connection with fire alarm installation complete including supply, installation, testing and commissioning as per the drawings and/or the specifications
2.38.60 | - | Complete addressable fire alarm system including all devices / elements as shown on the drawings and/or in specification including supply, installation, connections, testing & commissioning and documentation. Include all builders work, detector base, fixing accessories, fire resistant cables, tagging, cable tray with cover, trunking, conduits, supports, back boxes, couplers and accessories as required.
| Item Code | Description | Item Remarks | Unit of Measurement | Quantity/Base Price |  |  | Unit Price/Discount % (Excluding VAT) | Total |  | Unit Price/Discount % (Excluding VAT) | Total |  | Unit Price/Discount % (Excluding VAT) | Total |  | Unit Price/Discount % (Excluding VAT) | Total | Unit Price/Discount % (Excluding VAT) | Total | Unit Price/Discount % (Excluding VAT) | Total
2.38.61 | B4.11.31 | (*) Addressable Fire Alarm control panel for 10 Lodges |  | No. | 10 |  |  | 0 | 0 |  | 4560 | 45600 |  | 3000 | 30000 |  | 0 | 0 | 45419.16 | 454191.6 | 0 | 0
2.38.62 | B4.11.32 | (*) Addressable Monitor panel for emergency light |  | No. | 10 |  |  | 0 | 0 |  | 5700 | 57000 |  | 3000 | 30000 |  | 0 | 0 | 39741.77 | 397417.7 | 0 | 0
2.38.63 | B4.11.33 | (*) Addressable Smoke detector |  | No. | 20 |  |  | 0 | 0 |  | 399 | 7980 |  | 350 | 7000 |  | 0 | 0 | 1419.35 | 28387 | 0 | 0
2.38.64 | B4.11.34 | (*) Addressable manual call point |  | No. | 10 |  |  | 0 | 0 |  | 399 | 3990 |  | 450 | 4500 |  | 0 | 0 | 1419.35 | 14193.5 | 0 | 0
2.38.65 | B4.11.35 | (*) Addressable Fire Alarm sounder with strobe weather proof |  | No. | 10 |  |  | 0 | 0 |  | 399 | 3990 |  | 650 | 6500 |  | 0 | 0 | 1362.57 | 13625.7 | 0 | 0
2.38.66 | B4.11.36 | (*) Monitor Module |  | No. | 20 |  |  | 0 | 0 |  | 399 | 7980 |  | 1500 | 30000 |  | 0 | 0 | 2838.7 | 56774 | 0 | 0
2.38.67 | B4.11.37 | (*) conduits, cabling, trays, ducts, trunking related to fire alarm system. |  | Item | 1 |  |  | 0 | 0 |  | 5700 | 5700 |  | 50000 | 50000 |  | 0 | 0 | 34064.37 | 34064.37 | 0 | 0
| Note | Note Details
2.38.68 | - | SUNDRIES:-
| Item Code | Description | Item Remarks | Unit of Measurement | Quantity/Base Price |  |  | Unit Price/Discount % (Excluding VAT) | Total |  | Unit Price/Discount % (Excluding VAT) | Total |  | Unit Price/Discount % (Excluding VAT) | Total |  | Unit Price/Discount % (Excluding VAT) | Total | Unit Price/Discount % (Excluding VAT) | Total | Unit Price/Discount % (Excluding VAT) | Total
2.38.69 | B4.11.38 | (*) Allow for supports |  | Item | 1 |  |  | 0 | 0 |  | 1425 | 1425 |  | 5000 | 5000 |  | 0 | 0 | 11354.79 | 11354.79 | 0 | 0
2.38.70 | B4.11.39 | (*) Allow for identifications, tag plates, labels, signage and colour coding for all services. |  | Item | 1 |  |  | 0 | 0 |  | 1425 | 1425 |  | 3000 | 3000 |  | 0 | 0 | 11354.79 | 11354.79 | 0 | 0
2.38.71 | B4.11.40 | (*) Allow for testing and pre-commissioning |  | Item | 1 |  |  | 0 | 0 |  | 5700 | 5700 |  | 1000 | 1000 |  | 0 | 0 | 11354.79 | 11354.79 | 0 | 0
2.38.72 | B4.11.41 | (*) Allow for commissioning |  | Item | 1 |  |  | 0 | 0 |  | 17100 | 17100 |  | 500 | 500 |  | 0 | 0 | 11354.79 | 11354.79 | 0 | 0
2.38.73 | B4.11.42 | (*) Allow for tools and spares |  | Item | 1 |  |  | 0 | 0 |  | 8550 | 8550 |  | 500 | 500 |  | 0 | 0 | 11354.79 | 11354.79 | 0 | 0
2.38.74 | B4.11.43 | (*) Allow for document and certification |  | Item | 1 |  |  | 0 | 0 |  | 5700 | 5700 |  | 2000 | 2000 |  | 0 | 0 | 11354.79 | 11354.79 | 0 | 0
2.38.75 | B4.11.44 | (*) Allow for co-ordination with other services |  | Item | 1 |  |  | 0 | 0 |  | 2850 | 2850 |  | 2000 | 2000 |  | 0 | 0 | 11354.79 | 11354.79 | 0 | 0
2.38.76 | B4.11.45 | (*) Allow for cutting or forming holes, mortises, chases, or the like and making good finishing |  | Item | 1 |  |  | 0 | 0 |  | 1710 | 1710 |  | 3500 | 3500 |  | 0 | 0 | 11354.79 | 11354.79 | 0 | 0
2.38.77 | B4.11.46 | (*) Allow for building in or cutting and pinning brackets or the like and making good finishing |  | Item | 1 |  |  | 0 | 0 |  | 2280 | 2280 |  | 3500 | 3500 |  | 0 | 0 | 11354.79 | 11354.79 | 0 | 0
2.38.78 | B4.11.47 | (*) Allow for protective painting to all systems |  | Item | 1 |  |  | 0 | 0 |  | 855 | 855 |  | 1500 | 1500 |  | 0 | 0 | 11354.79 | 11354.79 | 0 | 0
2.38.79 | B4.11.48 | (*) Allow for decorative painting to all systems |  | Item | 1 |  |  | 0 | 0 |  | 1140 | 1140 |  | 1500 | 1500 |  | 0 | 0 | 11354.79 | 11354.79 | 0 | 0
2.38.80 | B4.11.49 | (*) Allow for drawings, manuals, submittal, samples inspections, instruction books |  | Item | 1 |  |  | 0 | 0 |  | 1710 | 1710 |  | 2500 | 2500 |  | 0 | 0 | 11354.79 | 11354.79 | 0 | 0
2.38.81 | B4.11.50 | (*) Allow for builders work |  | Item | 1 |  |  | 0 | 0 |  | 9120 | 9120 |  | 50000 | 50000 |  | 0 | 0 | 11354.79 | 11354.79 | 0 | 0
| Note | Note Details
2.38.82 | - | Additional items
| Item Code | Description | Item Remarks | Unit of Measurement | Quantity/Base Price |  |  | Unit Price/Discount % (Excluding VAT) | Total |  | Unit Price/Discount % (Excluding VAT) | Total |  | Unit Price/Discount % (Excluding VAT) | Total |  | Unit Price/Discount % (Excluding VAT) | Total | Unit Price/Discount % (Excluding VAT) | Total | Unit Price/Discount % (Excluding VAT) | Total
2.38.83 | AI | (*) Contractor may price here any items which has been shown in the Contract drawings or any other Contract Documents but overlooked or not specifically mentioned inthe schedule of items and is necessary for the satisfactory completion of the Works. Should the Contractor fail to insert any item here, it will be deemed that lump sum Contract Price includes all such items and no claims for additional items will be entertained. |  | Item | 1 |  |  | 0 | 0 |  | 0 | 0 |  | 0 | 0 |  | 0 | 0 | 0 | 0 | 780000 | 780000
| Note | Note Details
2.38.84 | - | Please attach one PDF file to be named "Additional Items for (insert bill no/name & Section No/name)" for the details of these additional items in the additional attachment area at the end of the BOQ.
2.39 NR RES: BILL NO 05 - RESTAURANT | [6 empty] | 6552675 |  | 5200935.67 |  | 0 (out of 0) | 9046387.863 |  | 0 (out of 0) | 8415865.85 |  | 0 (out of 0) | 5686948 | 0 (out of 0) | 10385065.025 | 0 (out of 0) | 10344000
2.40 NR RES: B5-01 SITE WORK | [6 empty] | 72650 | 4 (out of 4) | 50700 |  | 4 (out of 4) | 125400 |  | 4 (out of 4) | 305600 |  | 4 (out of 4) | 71800 | 4 (out of 4) | 202863.44 | 4 (out of 4) | 148800
| Note | Note Details
2.40.1 | - | Excavation
| Item Code | Description | Item Remarks | Unit of Measurement | Quantity/Base Price |  |  | Unit Price/Discount % (Excluding VAT) | Total |  | Unit Price/Discount % (Excluding VAT) | Total |  | Unit Price/Discount % (Excluding VAT) | Total |  | Unit Price/Discount % (Excluding VAT) | Total | Unit Price/Discount % (Excluding VAT) | Total | Unit Price/Discount % (Excluding VAT) | Total
2.40.2 | B5.1.1 | (*) Pit excavation to receive foundation |  | m3 | 1350 |  |  | 18 | 24300 |  | 45.6 | 61560 |  | 200 | 270000 |  | 28 | 37800 | 69.52 | 93852 | 40 | 54000
| Note | Note Details
2.40.3 | - | Filling
| Item Code | Description | Item Remarks | Unit of Measurement | Quantity/Base Price |  |  | Unit Price/Discount % (Excluding VAT) | Total |  | Unit Price/Discount % (Excluding VAT) | Total |  | Unit Price/Discount % (Excluding VAT) | Total |  | Unit Price/Discount % (Excluding VAT) | Total | Unit Price/Discount % (Excluding VAT) | Total | Unit Price/Discount % (Excluding VAT) | Total
2.40.4 | B5.1.2 | (*) Selected fill from excavated materials all in accordance with the Specifications |  | m3 | 1200 |  |  | 18 | 21600 |  | 45.6 | 54720 |  | 25 | 30000 |  | 25 | 30000 | 53.94 | 64728 | 75 | 90000
| Note | Note Details
2.40.5 | - | Anti Treatment
2.40.6 | - | Allow for termite control; prepare and apply anti-termite treatment; all in accordance with the Specifications and subject to the approval
| Item Code | Description | Item Remarks | Unit of Measurement | Quantity/Base Price |  |  | Unit Price/Discount % (Excluding VAT) | Total |  | Unit Price/Discount % (Excluding VAT) | Total |  | Unit Price/Discount % (Excluding VAT) | Total |  | Unit Price/Discount % (Excluding VAT) | Total | Unit Price/Discount % (Excluding VAT) | Total | Unit Price/Discount % (Excluding VAT) | Total
2.40.7 | B5.1.3 | (*) Anti termite treatment |  | m2 | 800 |  |  | 6 | 4800 |  | 11.4 | 9120 |  | 7 | 5600 |  | 5 | 4000 | 4.79 | 3832 | 6 | 4800
| Note | Note Details
2.40.8 | - | Additional items
| Item Code | Description | Item Remarks | Unit of Measurement | Quantity/Base Price |  |  | Unit Price/Discount % (Excluding VAT) | Total |  | Unit Price/Discount % (Excluding VAT) | Total |  | Unit Price/Discount % (Excluding VAT) | Total |  | Unit Price/Discount % (Excluding VAT) | Total | Unit Price/Discount % (Excluding VAT) | Total | Unit Price/Discount % (Excluding VAT) | Total
2.40.9 | AI | (*) Contractor may price here any items which has been shown in the Contract drawings or any other Contract Documents but overlooked or not specifically mentioned inthe schedule of items and is necessary for the satisfactory completion of the Works. Should the Contractor fail to insert any item here, it will be deemed that lump sum Contract Price includes all such items and no claims for additional items will be entertained. |  | Item | 1 |  |  | 0 | 0 |  | 0 | 0 |  | 0 | 0 |  | 0 | 0 | 40451.44 | 40451.44 | 0 | 0
| Note | Note Details
2.40.10 | - | Please attach one PDF file to be named "Additional Items for (insert bill no/name & Section No/name)" for the details of these additional items in the additional attachment area at the end of the BOQ.
2.41 NR RES: B5-02 CONCRETE WORK | [6 empty] | 723275 | 14 (out of 14) | 801214 |  | 14 (out of 14) | 1126662 |  | 14 (out of 14) | 724060 |  | 14 (out of 14) | 809463 | 14 (out of 14) | 1177184.13 | 14 (out of 14) | 993600
| Note | Note Details
2.41.1 | - | SUBSTRUCTURE
2.41.2 | - | Poured Concrete
2.41.3 | - | Plain concrete (20 N/mm2) as per specifications and drawings.
| Item Code | Description | Item Remarks | Unit of Measurement | Quantity/Base Price |  |  | Unit Price/Discount % (Excluding VAT) | Total |  | Unit Price/Discount % (Excluding VAT) | Total |  | Unit Price/Discount % (Excluding VAT) | Total |  | Unit Price/Discount % (Excluding VAT) | Total | Unit Price/Discount % (Excluding VAT) | Total | Unit Price/Discount % (Excluding VAT) | Total
2.41.4 | B5.2.1 | (*) PCC 05 cm for Grade Slab / Solid Block / Ground Beams |  | m3 | 49 |  |  | 460 | 22540 |  | 798 | 39102 |  | 385 | 18865 |  | 413 | 20237 | 496.2 | 24313.8 | 600 | 29400
2.41.5 | B5.2.2 | (*) PCC 10 cm for Footings |  | m3 | 33 |  |  | 23 | 759 |  | 798 | 26334 |  | 385 | 12705 |  | 413 | 13629 | 496.2 | 16374.6 | 600 | 19800
| Note | Note Details
2.41.6 | - | Reinforcment Concrete (40 N/mm2) in Type I SRC cement including all shuttering,supportsand all related works as per specifications and drawings.
| Item Code | Description | Item Remarks | Unit of Measurement | Quantity/Base Price |  |  | Unit Price/Discount % (Excluding VAT) | Total |  | Unit Price/Discount % (Excluding VAT) | Total |  | Unit Price/Discount % (Excluding VAT) | Total |  | Unit Price/Discount % (Excluding VAT) | Total | Unit Price/Discount % (Excluding VAT) | Total | Unit Price/Discount % (Excluding VAT) | Total
2.41.7 | B5.2.3 | (*) Footings |  | m3 | 123 |  |  | 1334 | 164082 |  | 1710 | 210330 |  | 900 | 110700 |  | 951 | 116973 | 1549.74 | 190618.02 | 1300 | 159900
2.41.8 | B5.2.4 | (*) Concrete ground beams |  | m3 | 87 |  |  | 1440 | 125280 |  | 1710 | 148770 |  | 1380 | 120060 |  | 1398 | 121626 | 2174.19 | 189154.53 | 1700 | 147900
2.41.9 | B5.2.5 | (*) Neck cloumns |  | m3 | 7 |  |  | 1479 | 10353 |  | 1710 | 11970 |  | 2340 | 16380 |  | 2655 | 18585 | 2475.03 | 17325.21 | 1900 | 13300
2.41.10 | B5.2.6 | (*) Grade slab |  | m3 | 148 |  |  | 1149 | 170052 |  | 1710 | 253080 |  | 685 | 101380 |  | 567 | 83916 | 835.4 | 123639.2 | 1200 | 177600
| Note | Note Details
2.41.11 | - | SUPER STRUCTURE
2.41.12 | - | Reinforcmen Concrete (40 N/mm2) in Type I OPC cement including all shuttering,supportsand all related works as per specifications and drawings.
| Item Code | Description | Item Remarks | Unit of Measurement | Quantity/Base Price |  |  | Unit Price/Discount % (Excluding VAT) | Total |  | Unit Price/Discount % (Excluding VAT) | Total |  | Unit Price/Discount % (Excluding VAT) | Total |  | Unit Price/Discount % (Excluding VAT) | Total | Unit Price/Discount % (Excluding VAT) | Total | Unit Price/Discount % (Excluding VAT) | Total
2.41.13 | B5.2.7 | (*) Columns |  | m3 | 36 |  |  | 1460 | 52560 |  | 1710 | 61560 |  | 2280 | 82080 |  | 2116 | 76176 | 2475.03 | 89101.08 | 1600 | 57600
2.41.14 | B5.2.8 | (*) Beams |  | m3 | 30 |  |  | 1447 | 43410 |  | 1710 | 51300 |  | 1680 | 50400 |  | 1992 | 59760 | 2798.64 | 83959.2 | 1500 | 45000
2.41.15 | B5.2.9 | (*) Hollow core slab 40cm |  | m2 | 288 |  |  | 164 | 47232 |  | 342 | 98496 |  | 210 | 60480 |  | 341 | 98208 | 539.35 | 155332.8 | 500 | 144000
2.41.16 | B5.2.10 | (*) Hollow core slab |  | m3 | 23 |  |  | 828 | 19044 |  | 1710 | 39330 |  | 750 | 17250 |  | 705 | 16215 | 594.49 | 13673.27 | 400 | 9200
2.41.17 | B5.2.11 | (*) Solid slab |  | m3 | 82 |  |  | 1328 | 108896 |  | 1710 | 140220 |  | 1190 | 97580 |  | 1405 | 115210 | 2196.96 | 180150.72 | 1400 | 114800
2.41.18 | B5.2.12 | (*) Parapet |  | m3 | 27 |  |  | 1328 | 35856 |  | 1710 | 46170 |  | 1340 | 36180 |  | 1914 | 51678 | 2798.64 | 75563.28 | 1300 | 35100
| Note | Note Details
2.41.19 | - | Sundries
| Item Code | Description | Item Remarks | Unit of Measurement | Quantity/Base Price |  |  | Unit Price/Discount % (Excluding VAT) | Total |  | Unit Price/Discount % (Excluding VAT) | Total |  | Unit Price/Discount % (Excluding VAT) | Total |  | Unit Price/Discount % (Excluding VAT) | Total | Unit Price/Discount % (Excluding VAT) | Total | Unit Price/Discount % (Excluding VAT) | Total
2.41.20 | B5.2.13 | (*) Expansion joints; all in accordance with the Specifications |  | Item | 1 |  |  | 1150 | 1150 |  | 0 | 0 |  | 0 | 0 |  | 17250 | 17250 | 17978.42 | 17978.42 | 40000 | 40000
| Note | Note Details
2.41.21 | - | Additional items
| Item Code | Description | Item Remarks | Unit of Measurement | Quantity/Base Price |  |  | Unit Price/Discount % (Excluding VAT) | Total |  | Unit Price/Discount % (Excluding VAT) | Total |  | Unit Price/Discount % (Excluding VAT) | Total |  | Unit Price/Discount % (Excluding VAT) | Total | Unit Price/Discount % (Excluding VAT) | Total | Unit Price/Discount % (Excluding VAT) | Total
2.41.22 | AI | (*) Contractor may price here any items which has been shown in the Contract drawings or any other Contract Documents but overlooked or not specifically mentioned inthe schedule of items and is necessary for the satisfactory completion of the Works. Should the Contractor fail to insert any item here, it will be deemed that lump sum Contract Price includes all such items and no claims for additional items will be entertained. |  | Item | 1 |  |  | 0 | 0 |  | 0 | 0 |  | 0 | 0 |  | 0 | 0 | 0 | 0 | 0 | 0
| Note | Note Details
2.41.23 | - | Please attach one PDF file to be named "Additional Items for (insert bill no/name & Section No/name)" for the details of these additional items in the additional attachment area at the end of the BOQ.
2.42 NR RES: B5-03 MASONRY | [6 empty] | 127770 | 5 (out of 5) | 128456 |  | 5 (out of 5) | 189929.7 |  | 5 (out of 5) | 139980 |  | 5 (out of 5) | 153221 | 5 (out of 5) | 178620.81 | 5 (out of 5) | 200500
| Note | Note Details
2.42.1 | - | External block work
2.42.2 | - | Concrete masonry units bedded and jointed in cement including mortar including concrete filling, wall ties, bed joints, reinforcement metal lath (where required), head restraint,anchors, and column stiffeners; including all necessary accessories; as shown on Drawing all in accordance with the Specifications
| Item Code | Description | Item Remarks | Unit of Measurement | Quantity/Base Price |  |  | Unit Price/Discount % (Excluding VAT) | Total |  | Unit Price/Discount % (Excluding VAT) | Total |  | Unit Price/Discount % (Excluding VAT) | Total |  | Unit Price/Discount % (Excluding VAT) | Total | Unit Price/Discount % (Excluding VAT) | Total | Unit Price/Discount % (Excluding VAT) | Total
2.42.3 | B5.3.1 | (*) Solid Block 200mm |  | m2 | 550 |  |  | 110 | 60500 |  | 148.2 | 81510 |  | 110 | 60500 |  | 135 | 74250 | 140.23 | 77126.5 | 180 | 99000
| Note | Note Details
2.42.4 | - | Internal block work
2.42.5 | - | Concrete masonry units bedded and jointed in cement including mortar including concrete filling, wall ties, bed joints, reinforcement metal lath (where required), head restraint,anchors, and column stiffeners; including all necessary accessories; as shown on Drawing all in accordance with the Specifications
| Item Code | Description | Item Remarks | Unit of Measurement | Quantity/Base Price |  |  | Unit Price/Discount % (Excluding VAT) | Total |  | Unit Price/Discount % (Excluding VAT) | Total |  | Unit Price/Discount % (Excluding VAT) | Total |  | Unit Price/Discount % (Excluding VAT) | Total | Unit Price/Discount % (Excluding VAT) | Total | Unit Price/Discount % (Excluding VAT) | Total
2.42.6 | B5.3.2 | (*) Solid Block 200mm |  | m2 | 596 |  |  | 93 | 55428 |  | 148.2 | 88327.2 |  | 110 | 65560 |  | 106 | 63176 | 140.23 | 83577.08 | 140 | 83440
2.42.7 | B5.3.3 | (*) Solid Block 100mm |  | m2 | 63 |  |  | 81 | 5103 |  | 142.5 | 8977.5 |  | 90 | 5670 |  | 90 | 5670 | 117.46 | 7399.98 | 120 | 7560
| Note | Note Details
2.42.8 | - | Solid block work for sub structure
| Item Code | Description | Item Remarks | Unit of Measurement | Quantity/Base Price |  |  | Unit Price/Discount % (Excluding VAT) | Total |  | Unit Price/Discount % (Excluding VAT) | Total |  | Unit Price/Discount % (Excluding VAT) | Total |  | Unit Price/Discount % (Excluding VAT) | Total | Unit Price/Discount % (Excluding VAT) | Total | Unit Price/Discount % (Excluding VAT) | Total
2.42.9 | B5.3.4 | (*) Solid Block |  | m2 | 75 |  |  | 99 | 7425 |  | 148.2 | 11115 |  | 110 | 8250 |  | 135 | 10125 | 140.23 | 10517.25 | 140 | 10500
| Note | Note Details
2.42.10 | - | Additional items
| Item Code | Description | Item Remarks | Unit of Measurement | Quantity/Base Price |  |  | Unit Price/Discount % (Excluding VAT) | Total |  | Unit Price/Discount % (Excluding VAT) | Total |  | Unit Price/Discount % (Excluding VAT) | Total |  | Unit Price/Discount % (Excluding VAT) | Total | Unit Price/Discount % (Excluding VAT) | Total | Unit Price/Discount % (Excluding VAT) | Total
2.42.11 | AI | (*) Contractor may price here any items which has been shown in the Contract drawings or any other Contract Documents but overlooked or not specifically mentioned inthe schedule of items and is necessary for the satisfactory completion of the Works. Should the Contractor fail to insert any item here, it will be deemed that lump sum Contract Price includes all such items and no claims for additional items will be entertained. |  | Item | 1 |  |  | 0 | 0 |  | 0 | 0 |  | 0 | 0 |  | 0 | 0 | 0 | 0 | 0 | 0
| Note | Note Details
2.42.12 | - | Please attach one PDF file to be named "Additional Items for (insert bill no/name & Section No/name)" for the details of these additional items in the additional attachment area at the end of the BOQ.
2.43 NR RES: B5-04 METAL WORK | [6 empty] | 59400 | 5 (out of 5) | 48620 |  | 5 (out of 5) | 71022 |  | 5 (out of 5) | 69000 |  | 5 (out of 5) | 137540 | 5 (out of 5) | 166000.58 | 5 (out of 5) | 156100
| Note | Note Details
2.43.1 | - | Railing
2.43.2 | - | Supply and installation of hand Railimg including all accessories,fixing etc. all complete as detailed on drawing and engineer approval
| Item Code | Description | Item Remarks | Unit of Measurement | Quantity/Base Price |  |  | Unit Price/Discount % (Excluding VAT) | Total |  | Unit Price/Discount % (Excluding VAT) | Total |  | Unit Price/Discount % (Excluding VAT) | Total |  | Unit Price/Discount % (Excluding VAT) | Total | Unit Price/Discount % (Excluding VAT) | Total | Unit Price/Discount % (Excluding VAT) | Total
2.43.3 | B5.4.1 | (*) External Railing (stainless steel) |  | m | 27 |  |  | 880 | 23760 |  | 1368 | 36936 |  | 1400 | 37800 |  | 3680 | 99360 | 2996.4 | 80902.8 | 3500 | 94500
2.43.4 | B5.4.2 | (*) External wall mounted Rail (stainless steel) |  | m | 2 |  |  | 330 | 660 |  | 1368 | 2736 |  | 800 | 1600 |  | 3680 | 7360 | 1797.84 | 3595.68 | 800 | 1600
| Note | Note Details
2.43.5 | - | Locker
2.43.6 | - | Locker,, all complete as detailed on drawing and engineer approval
| Item Code | Description | Item Remarks | Unit of Measurement | Quantity/Base Price |  |  | Unit Price/Discount % (Excluding VAT) | Total |  | Unit Price/Discount % (Excluding VAT) | Total |  | Unit Price/Discount % (Excluding VAT) | Total |  | Unit Price/Discount % (Excluding VAT) | Total | Unit Price/Discount % (Excluding VAT) | Total | Unit Price/Discount % (Excluding VAT) | Total
2.43.7 | B5.4.3 | (*) Locker |  | No. | 16 |  |  | 550 | 8800 |  | 1710 | 27360 |  | 1600 | 25600 |  | 1495 | 23920 | 4194.96 | 67119.36 | 3000 | 48000
| Note | Note Details
2.43.8 | - | Cat Ladder
2.43.9 | - | Cat Ladder, all complete as detailed on drawing and engineer approval
| Item Code | Description | Item Remarks | Unit of Measurement | Quantity/Base Price |  |  | Unit Price/Discount % (Excluding VAT) | Total |  | Unit Price/Discount % (Excluding VAT) | Total |  | Unit Price/Discount % (Excluding VAT) | Total |  | Unit Price/Discount % (Excluding VAT) | Total | Unit Price/Discount % (Excluding VAT) | Total | Unit Price/Discount % (Excluding VAT) | Total
2.43.10 | B5.4.4 | (*) GI Powder coated Cat Ladder to Roof ( Cage Type) 7m Height |  | No. | 1 |  |  | 15400 | 15400 |  | 3990 | 3990 |  | 4000 | 4000 |  | 6900 | 6900 | 14382.74 | 14382.74 | 12000 | 12000
| Note | Note Details
2.43.11 | - | Additional items
| Item Code | Description | Item Remarks | Unit of Measurement | Quantity/Base Price |  |  | Unit Price/Discount % (Excluding VAT) | Total |  | Unit Price/Discount % (Excluding VAT) | Total |  | Unit Price/Discount % (Excluding VAT) | Total |  | Unit Price/Discount % (Excluding VAT) | Total | Unit Price/Discount % (Excluding VAT) | Total | Unit Price/Discount % (Excluding VAT) | Total
2.43.12 | AI | (*) Contractor may price here any items which has been shown in the Contract drawings or any other Contract Documents but overlooked or not specifically mentioned inthe schedule of items and is necessary for the satisfactory completion of the Works. Should the Contractor fail to insert any item here, it will be deemed that lump sum Contract Price includes all such items and no claims for additional items will be entertained. |  | Item | 1 |  |  | 0 | 0 |  | 0 | 0 |  | 0 | 0 |  | 0 | 0 | 0 | 0 | 0 | 0
| Note | Note Details
2.43.13 | - | Please attach one PDF file to be named "Additional Items for (insert bill no/name & Section No/name)" for the details of these additional items in the additional attachment area at the end of the BOQ.
2.44 NR RES: B5-05 THERMAL AND MOISTURE PROTECTION | [6 empty] | 160482 | 6 (out of 6) | 159455 |  | 6 (out of 6) | 458143.2 |  | 6 (out of 6) | 235524 |  | 6 (out of 6) | 306260 | 6 (out of 6) | 417823.79 | 6 (out of 6) | 315600
| Note | Note Details
2.44.1 | - | Waterproofing courses
2.44.2 | - | Waterproofing system for the substructure, 2 coat of bitumen paint as per drawings and specifications.
| Item Code | Description | Item Remarks | Unit of Measurement | Quantity/Base Price |  |  | Unit Price/Discount % (Excluding VAT) | Total |  | Unit Price/Discount % (Excluding VAT) | Total |  | Unit Price/Discount % (Excluding VAT) | Total |  | Unit Price/Discount % (Excluding VAT) | Total | Unit Price/Discount % (Excluding VAT) | Total | Unit Price/Discount % (Excluding VAT) | Total
2.44.3 | B5.5.1 | (*) To horizontal areas & vertical areas |  | m2 | 2088 |  |  | 10 | 20880 |  | 136.8 | 285638.4 |  | 10 | 20880 |  | 72 | 150336 | 104.27 | 217715.76 | 35 | 73080
| Note | Note Details
2.44.4 | - | 1000 Gauge Polythene Sheet, all in accordance with the Specifications
| Item Code | Description | Item Remarks | Unit of Measurement | Quantity/Base Price |  |  | Unit Price/Discount % (Excluding VAT) | Total |  | Unit Price/Discount % (Excluding VAT) | Total |  | Unit Price/Discount % (Excluding VAT) | Total |  | Unit Price/Discount % (Excluding VAT) | Total | Unit Price/Discount % (Excluding VAT) | Total | Unit Price/Discount % (Excluding VAT) | Total
2.44.5 | B5.5.2 | (*) To horizontal areas |  | m2 | 1528 |  |  | 5 | 7640 |  | 17.1 | 26128.8 |  | 7 | 10696 |  | 4 | 6112 | 4.44 | 6784.32 | 35 | 53480
| Note | Note Details
2.44.6 | - | Waterproofing for Roof
2.44.7 | - | Waterproofing system for the Roof, as per drawings and specifications.
| Item Code | Description | Item Remarks | Unit of Measurement | Quantity/Base Price |  |  | Unit Price/Discount % (Excluding VAT) | Total |  | Unit Price/Discount % (Excluding VAT) | Total |  | Unit Price/Discount % (Excluding VAT) | Total |  | Unit Price/Discount % (Excluding VAT) | Total | Unit Price/Discount % (Excluding VAT) | Total | Unit Price/Discount % (Excluding VAT) | Total
2.44.8 | B5.5.4 | (*) Roof waterproofing |  | m2 | 654 |  |  | 164 | 107256 |  | 171 | 111834 |  | 275 | 179850 |  | 198 | 129492 | 251.7 | 164611.8 | 250 | 163500
2.44.9 | B5.5.5 | (*) Roof waterproofing skirting |  | m | 215 |  |  | 81 | 17415 |  | 68.4 | 14706 |  | 70 | 15050 |  | 50 | 10750 | 89.89 | 19326.35 | 50 | 10750
| Note | Note Details
2.44.10 | - | wet area
2.44.11 | - | Supply and Apply isolation joints as per drawings ,specifications
| Item Code | Description | Item Remarks | Unit of Measurement | Quantity/Base Price |  |  | Unit Price/Discount % (Excluding VAT) | Total |  | Unit Price/Discount % (Excluding VAT) | Total |  | Unit Price/Discount % (Excluding VAT) | Total |  | Unit Price/Discount % (Excluding VAT) | Total | Unit Price/Discount % (Excluding VAT) | Total | Unit Price/Discount % (Excluding VAT) | Total
2.44.12 | B5.5.3 | (*) wet area with protection screed |  | m2 | 174 |  |  | 36 | 6264 |  | 114 | 19836 |  | 52 | 9048 |  | 55 | 9570 | 53.94 | 9385.56 | 85 | 14790
| Note | Note Details
2.44.13 | - | Additional items
| Item Code | Description | Item Remarks | Unit of Measurement | Quantity/Base Price |  |  | Unit Price/Discount % (Excluding VAT) | Total |  | Unit Price/Discount % (Excluding VAT) | Total |  | Unit Price/Discount % (Excluding VAT) | Total |  | Unit Price/Discount % (Excluding VAT) | Total | Unit Price/Discount % (Excluding VAT) | Total | Unit Price/Discount % (Excluding VAT) | Total
2.44.14 | AI | (*) Contractor may price here any items which has been shown in the Contract drawings or any other Contract Documents but overlooked or not specifically mentioned inthe schedule of items and is necessary for the satisfactory completion of the Works. Should the Contractor fail to insert any item here, it will be deemed that lump sum Contract Price includes all such items and no claims for additional items will be entertained. |  | Item | 1 |  |  | 0 | 0 |  | 0 | 0 |  | 0 | 0 |  | 0 | 0 | 0 | 0 | 0 | 0
| Note | Note Details
2.44.15 | - | Please attach one PDF file to be named "Additional Items for (insert bill no/name & Section No/name)" for the details of these additional items in the additional attachment area at the end of the BOQ.
2.45 NR RES: B5-06 DOORS AND WINDOWS | [6 empty] | 214472 | 18 (out of 18) | 208498 |  | 18 (out of 18) | 232446 |  | 18 (out of 18) | 168585 |  | 18 (out of 18) | 275847 | 18 (out of 18) | 442748.83 | 18 (out of 18) | 383500
| Note | Note Details
2.45.1 | - | Aluminum SLIDING Doors
2.45.2 | - | Supply and install Aluminum SLIDING ,including all accessories needed for installation as per mention in drawings & specifications
| Item Code | Description | Item Remarks | Unit of Measurement | Quantity/Base Price |  |  | Unit Price/Discount % (Excluding VAT) | Total |  | Unit Price/Discount % (Excluding VAT) | Total |  | Unit Price/Discount % (Excluding VAT) | Total |  | Unit Price/Discount % (Excluding VAT) | Total | Unit Price/Discount % (Excluding VAT) | Total | Unit Price/Discount % (Excluding VAT) | Total
2.45.3 | B5.6.1 | (*) D1, size 2000mm x 2150mm |  | No. | 1 |  |  | 5440 | 5440 |  | 28500 | 28500 |  | 4700 | 4700 |  | 6622 | 6622 | 33559.72 | 33559.72 | 18000 | 18000
| Note | Note Details
2.45.4 | - | Aluminum Glass Hinge Doors
2.45.5 | - | Supply and install Aluminum SLIDING ,including all accessories needed for installation as per mention in drawings & specifications
| Item Code | Description | Item Remarks | Unit of Measurement | Quantity/Base Price |  |  | Unit Price/Discount % (Excluding VAT) | Total |  | Unit Price/Discount % (Excluding VAT) | Total |  | Unit Price/Discount % (Excluding VAT) | Total |  | Unit Price/Discount % (Excluding VAT) | Total | Unit Price/Discount % (Excluding VAT) | Total | Unit Price/Discount % (Excluding VAT) | Total
2.45.6 | B5.6.2 | (*) D2, size 2000mm x 2200mm |  | No. | 3 |  |  | 2662 | 7986 |  | 5700 | 17100 |  | 5000 | 15000 |  | 6776 | 20328 | 10787.05 | 32361.15 | 8000 | 24000
| Note | Note Details
2.45.7 | - | Aluminum Doors
2.45.8 | - | Supply and install Aluminum Doors,with all accessories needed for installation as per mention in drawings & specifications
| Item Code | Description | Item Remarks | Unit of Measurement | Quantity/Base Price |  |  | Unit Price/Discount % (Excluding VAT) | Total |  | Unit Price/Discount % (Excluding VAT) | Total |  | Unit Price/Discount % (Excluding VAT) | Total |  | Unit Price/Discount % (Excluding VAT) | Total | Unit Price/Discount % (Excluding VAT) | Total | Unit Price/Discount % (Excluding VAT) | Total
2.45.9 | B5.6.3 | (*) D3, size 1500mm x 2200mm |  | No. | 2 |  |  | 3449 | 6898 |  | 5130 | 10260 |  | 3700 | 7400 |  | 5082 | 10164 | 7790.65 | 15581.3 | 6600 | 13200
2.45.10 | B5.6.4 | (*) D5, size 1000mm x 2200mm. |  | No. | 3 |  |  | 2299 | 6897 |  | 2508 | 7524 |  | 2600 | 7800 |  | 3388 | 10164 | 5753.09 | 17259.27 | 6000 | 18000
2.45.11 | B5.6.5 | (*) D7, size 1800mm x 2200mm |  | No. | 1 |  |  | 4139 | 4139 |  | 4560 | 4560 |  | 4900 | 4900 |  | 6098 | 6098 | 8989.21 | 8989.21 | 5700 | 5700
2.45.12 | B5.6.6 | (*) D9, size 1000mm x 2200mm |  | No. | 2 |  |  | 2299 | 4598 |  | 2508 | 5016 |  | 1800 | 3600 |  | 3388 | 6776 | 4554.53 | 9109.06 | 5400 | 10800
2.45.13 | B5.6.7 | (*) D10, size 1200mm x 2200mm. |  | No. | 1 |  |  | 2759 | 2759 |  | 2736 | 2736 |  | 2700 | 2700 |  | 4066 | 4066 | 5393.53 | 5393.53 | 5600 | 5600
| Note | Note Details
2.45.14 | - | Hollow metal Doors
| Item Code | Description | Item Remarks | Unit of Measurement | Quantity/Base Price |  |  | Unit Price/Discount % (Excluding VAT) | Total |  | Unit Price/Discount % (Excluding VAT) | Total |  | Unit Price/Discount % (Excluding VAT) | Total |  | Unit Price/Discount % (Excluding VAT) | Total | Unit Price/Discount % (Excluding VAT) | Total | Unit Price/Discount % (Excluding VAT) | Total
2.45.15 | B5.5.6.1 | (*) D4, size 1000mm x 2200mm |  | No. | 1 |  |  | 3025 | 3025 |  | 3420 | 3420 |  | 5600 | 5600 |  | 3146 | 3146 | 5153.81 | 5153.81 | 4000 | 4000
| Note | Note Details
2.45.16 | - | Aluminum Louver Doors
| Item Code | Description | Item Remarks | Unit of Measurement | Quantity/Base Price |  |  | Unit Price/Discount % (Excluding VAT) | Total |  | Unit Price/Discount % (Excluding VAT) | Total |  | Unit Price/Discount % (Excluding VAT) | Total |  | Unit Price/Discount % (Excluding VAT) | Total | Unit Price/Discount % (Excluding VAT) | Total | Unit Price/Discount % (Excluding VAT) | Total
2.45.17 | B5.5.6.1 | (*) D13, size 2000mm x 2200mm |  | No. | 2 |  |  | 5082 | 10164 |  | 5130 | 10260 |  | 2700 | 5400 |  | 5324 | 10648 | 9109.07 | 18218.14 | 8000 | 16000
| Note | Note Details
2.45.18 | - | Wooden Doors
2.45.19 | - | Supply and install Wooden Doorsincluding all accessories needed for installation as per mention in drawings & specifications
| Item Code | Description | Item Remarks | Unit of Measurement | Quantity/Base Price |  |  | Unit Price/Discount % (Excluding VAT) | Total |  | Unit Price/Discount % (Excluding VAT) | Total |  | Unit Price/Discount % (Excluding VAT) | Total |  | Unit Price/Discount % (Excluding VAT) | Total | Unit Price/Discount % (Excluding VAT) | Total | Unit Price/Discount % (Excluding VAT) | Total
2.45.20 | B5.6.8 | (*) D6, size 1000mm x 2200mm |  | No. | 1 |  |  | 3080 | 3080 |  | 9120 | 9120 |  | 12485 | 12485 |  | 5324 | 5324 | 5153.81 | 5153.81 | 5500 | 5500
| Note | Note Details
2.45.21 | - | UPVC Doors
2.45.22 | - | Supply and install UPVC Doors,including all accessories needed for installation as per mention in drawings & specifications
| Item Code | Description | Item Remarks | Unit of Measurement | Quantity/Base Price |  |  | Unit Price/Discount % (Excluding VAT) | Total |  | Unit Price/Discount % (Excluding VAT) | Total |  | Unit Price/Discount % (Excluding VAT) | Total |  | Unit Price/Discount % (Excluding VAT) | Total | Unit Price/Discount % (Excluding VAT) | Total | Unit Price/Discount % (Excluding VAT) | Total
2.45.23 | B5.6.13 | (*) D8, size 800mm x 2200mm |  | No. | 4 |  |  | 2535 | 10140 |  | 2280 | 9120 |  | 1780 | 7120 |  | 2130 | 8520 | 3595.68 | 14382.72 | 3500 | 14000
2.45.24 | B5.6.14 | (*) D11, size 1000mm x 2200mm. |  | m2 | 4 |  |  | 2178 | 8712 |  | 2508 | 10032 |  | 1840 | 7360 |  | 2662 | 10648 | 4554.53 | 18218.12 | 4000 | 16000
2.45.25 | B5.6.15 | (*) D12, size 800mm x 2200mm |  | No. | 4 |  |  | 2535 | 10140 |  | 2280 | 9120 |  | 1780 | 7120 |  | 2130 | 8520 | 3595.68 | 14382.72 | 4500 | 18000
| Note | Note Details
2.45.26 | - | Curtain wall
2.45.27 | - | Supply and installCurtain wall ,including all accessories needed for installation as per mention in drawings & specifications
| Item Code | Description | Item Remarks | Unit of Measurement | Quantity/Base Price |  |  | Unit Price/Discount % (Excluding VAT) | Total |  | Unit Price/Discount % (Excluding VAT) | Total |  | Unit Price/Discount % (Excluding VAT) | Total |  | Unit Price/Discount % (Excluding VAT) | Total | Unit Price/Discount % (Excluding VAT) | Total | Unit Price/Discount % (Excluding VAT) | Total
2.45.28 | B5.6.16 | (*) Curtain wall (door Excluded) (CW1 to Cw7) |  | m2 | 100 |  |  | 1155 | 115500 |  | 969 | 96900 |  | 700 | 70000 |  | 1540 | 154000 | 2277.27 | 227727 | 1950 | 195000
| Note | Note Details
2.45.29 | - | Window
2.45.30 | - | Supply and install Windows including all accessories needed for installation as per mention in drawings & specifications
| Item Code | Description | Item Remarks | Unit of Measurement | Quantity/Base Price |  |  | Unit Price/Discount % (Excluding VAT) | Total |  | Unit Price/Discount % (Excluding VAT) | Total |  | Unit Price/Discount % (Excluding VAT) | Total |  | Unit Price/Discount % (Excluding VAT) | Total | Unit Price/Discount % (Excluding VAT) | Total | Unit Price/Discount % (Excluding VAT) | Total
2.45.31 | B5.6.17 | (*) W1, size 1800mm x 1400mm w/ double glass |  | No. | 2 |  |  | 2772 | 5544 |  | 2508 | 5016 |  | 2200 | 4400 |  | 3326 | 6652 | 5153.81 | 10307.62 | 5100 | 10200
2.45.32 | B5.6.18 | (*) W2, size 2000mm x 1400mm w/ double glass |  | No. | 1 |  |  | 3080 | 3080 |  | 2736 | 2736 |  | 1800 | 1800 |  | 3696 | 3696 | 5753.09 | 5753.09 | 6000 | 6000
2.45.33 | B5.6.19 | (*) W3 size 600mm x 600mm w/ double glass |  | No. | 1 |  |  | 396 | 396 |  | 1026 | 1026 |  | 1200 | 1200 |  | 475 | 475 | 1198.56 | 1198.56 | 3500 | 3500
| Note | Note Details
2.45.34 | - | Additional items
| Item Code | Description | Item Remarks | Unit of Measurement | Quantity/Base Price |  |  | Unit Price/Discount % (Excluding VAT) | Total |  | Unit Price/Discount % (Excluding VAT) | Total |  | Unit Price/Discount % (Excluding VAT) | Total |  | Unit Price/Discount % (Excluding VAT) | Total | Unit Price/Discount % (Excluding VAT) | Total | Unit Price/Discount % (Excluding VAT) | Total
2.45.35 | AI | (*) Contractor may price here any items which has been shown in the Contract drawings or any other Contract Documents but overlooked or not specifically mentioned inthe schedule of items and is necessary for the satisfactory completion of the Works. Should the Contractor fail to insert any item here, it will be deemed that lump sum Contract Price includes all such items and no claims for additional items will be entertained. |  | Item | 1 |  |  | 0 | 0 |  | 0 | 0 |  | 0 | 0 |  | 0 | 0 | 0 | 0 | 0 | 0
| Note | Note Details
2.45.36 | - | Please attach one PDF file to be named "Additional Items for (insert bill no/name & Section No/name)" for the details of these additional items in the additional attachment area at the end of the BOQ.
2.46 NR RES: B5-07 FINISHES | [6 empty] | 950895 | 27 (out of 27) | 1005896 |  | 27 (out of 27) | 2271119.4 |  | 27 (out of 27) | 1241415 |  | 27 (out of 27) | 1436292 | 27 (out of 27) | 1646234.58 | 27 (out of 27) | 2761300
| Note | Note Details
2.46.1 | - | External Finishes
2.46.2 | - | External finishes, including all necessary wrok as per drawing and specifications
| Item Code | Description | Item Remarks | Unit of Measurement | Quantity/Base Price |  |  | Unit Price/Discount % (Excluding VAT) | Total |  | Unit Price/Discount % (Excluding VAT) | Total |  | Unit Price/Discount % (Excluding VAT) | Total |  | Unit Price/Discount % (Excluding VAT) | Total | Unit Price/Discount % (Excluding VAT) | Total | Unit Price/Discount % (Excluding VAT) | Total
2.46.3 | B5.7.1 | (*) Natural Stone Cladding |  | m2 | 600 |  |  | 600 | 360000 |  | 741 | 444600 |  | 500 | 300000 |  | 748 | 448800 | 659.21 | 395526 | 650 | 390000
2.46.4 | B5.7.2 | (*) Natural Stone Copping above parapet |  | m2 | 120 |  |  | 317 | 38040 |  | 741 | 88920 |  | 300 | 36000 |  | 403 | 48360 | 479.42 | 57530.4 | 500 | 60000
2.46.5 | B5.7.3 | (*) External epoxy Paint over plaster for parapet |  | m2 | 409 |  |  | 45 | 18405 |  | 91.2 | 37300.8 |  | 30 | 12270 |  | 40 | 16360 | 65.92 | 26961.28 | 65 | 26585
2.46.6 | B5.7.4 | (*) Pergola Tree Trunk WITH PALM LEAF for BBQ |  | m2 | 95 |  |  | 1332 | 126540 |  | 2280 | 216600 |  | 1600 | 152000 |  | 2530 | 240350 | 2397.12 | 227726.4 | 3500 | 332500
| Note | Note Details
2.46.7 | - | Wall Finishes
2.46.8 | - | Prapare and apply paint on Plaster including all necessary wrok as per drawing and specifications ,DIVISION 9 - 09 96 56
| Item Code | Description | Item Remarks | Unit of Measurement | Quantity/Base Price |  |  | Unit Price/Discount % (Excluding VAT) | Total |  | Unit Price/Discount % (Excluding VAT) | Total |  | Unit Price/Discount % (Excluding VAT) | Total |  | Unit Price/Discount % (Excluding VAT) | Total | Unit Price/Discount % (Excluding VAT) | Total | Unit Price/Discount % (Excluding VAT) | Total
2.46.9 | B5.7.5 | (*) Epoxy paint over plaster |  | m2 | 596 |  |  | 50 | 29800 |  | 91.2 | 54355.2 |  | 30 | 17880 |  | 40 | 23840 | 41.95 | 25002.2 | 65 | 38740
| Note | Note Details
2.46.10 | - | Prapare and apply paint on Plaster including all necessary wrok as per drawing and specifications ,DIVISION 9 - 09 91 23
| Item Code | Description | Item Remarks | Unit of Measurement | Quantity/Base Price |  |  | Unit Price/Discount % (Excluding VAT) | Total |  | Unit Price/Discount % (Excluding VAT) | Total |  | Unit Price/Discount % (Excluding VAT) | Total |  | Unit Price/Discount % (Excluding VAT) | Total | Unit Price/Discount % (Excluding VAT) | Total | Unit Price/Discount % (Excluding VAT) | Total
2.46.11 | B5.7.6 | (*) Textured Clay finish over plaster |  | m2 | 194 |  |  | 67 | 12998 |  | 153.9 | 29856.6 |  | 60 | 11640 |  | 288 | 55872 | 167.8 | 32553.2 | 200 | 38800
| Note | Note Details
2.46.12 | - | Prapare and apply paint on Plaster including all necessary wrok as per drawing and specifications ,DIVISION 9 - 09 91 23
| Item Code | Description | Item Remarks | Unit of Measurement | Quantity/Base Price |  |  | Unit Price/Discount % (Excluding VAT) | Total |  | Unit Price/Discount % (Excluding VAT) | Total |  | Unit Price/Discount % (Excluding VAT) | Total |  | Unit Price/Discount % (Excluding VAT) | Total | Unit Price/Discount % (Excluding VAT) | Total | Unit Price/Discount % (Excluding VAT) | Total
2.46.13 | B5.7.7 | (*) Emulsion based paint over plaster |  | m2 | 305 |  |  | 15 | 4575 |  | 28.5 | 8692.5 |  | 20 | 6100 |  | 18 | 5490 | 29.96 | 9137.8 | 55 | 16775
| Note | Note Details
2.46.14 | - | Supply and fix ceramic tiles including all necessary work as per drawing ,specifications and subject to engineers approval.,DIVISION 9 - 09 30 13
| Item Code | Description | Item Remarks | Unit of Measurement | Quantity/Base Price |  |  | Unit Price/Discount % (Excluding VAT) | Total |  | Unit Price/Discount % (Excluding VAT) | Total |  | Unit Price/Discount % (Excluding VAT) | Total |  | Unit Price/Discount % (Excluding VAT) | Total | Unit Price/Discount % (Excluding VAT) | Total | Unit Price/Discount % (Excluding VAT) | Total
2.46.15 | B5.7.8 | (*) ceramic tiles |  | m2 | 431 |  |  | 133 | 57323 |  | 171 | 73701 |  | 165 | 71115 |  | 118 | 50858 | 219.34 | 94535.54 | 200 | 86200
| Note | Note Details
2.46.16 | - | Supply and fix Decorative shelves including all necessary work as per drawing ,specifications and subject to engineers approval.
| Item Code | Description | Item Remarks | Unit of Measurement | Quantity/Base Price |  |  | Unit Price/Discount % (Excluding VAT) | Total |  | Unit Price/Discount % (Excluding VAT) | Total |  | Unit Price/Discount % (Excluding VAT) | Total |  | Unit Price/Discount % (Excluding VAT) | Total | Unit Price/Discount % (Excluding VAT) | Total | Unit Price/Discount % (Excluding VAT) | Total
2.46.17 | B5.7.9 | (*) Decorative shelves behind buffet service counter |  | Item | 1 |  |  | 16650 | 16650 |  | 11400 | 11400 |  | 20000 | 20000 |  | 57500 | 57500 | 11985.61 | 11985.61 | 150000 | 150000
| Note | Note Details
2.46.18 | - | Floor Finishes
2.46.19 | - | Supply and fix Stamped concrete on cement screed including all as per drawing and specifications ,DIVISION 3 - 03 35 33
| Item Code | Description | Item Remarks | Unit of Measurement | Quantity/Base Price |  |  | Unit Price/Discount % (Excluding VAT) | Total |  | Unit Price/Discount % (Excluding VAT) | Total |  | Unit Price/Discount % (Excluding VAT) | Total |  | Unit Price/Discount % (Excluding VAT) | Total | Unit Price/Discount % (Excluding VAT) | Total | Unit Price/Discount % (Excluding VAT) | Total
2.46.20 | B5.7.10 | (*) Stamped concrete type 1 includes BBQ AREA |  | m2 | 395 |  |  | 134 | 52930 |  | 296.4 | 117078 |  | 450 | 177750 |  | 247 | 97565 | 311.63 | 123093.85 | 600 | 237000
2.46.21 | B5.7.11 | (*) Stamped concrete type 2 |  | m2 | 46 |  |  | 134 | 6164 |  | 296.4 | 13634.4 |  | 450 | 20700 |  | 247 | 11362 | 287.65 | 13231.9 | 600 | 27600
2.46.22 | B5.7.12 | (*) Stamped concrete |  | m2 | 63 |  |  | 134 | 8442 |  | 296.4 | 18673.2 |  | 450 | 28350 |  | 247 | 15561 | 287.65 | 18121.95 | 600 | 37800
2.46.23 | B5.7.13 | (*) Stamped concrete skirting |  | m | 45 |  |  | 28 | 1260 |  | 91.2 | 4104 |  | 50 | 2250 |  | 104 | 4680 | 179.78 | 8090.1 | 500 | 22500
| Note | Note Details
2.46.24 | - | Supply and apply Epoxy flooring on cement screed including all as per drawing and specifications ,DIVISION 9 - 096723
| Item Code | Description | Item Remarks | Unit of Measurement | Quantity/Base Price |  |  | Unit Price/Discount % (Excluding VAT) | Total |  | Unit Price/Discount % (Excluding VAT) | Total |  | Unit Price/Discount % (Excluding VAT) | Total |  | Unit Price/Discount % (Excluding VAT) | Total | Unit Price/Discount % (Excluding VAT) | Total | Unit Price/Discount % (Excluding VAT) | Total
2.46.25 | B5.7.14 | (*) Non slip textured epoxy flooring |  | m2 | 192 |  |  | 56 | 10752 |  | 114 | 21888 |  | 185 | 35520 |  | 71 | 13632 | 143.83 | 27615.36 | 300 | 57600
| Note | Note Details
2.46.26 | - | Supply and fix ceramic tiles on screed including all necessary work as per drawing ,specifications and subject to engineers approval.DIVISION 9 - 09 30 13
| Item Code | Description | Item Remarks | Unit of Measurement | Quantity/Base Price |  |  | Unit Price/Discount % (Excluding VAT) | Total |  | Unit Price/Discount % (Excluding VAT) | Total |  | Unit Price/Discount % (Excluding VAT) | Total |  | Unit Price/Discount % (Excluding VAT) | Total | Unit Price/Discount % (Excluding VAT) | Total | Unit Price/Discount % (Excluding VAT) | Total
2.46.27 | B5.7.15 | (*) ceramic tiles |  | m2 | 85 |  |  | 127 | 10795 |  | 171 | 14535 |  | 185 | 15725 |  | 118 | 10030 | 219.34 | 18643.9 | 200 | 17000
| Note | Note Details
2.46.28 | - | Supply and fix Marble thresholdincluding all necessary work as per drawing ,specifications and subject to engineers approval.
| Item Code | Description | Item Remarks | Unit of Measurement | Quantity/Base Price |  |  | Unit Price/Discount % (Excluding VAT) | Total |  | Unit Price/Discount % (Excluding VAT) | Total |  | Unit Price/Discount % (Excluding VAT) | Total |  | Unit Price/Discount % (Excluding VAT) | Total | Unit Price/Discount % (Excluding VAT) | Total | Unit Price/Discount % (Excluding VAT) | Total
2.46.29 | B5.7.16 | (*) Marble threshold (Wet area only) |  | m | 8 |  |  | 173 | 1384 |  | 342 | 2736 |  | 90 | 720 |  | 161 | 1288 | 359.57 | 2876.56 | 300 | 2400
| Note | Note Details
2.46.30 | - | Supply and fix interlock including all necessary work as per drawing ,specifications and subject to engineers approval.
| Item Code | Description | Item Remarks | Unit of Measurement | Quantity/Base Price |  |  | Unit Price/Discount % (Excluding VAT) | Total |  | Unit Price/Discount % (Excluding VAT) | Total |  | Unit Price/Discount % (Excluding VAT) | Total |  | Unit Price/Discount % (Excluding VAT) | Total | Unit Price/Discount % (Excluding VAT) | Total | Unit Price/Discount % (Excluding VAT) | Total
2.46.31 | B5.7.17 | (*) interlock |  | m2 | 98 |  |  | 89 | 8722 |  | 136.8 | 13406.4 |  | 120 | 11760 |  | 207 | 20286 | 137.83 | 13507.34 | 120 | 11760
| Note | Note Details
2.46.32 | - | Supply and Install Composite deckingincluding all necessary work as per drawing ,specifications and subject to engineers approval.,DIVISION 6 - 067300
| Item Code | Description | Item Remarks | Unit of Measurement | Quantity/Base Price |  |  | Unit Price/Discount % (Excluding VAT) | Total |  | Unit Price/Discount % (Excluding VAT) | Total |  | Unit Price/Discount % (Excluding VAT) | Total |  | Unit Price/Discount % (Excluding VAT) | Total | Unit Price/Discount % (Excluding VAT) | Total | Unit Price/Discount % (Excluding VAT) | Total
2.46.33 | B5.7.18 | (*) Composite decking |  | m2 | 140 |  |  | 444 | 62160 |  | 456 | 63840 |  | 600 | 84000 |  | 978 | 136920 | 779.06 | 109068.4 | 1500 | 210000
| Note | Note Details
2.46.34 | - | Ceiling Finishes
2.46.35 | - | Supply and Install Gypsum board ceiling including all necessary work as per drawing , specifications subject to engineers approval.DIVISION 5 - 055813
| Item Code | Description | Item Remarks | Unit of Measurement | Quantity/Base Price |  |  | Unit Price/Discount % (Excluding VAT) | Total |  | Unit Price/Discount % (Excluding VAT) | Total |  | Unit Price/Discount % (Excluding VAT) | Total |  | Unit Price/Discount % (Excluding VAT) | Total | Unit Price/Discount % (Excluding VAT) | Total | Unit Price/Discount % (Excluding VAT) | Total
2.46.36 | B5.7.19 | (*) straw weave ceiling over gypsum board |  | m2 | 293 |  |  | 245 | 71785 |  | 2280 | 668040 |  | 460 | 134780 |  | 207 | 60651 | 311.63 | 91307.59 | 2700 | 791100
| Note | Note Details
2.46.37 | - | Supply and fix Wooden Decore including all necessary work as per drawing ,specifications and subject to engineers approval.DIVISION 5 - 055813
| Item Code | Description | Item Remarks | Unit of Measurement | Quantity/Base Price |  |  | Unit Price/Discount % (Excluding VAT) | Total |  | Unit Price/Discount % (Excluding VAT) | Total |  | Unit Price/Discount % (Excluding VAT) | Total |  | Unit Price/Discount % (Excluding VAT) | Total | Unit Price/Discount % (Excluding VAT) | Total | Unit Price/Discount % (Excluding VAT) | Total
2.46.38 | B5.7.20 | (*) Wooden Decore ceiling above buffet service counter |  | Item | 1 |  |  | 13320 | 13320 |  | 11400 | 11400 |  | 20000 | 20000 |  | 17250 | 17250 | 47942.45 | 47942.45 | 100000 | 100000
| Note | Note Details
2.46.39 | - | Supply And Fix Aluminium Tiles including all necessary wrok as per drawing and specifications ,DIVISION 9 - 095133
| Item Code | Description | Item Remarks | Unit of Measurement | Quantity/Base Price |  |  | Unit Price/Discount % (Excluding VAT) | Total |  | Unit Price/Discount % (Excluding VAT) | Total |  | Unit Price/Discount % (Excluding VAT) | Total |  | Unit Price/Discount % (Excluding VAT) | Total | Unit Price/Discount % (Excluding VAT) | Total | Unit Price/Discount % (Excluding VAT) | Total
2.46.40 | B5.7.21 | (*) 600x600x0.8mm perforated alum tiles |  | m2 | 186 |  |  | 128 | 23808 |  | 570 | 106020 |  | 110 | 20460 |  | 184 | 34224 | 275.67 | 51274.62 | 200 | 37200
| Note | Note Details
2.46.41 | - | Prapare and apply paint on Plaster including all necessary wrok as per drawing and specifications DIVISION 9 - 099123
| Item Code | Description | Item Remarks | Unit of Measurement | Quantity/Base Price |  |  | Unit Price/Discount % (Excluding VAT) | Total |  | Unit Price/Discount % (Excluding VAT) | Total |  | Unit Price/Discount % (Excluding VAT) | Total |  | Unit Price/Discount % (Excluding VAT) | Total | Unit Price/Discount % (Excluding VAT) | Total | Unit Price/Discount % (Excluding VAT) | Total
2.46.42 | B5.7.22 | (*) Epoxy Paint and Plaster |  | m2 | 165 |  |  | 39 | 6435 |  | 171 | 28215 |  | 30 | 4950 |  | 40 | 6600 | 41.95 | 6921.75 | 65 | 10725
| Note | Note Details
2.46.43 | - | Prapare and apply paint including all necessary wrok as per drawing and specifications
| Item Code | Description | Item Remarks | Unit of Measurement | Quantity/Base Price |  |  | Unit Price/Discount % (Excluding VAT) | Total |  | Unit Price/Discount % (Excluding VAT) | Total |  | Unit Price/Discount % (Excluding VAT) | Total |  | Unit Price/Discount % (Excluding VAT) | Total | Unit Price/Discount % (Excluding VAT) | Total | Unit Price/Discount % (Excluding VAT) | Total
2.46.44 | B5.7.23 | (*) Anti fungal to soffit above false ceiling |  | m2 | 479 |  |  | 12 | 5748 |  | 17.1 | 8190.9 |  | 10 | 4790 |  | 16 | 7664 | 41.95 | 20094.05 | 15 | 7185
| Note | Note Details
2.46.45 | - | Backgrounds
2.46.46 | - | Supply and apply ready mixed sand cement plaster with all related accessories mesh, angles, etc., as per drawings and specifications. Cement plaster finish to internal surfaces
| Item Code | Description | Item Remarks | Unit of Measurement | Quantity/Base Price |  |  | Unit Price/Discount % (Excluding VAT) | Total |  | Unit Price/Discount % (Excluding VAT) | Total |  | Unit Price/Discount % (Excluding VAT) | Total |  | Unit Price/Discount % (Excluding VAT) | Total | Unit Price/Discount % (Excluding VAT) | Total | Unit Price/Discount % (Excluding VAT) | Total
2.46.47 | B5.7.24 | (*) Internal Wall plaster |  | m2 | 790 |  |  | 39 | 30810 |  | 159.6 | 126084 |  | 35 | 27650 |  | 36 | 28440 | 113.86 | 89949.4 | 35 | 27650
2.46.48 | B5.7.25 | (*) External wall plaster |  | m2 | 409 |  |  | 50 | 20450 |  | 159.6 | 65276.4 |  | 45 | 18405 |  | 41 | 16769 | 146.22 | 59803.98 | 45 | 18405
2.46.49 | B5.7.26 | (*) Ceiling plaster |  | m2 | 165 |  |  | 40 | 6600 |  | 136.8 | 22572 |  | 40 | 6600 |  | 36 | 5940 | 113.86 | 18786.9 | 35 | 5775
| Note | Note Details
2.46.50 | - | Additional items
| Item Code | Description | Item Remarks | Unit of Measurement | Quantity/Base Price |  |  | Unit Price/Discount % (Excluding VAT) | Total |  | Unit Price/Discount % (Excluding VAT) | Total |  | Unit Price/Discount % (Excluding VAT) | Total |  | Unit Price/Discount % (Excluding VAT) | Total | Unit Price/Discount % (Excluding VAT) | Total | Unit Price/Discount % (Excluding VAT) | Total
2.46.51 | AI | (*) Contractor may price here any items which has been shown in the Contract drawings or any other Contract Documents but overlooked or not specifically mentioned inthe schedule of items and is necessary for the satisfactory completion of the Works. Should the Contractor fail to insert any item here, it will be deemed that lump sum Contract Price includes all such items and no claims for additional items will be entertained. |  | Item | 1 |  |  | 0 | 0 |  | 0 | 0 |  | 0 | 0 |  | 0 | 0 | 44946.05 | 44946.05 | 0 | 0
| Note | Note Details
2.46.52 | - | Please attach one PDF file to be named "Additional Items for (insert bill no/name & Section No/name)" for the details of these additional items in the additional attachment area at the end of the BOQ.
2.47 NR RES: B5-08 ACCESSORIES | [6 empty] | 489850 | 16 (out of 16) | 863085 |  | 16 (out of 16) | 1139088 |  | 16 (out of 16) | 904950 |  | 16 (out of 16) | 1218073 | 16 (out of 16) | 1401836.48 | 16 (out of 16) | 2012700
| Note | Note Details
2.47.1 | - | Cabinets and Counters
2.47.2 | - | Supply and install Wooden Cabinets and Counters,including all accessories needed for installation as per mention in drawings & specifications
| Item Code | Description | Item Remarks | Unit of Measurement | Quantity/Base Price |  |  | Unit Price/Discount % (Excluding VAT) | Total |  | Unit Price/Discount % (Excluding VAT) | Total |  | Unit Price/Discount % (Excluding VAT) | Total |  | Unit Price/Discount % (Excluding VAT) | Total | Unit Price/Discount % (Excluding VAT) | Total | Unit Price/Discount % (Excluding VAT) | Total
2.47.3 | B5.8.1 | (*) Pantry Cabinets base cabinet |  | m | 6 |  |  | 1284 | 7704 |  | 2280 | 13680 |  | 3000 | 18000 |  | 1500 | 9000 | 2397.12 | 14382.72 | 3000 | 18000
2.47.4 | B5.8.2 | (*) Pantry Cabinets wall cabinet |  | m | 6 |  |  | 749 | 4494 |  | 2280 | 13680 |  | 3000 | 18000 |  | 1000 | 6000 | 1797.84 | 10787.04 | 1000 | 6000
2.47.5 | B5.8.3 | (*) Kitchen Counters |  | m | 30 |  |  | 1284 | 38520 |  | 912 | 27360 |  | 3000 | 90000 |  | 500 | 15000 | 2996.4 | 89892 | 4000 | 120000
2.47.6 | B5.8.4 | (*) Vanity top, size 600 mm wide x 5200 mm long. |  | m | 8 |  |  | 6677 | 53416 |  | 1710 | 13680 |  | 1000 | 8000 |  | 688 | 5504 | 1797.84 | 14382.72 | 7000 | 56000
| Note | Note Details
2.47.7 | - | Heritage pergola
2.47.8 | - | Supply and install heritage pergola ,including all accessories needed for installation as per mention in drawings & specifications
| Item Code | Description | Item Remarks | Unit of Measurement | Quantity/Base Price |  |  | Unit Price/Discount % (Excluding VAT) | Total |  | Unit Price/Discount % (Excluding VAT) | Total |  | Unit Price/Discount % (Excluding VAT) | Total |  | Unit Price/Discount % (Excluding VAT) | Total | Unit Price/Discount % (Excluding VAT) | Total | Unit Price/Discount % (Excluding VAT) | Total
2.47.9 | B5.8.5 | (*) Tree trunk and frond rope heritage pergola |  | m2 | 313 |  |  | 1391 | 435383 |  | 2280 | 713640 |  | 1400 | 438200 |  | 2750 | 860750 | 1797.84 | 562723.92 | 3500 | 1095500
| Note | Note Details
2.47.10 | - | Hand railing
2.47.11 | - | Supply and install hand railing ,including all accessories needed for installation as per mention in drawings & specifications
| Item Code | Description | Item Remarks | Unit of Measurement | Quantity/Base Price |  |  | Unit Price/Discount % (Excluding VAT) | Total |  | Unit Price/Discount % (Excluding VAT) | Total |  | Unit Price/Discount % (Excluding VAT) | Total |  | Unit Price/Discount % (Excluding VAT) | Total | Unit Price/Discount % (Excluding VAT) | Total | Unit Price/Discount % (Excluding VAT) | Total
2.47.12 | B5.8.6 | (*) Tree trunk hand rail |  | m | 53 |  |  | 963 | 51039 |  | 1140 | 60420 |  | 1000 | 53000 |  | 1500 | 79500 | 2397.12 | 127047.36 | 3500 | 185500
2.47.13 | B5.8.7 | (*) Wooden Rail h = 1m |  | m | 9 |  |  | 963 | 8667 |  | 1140 | 10260 |  | 1000 | 9000 |  | 1500 | 13500 | 2397.12 | 21574.08 | 3000 | 27000
| Note | Note Details
2.47.14 | - | Wooden beams
2.47.15 | - | Supply and install Wooden beams,including all accessories needed for installation as per mention in drawings & specifications
| Item Code | Description | Item Remarks | Unit of Measurement | Quantity/Base Price |  |  | Unit Price/Discount % (Excluding VAT) | Total |  | Unit Price/Discount % (Excluding VAT) | Total |  | Unit Price/Discount % (Excluding VAT) | Total |  | Unit Price/Discount % (Excluding VAT) | Total | Unit Price/Discount % (Excluding VAT) | Total | Unit Price/Discount % (Excluding VAT) | Total
2.47.16 | B5.8.8 | (*) Wooden beams /Parm frons |  | m | 337 |  |  | 321 | 108177 |  | 684 | 230508 |  | 450 | 151650 |  | 438 | 147606 | 958.85 | 323132.45 | 600 | 202200
| Note | Note Details
2.47.17 | - | Toilet partition
2.47.18 | - | Supply and install Mirrors,including all accessories needed for installation as per mention in drawings & specifications
| Item Code | Description | Item Remarks | Unit of Measurement | Quantity/Base Price |  |  | Unit Price/Discount % (Excluding VAT) | Total |  | Unit Price/Discount % (Excluding VAT) | Total |  | Unit Price/Discount % (Excluding VAT) | Total |  | Unit Price/Discount % (Excluding VAT) | Total | Unit Price/Discount % (Excluding VAT) | Total | Unit Price/Discount % (Excluding VAT) | Total
2.47.19 | B5.8.9 | (*) Toilet partition |  | m2 | 45 |  |  | 1605 | 72225 |  | 456 | 20520 |  | 2000 | 90000 |  | 1188 | 53460 | 4194.96 | 188773.2 | 2000 | 90000
| Note | Note Details
2.47.20 | - | Mirrors
2.47.21 | - | Supply and install Mirrors,including all accessories needed for installation as per mention in drawings & specifications
| Item Code | Description | Item Remarks | Unit of Measurement | Quantity/Base Price |  |  | Unit Price/Discount % (Excluding VAT) | Total |  | Unit Price/Discount % (Excluding VAT) | Total |  | Unit Price/Discount % (Excluding VAT) | Total |  | Unit Price/Discount % (Excluding VAT) | Total | Unit Price/Discount % (Excluding VAT) | Total | Unit Price/Discount % (Excluding VAT) | Total
2.47.22 | B5.8.10 | (*) Mirrors for Counters |  | No. | 6 |  |  | 535 | 3210 |  | 1140 | 6840 |  | 600 | 3600 |  | 813 | 4878 | 1797.84 | 10787.04 | 2500 | 15000
| Note | Note Details
2.47.23 | - | Signage
2.47.24 | - | Supply and install Signage ,including all accessories needed for installation as per mention in drawings & specifications
| Item Code | Description | Item Remarks | Unit of Measurement | Quantity/Base Price |  |  | Unit Price/Discount % (Excluding VAT) | Total |  | Unit Price/Discount % (Excluding VAT) | Total |  | Unit Price/Discount % (Excluding VAT) | Total |  | Unit Price/Discount % (Excluding VAT) | Total | Unit Price/Discount % (Excluding VAT) | Total | Unit Price/Discount % (Excluding VAT) | Total
2.47.25 | B5.8.11 | (*) WAYFINDIND DIRECTIONAL SIGN I PERMANENT |  | Item | 1 |  |  | 80250 | 80250 |  | 5700 | 5700 |  | 7500 | 7500 |  | 11250 | 11250 | 3595.68 | 3595.68 | 7500 | 7500
2.47.26 | B5.8.12 | (*) DIRECTORY I PERMANENT |  | Item | 1 |  |  | 0 | 0 |  | 5700 | 5700 |  | 4000 | 4000 |  | 7500 | 7500 | 17978.42 | 17978.42 | 50000 | 50000
2.47.27 | B5.8.13 | (*) ROOM SIGN WITH INSERTS |  | Item | 1 |  |  | 0 | 0 |  | 5700 | 5700 |  | 10000 | 10000 |  | 750 | 750 | 3595.68 | 3595.68 | 60000 | 60000
2.47.28 | B5.8.14 | (*) ROOM SIGN - PERMANENT |  | Item | 1 |  |  | 0 | 0 |  | 5700 | 5700 |  | 2000 | 2000 |  | 750 | 750 | 1198.56 | 1198.56 | 50000 | 50000
2.47.29 | B5.8.15 | (*) FULLY COMPLIANT, MANDATORY INTERIOR FIRE AND SAFETY SIGNS/ refer to architectural set, |  | Item | 1 |  |  | 0 | 0 |  | 5700 | 5700 |  | 2000 | 2000 |  | 2625 | 2625 | 11985.61 | 11985.61 | 30000 | 30000
| Note | Note Details
2.47.30 | - | Additional items
| Item Code | Description | Item Remarks | Unit of Measurement | Quantity/Base Price |  |  | Unit Price/Discount % (Excluding VAT) | Total |  | Unit Price/Discount % (Excluding VAT) | Total |  | Unit Price/Discount % (Excluding VAT) | Total |  | Unit Price/Discount % (Excluding VAT) | Total | Unit Price/Discount % (Excluding VAT) | Total | Unit Price/Discount % (Excluding VAT) | Total
2.47.31 | AI | (*) Contractor may price here any items which has been shown in the Contract drawings or any other Contract Documents but overlooked or not specifically mentioned inthe schedule of items and is necessary for the satisfactory completion of the Works. Should the Contractor fail to insert any item here, it will be deemed that lump sum Contract Price includes all such items and no claims for additional items will be entertained. |  | Item | 1 |  |  | 0 | 0 |  | 0 | 0 |  | 0 | 0 |  | 0 | 0 | 0 | 0 | 0 | 0
| Note | Note Details
2.47.32 | - | Please attach one PDF file to be named "Additional Items for (insert bill no/name & Section No/name)" for the details of these additional items in the additional attachment area at the end of the BOQ.
2.48 NR RES: B5-09 FURNISHINGS AND EQUIPMENT | [6 empty] | 1142100 | 20 (out of 20) | 321029 |  | 20 (out of 20) | 1056324 |  | 20 (out of 20) | 1248300 |  | 20 (out of 20) | 1278452 | 20 (out of 20) | 693966.89 | 20 (out of 20) | 1089500
| Note | Note Details
2.48.1 | - | Kitechen equipments
2.48.2 | - | Supply kitechen equipments ,including all accessories needed as per mention in drawings & specifications
| Item Code | Description | Item Remarks | Unit of Measurement | Quantity/Base Price |  |  | Unit Price/Discount % (Excluding VAT) | Total |  | Unit Price/Discount % (Excluding VAT) | Total |  | Unit Price/Discount % (Excluding VAT) | Total |  | Unit Price/Discount % (Excluding VAT) | Total | Unit Price/Discount % (Excluding VAT) | Total | Unit Price/Discount % (Excluding VAT) | Total
2.48.3 | B5.9.1 | (*) kitechen equipments - freezer - cooler - BBQ |  | Item | 1 |  |  | 46350 | 46350 |  | 285000 | 285000 |  | 450000 | 450000 |  | 0 | 0 | 359568.39 | 359568.39 | 400000 | 400000
| Note | Note Details
2.48.4 | - | Furniture
2.48.5 | - | Supply and install Furniture ,including all accessories needed for installation as per mention in drawings & specifications
| Item Code | Description | Item Remarks | Unit of Measurement | Quantity/Base Price |  |  | Unit Price/Discount % (Excluding VAT) | Total |  | Unit Price/Discount % (Excluding VAT) | Total |  | Unit Price/Discount % (Excluding VAT) | Total |  | Unit Price/Discount % (Excluding VAT) | Total | Unit Price/Discount % (Excluding VAT) | Total | Unit Price/Discount % (Excluding VAT) | Total
2.48.6 | B5.9.2 | (*) F/CO-01 CUSTOMIZED COUNTER-1/CUSTOMIZED |  | No. | 1 |  |  | 17243 | 17243 |  | 68400 | 68400 |  | 30000 | 30000 |  | 0 | 0 | 22293.24 | 22293.24 | 50000 | 50000
2.48.7 | B5.9.3 | (*) F/CO-02CUSTOMIZED COUNTER-2/CUSTOMIZED |  | No. | 1 |  |  | 2967 | 2967 |  | 13680 | 13680 |  | 5000 | 5000 |  | 0 | 0 | 3835.4 | 3835.4 | 40000 | 40000
2.48.8 | B5.9.4 | (*) F/C-01TASK CHAIR-1 |  | No. | 1 |  |  | 2494 | 2494 |  | 4332 | 4332 |  | 4200 | 4200 |  | 0 | 0 | 1198.56 | 1198.56 | 3500 | 3500
2.48.9 | B5.9.5 | (*) F/C-02TASK CHAIR-2 |  | No. | 1 |  |  | 1029 | 1029 |  | 1596 | 1596 |  | 2200 | 2200 |  | 0 | 0 | 838.99 | 838.99 | 3500 | 3500
2.48.10 | B5.9.6 | (*) F/C-03VISITOR CHAIR-1 |  | No. | 1 |  |  | 1419 | 1419 |  | 2850 | 2850 |  | 2300 | 2300 |  | 0 | 0 | 599.28 | 599.28 | 2500 | 2500
2.48.11 | B5.9.7 | (*) F/G-01GREDENZA-1 |  | No. | 1 |  |  | 1808 | 1808 |  | 3420 | 3420 |  | 6000 | 6000 |  | 0 | 0 | 4794.25 | 4794.25 | 2000 | 2000
2.48.12 | B5.9.8 | (*) F/T-01SIDE TABLE |  | No. | 2 |  |  | 724 | 1448 |  | 2052 | 4104 |  | 2400 | 4800 |  | 0 | 0 | 1797.84 | 3595.68 | 2000 | 4000
2.48.13 | B5.9.9 | (*) F/T-02COFFEE TABLE |  | No. | 2 |  |  | 1854 | 3708 |  | 3990 | 7980 |  | 2400 | 4800 |  | 0 | 0 | 2397.12 | 4794.24 | 1500 | 3000
2.48.14 | B5.9.10 | (*) F/G-02LOCKER |  | No. | 6 |  |  | 696 | 4176 |  | 1710 | 10260 |  | 2000 | 12000 |  | 0 | 0 | 4194.96 | 25169.76 | 1500 | 9000
2.48.15 | B5.9.11 | (*) F/D-01DESK |  | No. | 1 |  |  | 4079 | 4079 |  | 4332 | 4332 |  | 5800 | 5800 |  | 0 | 0 | 5992.81 | 5992.81 | 5000 | 5000
2.48.16 | B5.9.12 | (*) F/T-01 MEETING CHAIR |  | No. | 4 |  |  | 1836 | 7344 |  | 3990 | 15960 |  | 2200 | 8800 |  | 0 | 0 | 1797.84 | 7191.36 | 3000 | 12000
2.48.17 | B5.9.13 | (*) F/S-01 DINING CHAIR-1 |  | No. | 100 |  |  | 649 | 64900 |  | 2052 | 205200 |  | 2300 | 230000 |  | 0 | 0 | 898.92 | 89892 | 2000 | 200000
2.48.18 | B5.9.14 | (*) F/S-02 DINING CHAIR-2 |  | No. | 10 |  |  | 1391 | 13910 |  | 2280 | 22800 |  | 3000 | 30000 |  | 0 | 0 | 1797.84 | 17978.4 | 2000 | 20000
2.48.19 | B5.9.15 | (*) F/S-03 LOUNGE SEAT-1/CUSTOMIZED |  | No. | 1 |  |  | 6119 | 6119 |  | 3420 | 3420 |  | 7200 | 7200 |  | 0 | 0 | 4794.25 | 4794.25 | 25000 | 25000
2.48.20 | B5.9.16 | (*) F/S-04 LOUNGE SEAT-2/CUSTOMIZED |  | No. | 1 |  |  | 8065 | 8065 |  | 3990 | 3990 |  | 7200 | 7200 |  | 0 | 0 | 3595.68 | 3595.68 | 25000 | 25000
2.48.21 | B5.9.17 | (*) F/DN-01 DINING TABLE-1 |  | No. | 20 |  |  | 5192 | 103840 |  | 15960 | 319200 |  | 18000 | 360000 |  | 0 | 0 | 5393.53 | 107870.6 | 5000 | 100000
2.48.22 | B5.9.18 | (*) F/DN-02 DINING TABLE-2 |  | No. | 5 |  |  | 4635 | 23175 |  | 12540 | 62700 |  | 12000 | 60000 |  | 0 | 0 | 4194.96 | 20974.8 | 7000 | 35000
2.48.23 | B5.9.19 | (*) F/CR-01 HERITAGE STYLE RUG |  | No. | 5 |  |  | 1391 | 6955 |  | 3420 | 17100 |  | 3600 | 18000 |  | 0 | 0 | 1797.84 | 8989.2 | 30000 | 150000
| Note | Note Details
2.48.24 | - | Additional items
| Item Code | Description | Item Remarks | Unit of Measurement | Quantity/Base Price |  |  | Unit Price/Discount % (Excluding VAT) | Total |  | Unit Price/Discount % (Excluding VAT) | Total |  | Unit Price/Discount % (Excluding VAT) | Total |  | Unit Price/Discount % (Excluding VAT) | Total | Unit Price/Discount % (Excluding VAT) | Total | Unit Price/Discount % (Excluding VAT) | Total
2.48.25 | AI | (*) Contractor may price here any items which has been shown in the Contract drawings or any other Contract Documents but overlooked or not specifically mentioned inthe schedule of items and is necessary for the satisfactory completion of the Works. Should the Contractor fail to insert any item here, it will be deemed that lump sum Contract Price includes all such items and no claims for additional items will be entertained. |  | Item | 1 |  |  | 0 | 0 |  | 0 | 0 |  | 0 | 0 |  | 1278452 | 1278452 | 0 | 0 | 0 | 0
| Note | Note Details
2.48.26 | - | Please attach one PDF file to be named "Additional Items for (insert bill no/name & Section No/name)" for the details of these additional items in the additional attachment area at the end of the BOQ.
2.49 NR RES: B5-10 MECHANICAL INSTALLATION | [6 empty] | 1209361 | 64 (out of 64) | 405987.67 |  | 64 (out of 64) | 817947.663 |  | 64 (out of 64) | 1178050.85 |  | 64 (out of 64) | 0 | 64 (out of 64) | 1686764.375 | 64 (out of 64) | 1141200
| Note | Note Details
2.49.1 | - | Heating, ventilating and air-conditioning
2.49.2 | - | Supply, installation, testing, balancing & commissioning of complete Air Conditioning, Heating & Ventilation System.
| Item Code | Description | Item Remarks | Unit of Measurement | Quantity/Base Price |  |  | Unit Price/Discount % (Excluding VAT) | Total |  | Unit Price/Discount % (Excluding VAT) | Total |  | Unit Price/Discount % (Excluding VAT) | Total |  | Unit Price/Discount % (Excluding VAT) | Total | Unit Price/Discount % (Excluding VAT) | Total | Unit Price/Discount % (Excluding VAT) | Total
2.49.3 | B5.10.1 | (*) Air Handling Unit |  | No. | 2 |  |  | 0 | 0 |  | 22800 | 45600 |  | 108000 | 216000 |  | 0 | 0 | 221418.43 | 442836.86 | 0 | 0
2.49.4 | B5.10.2 | (*) VRF Outdoor Unit |  | No. | 3 |  |  | 0 | 0 |  | 19380 | 58140 |  | 15120 | 45360 |  | 0 | 0 | 17032.19 | 51096.57 | 0 | 0
2.49.5 | B5.10.3 | (*) Wall Mounted Units |  | No. | 3 |  |  | 0 | 0 |  | 9690 | 29070 |  | 10710 | 32130 |  | 0 | 0 | 18167.67 | 54503.01 | 0 | 0
2.49.6 | B5.10.4 | (*) Fan Coil Units |  | No. | 9 |  |  | 0 | 0 |  | 7410 | 66690 |  | 8820 | 79380 |  | 0 | 0 | 10787.05 | 97083.45 | 0 | 0
2.49.7 | B5.10.5 | (*) Volume control damper |  | No. | 45 |  |  | 0 | 0 |  | 285 | 12825 |  | 330 | 14850 |  | 0 | 0 | 1703.22 | 76644.9 | 0 | 0
2.49.8 | B5.10.6 | (*) Air duct with insulation and all accessories |  | m2 | 591 |  |  | 0 | 0 |  | 285 | 168435 |  | 305 | 180255 |  | 0 | 0 | 227.1 | 134216.1 | 0 | 0
2.49.9 | B5.10.7 | (*) Exhaust Disc Valve |  | No. | 16 |  |  | 0 | 0 |  | 171 | 2736 |  | 190 | 3040 |  | 0 | 0 | 5677.4 | 90838.4 | 0 | 0
2.49.10 | B5.10.8 | (*) Exhaust Fan |  | No. | 4 |  |  | 0 | 0 |  | 4560 | 18240 |  | 6050 | 24200 |  | 0 | 0 | 14761.23 | 59044.92 | 0 | 0
2.49.11 | B5.10.9 | (*) Supply and Return Air Diffusers |  | No. | 82 |  |  | 0 | 0 |  | 1026 | 84132 |  | 220 | 18040 |  | 0 | 0 | 1703.22 | 139664.04 | 0 | 0
2.49.12 | B5.10.10 | (*) Belllmouth; all in accordance with the specification and drawings |  | No. | 4 |  |  | 0 | 0 |  | 1140 | 4560 |  | 1008 | 4032 |  | 0 | 0 | 1021.93 | 4087.72 | 0 | 0
2.49.13 | B5.10.11 | (*) Air curtain with automatic door switch |  | No. | 10 |  |  | 0 | 0 |  | 4560 | 45600 |  | 4410 | 44100 |  | 0 | 0 | 3974.18 | 39741.8 | 0 | 0
2.49.14 | B5.10.12 | (*) Cold Store Equipment |  | No. | 1 |  |  | 0 | 0 |  | 22800 | 22800 |  | 100000 | 100000 |  | 0 | 0 | 11354.79 | 11354.79 | 0 | 0
2.49.15 | B5.10.13 | (*) Fire Dampers |  | No. | 4 |  |  | 0 | 0 |  | 684 | 2736 |  | 785 | 3140 |  | 0 | 0 | 2838.7 | 11354.8 | 0 | 0
| Note | Note Details
2.49.16 | - | Drainage system
2.49.17 | - | Supply, install and commission Drainage, uPVC soil ,waste, vent and rain water pipes- above ground and below ground pipes and fittings including supports, brackets, hangers in accordance with the specification including coordination and connection to Sanitary wares as per required to complete Drainage System.
| Item Code | Description | Item Remarks | Unit of Measurement | Quantity/Base Price |  |  | Unit Price/Discount % (Excluding VAT) | Total |  | Unit Price/Discount % (Excluding VAT) | Total |  | Unit Price/Discount % (Excluding VAT) | Total |  | Unit Price/Discount % (Excluding VAT) | Total | Unit Price/Discount % (Excluding VAT) | Total | Unit Price/Discount % (Excluding VAT) | Total
2.49.18 | B5.10.14 | (*) Floor trap |  | No. | 15 |  |  | 0 | 0 |  | 513 | 7695 |  | 650 | 9750 |  | 0 | 0 | 283.87 | 4258.05 | 0 | 0
2.49.19 | B5.10.15 | (*) Gully trap with Cover |  | No. | 2 |  |  | 0 | 0 |  | 684 | 1368 |  | 2500 | 5000 |  | 0 | 0 | 1703.22 | 3406.44 | 0 | 0
2.49.20 | B5.10.16 | (*) Floor Clean Out |  | m | 7 |  |  | 0 | 0 |  | 456 | 3192 |  | 600 | 4200 |  | 0 | 0 | 567.74 | 3974.18 | 0 | 0
2.49.21 | B5.10.17 | (*) Grease Trap |  | m | 1 |  |  | 0 | 0 |  | 1710 | 1710 |  | 31000 | 31000 |  | 0 | 0 | 3406.44 | 3406.44 | 0 | 0
2.49.22 | B5.10.18 | (*) Drainage pipe 50 mm |  | m | 19.14 |  |  | 0 | 0 |  | 57 | 1090.98 |  | 55 | 1052.7 |  | 0 | 0 | 68.13 | 1304.008 | 0 | 0
2.49.23 | B5.10.19 | (*) Drainage pipe 82 mm |  | No. | 17.27 |  |  | 0 | 0 |  | 91.2 | 1575.024 |  | 75 | 1295.25 |  | 0 | 0 | 102.19 | 1764.821 | 0 | 0
2.49.24 | B5.10.20 | (*) Vent pipe 82 mm |  | No. | 10 |  |  | 0 | 0 |  | 91.2 | 912 |  | 75 | 750 |  | 0 | 0 | 102.19 | 1021.9 | 0 | 0
2.49.25 | B5.10.21 | (*) Drainage pipe 110 mm |  | No. | 59.62 |  |  | 0 | 0 |  | 125.4 | 7476.348 |  | 120 | 7154.4 |  | 0 | 0 | 136.26 | 8123.821 | 0 | 0
2.49.26 | B5.10.22 | (*) Drainage pipe 160 mm |  | m | 22.22 |  |  | 0 | 0 |  | 228 | 5066.16 |  | 180 | 3999.6 |  | 0 | 0 | 181.68 | 4036.93 | 0 | 0
| Note | Note Details
2.49.27 | - | Stormwater
| Item Code | Description | Item Remarks | Unit of Measurement | Quantity/Base Price |  |  | Unit Price/Discount % (Excluding VAT) | Total |  | Unit Price/Discount % (Excluding VAT) | Total |  | Unit Price/Discount % (Excluding VAT) | Total |  | Unit Price/Discount % (Excluding VAT) | Total | Unit Price/Discount % (Excluding VAT) | Total | Unit Price/Discount % (Excluding VAT) | Total
2.49.28 | B5.10.23 | (*) Soakaway Pit Cover |  | No. | 4 |  |  | 0 | 0 |  | 5700 | 22800 |  | 6500 | 26000 |  | 0 | 0 | 4059.34 | 16237.36 | 0 | 0
2.49.29 | B5.10.24 | (*) Rain Water Inlet |  | No. | 4 |  |  | 0 | 0 |  | 627 | 2508 |  | 850 | 3400 |  | 0 | 0 | 6812.87 | 27251.48 | 0 | 0
2.49.30 | B5.10.25 | (*) Rain water pipe 110 mm |  | m | 40 |  |  | 0 | 0 |  | 125.4 | 5016 |  | 120 | 4800 |  | 0 | 0 | 136.26 | 5450.4 | 0 | 0
| Note | Note Details
2.49.31 | - | Water Supply
| Item Code | Description | Item Remarks | Unit of Measurement | Quantity/Base Price |  |  | Unit Price/Discount % (Excluding VAT) | Total |  | Unit Price/Discount % (Excluding VAT) | Total |  | Unit Price/Discount % (Excluding VAT) | Total |  | Unit Price/Discount % (Excluding VAT) | Total | Unit Price/Discount % (Excluding VAT) | Total | Unit Price/Discount % (Excluding VAT) | Total
2.49.32 | B5.10.26 | (*) Electric water heater |  | No. | 6 |  |  | 0 | 0 |  | 798 | 4788 |  | 1500 | 9000 |  | 0 | 0 | 1362.57 | 8175.42 | 0 | 0
2.49.33 | B5.10.27 | (*) Isolating Valve |  | No. | 4 |  |  | 0 | 0 |  | 205.2 | 820.8 |  | 450 | 1800 |  | 0 | 0 | 1703.22 | 6812.88 | 0 | 0
2.49.34 | B5.10.28 | (*) Booster Pump Set |  | No. | 1 |  |  | 0 | 0 |  | 13680 | 13680 |  | 32000 | 32000 |  | 0 | 0 | 39741.77 | 39741.77 | 0 | 0
2.49.35 | B5.10.29 | (*) Roof Water GRP Tank |  | No. | 1 |  |  | 0 | 0 |  | 20520 | 20520 |  | 40000 | 40000 |  | 0 | 0 | 17032.19 | 17032.19 | 0 | 0
2.49.36 | B5.10.30 | (*) 20mm diameter |  | m | 24.75 |  |  | 0 | 0 |  | 17.1 | 423.225 |  | 40 | 990 |  | 0 | 0 | 56.77 | 1405.058 | 0 | 0
2.49.37 | B5.10.31 | (*) 25mm diameter |  | m | 38.5 |  |  | 0 | 0 |  | 34.2 | 1316.7 |  | 50 | 1925 |  | 0 | 0 | 68.13 | 2623.005 | 0 | 0
2.49.38 | B5.10.32 | (*) 32mm diameter |  | m | 14.3 |  |  | 0 | 0 |  | 39.9 | 570.57 |  | 60 | 858 |  | 0 | 0 | 85.16 | 1217.788 | 0 | 0
2.49.39 | B5.10.33 | (*) 40mm diameter |  | m | 16.83 |  |  | 0 | 0 |  | 68.4 | 1151.172 |  | 70 | 1178.1 |  | 0 | 0 | 102.19 | 1719.858 | 0 | 0
2.49.40 | B5.10.34 | (*) 50mm diameter |  | m | 12 |  |  | 0 | 0 |  | 93.48 | 1121.76 |  | 90 | 1080 |  | 0 | 0 | 124.9 | 1498.8 | 0 | 0
2.49.41 | B5.10.35 | (*) 20mm diameter |  | m | 29 |  |  | 0 | 0 |  | 17.1 | 495.9 |  | 55 | 1595 |  | 0 | 0 | 56.77 | 1646.33 | 0 | 0
| Note | Note Details
2.49.42 | - | Sanitary ware
2.49.43 | - | Supply & Fix Sanitary ware,including all accessories needed as per mention in drawings & specifications
| Item Code | Description | Item Remarks | Unit of Measurement | Quantity/Base Price |  |  | Unit Price/Discount % (Excluding VAT) | Total |  | Unit Price/Discount % (Excluding VAT) | Total |  | Unit Price/Discount % (Excluding VAT) | Total |  | Unit Price/Discount % (Excluding VAT) | Total | Unit Price/Discount % (Excluding VAT) | Total | Unit Price/Discount % (Excluding VAT) | Total
2.49.44 | B5.10.36 | (*) Sanitary ware |  | Item | 1 |  |  | 0 | 0 |  | 68400 | 68400 |  | 108000 | 108000 |  | 0 | 0 | 102193.12 | 102193.12 | 0 | 0
| Note | Note Details
2.49.45 | - | Fire protection
2.49.46 | - | Supply and installation, testing, commissioning fire fighting system with all accessories as per ADDC latest code
| Item Code | Description | Item Remarks | Unit of Measurement | Quantity/Base Price |  |  | Unit Price/Discount % (Excluding VAT) | Total |  | Unit Price/Discount % (Excluding VAT) | Total |  | Unit Price/Discount % (Excluding VAT) | Total |  | Unit Price/Discount % (Excluding VAT) | Total | Unit Price/Discount % (Excluding VAT) | Total | Unit Price/Discount % (Excluding VAT) | Total
2.49.47 | B5.10.37 | (*) 6 kg dry powder fire extinguisher |  | No. | 8 |  |  | 0 | 0 |  | 228 | 1824 |  | 400 | 3200 |  | 0 | 0 | 510.97 | 4087.76 | 0 | 0
2.49.48 | B5.10.38 | (*) 9 ltr foam fire extinguisher |  | No. | 3 |  |  | 0 | 0 |  | 399 | 1197 |  | 750 | 2250 |  | 0 | 0 | 965.16 | 2895.48 | 0 | 0
2.49.49 | B5.10.39 | (*) 5 kg co2 fire extinguisher |  | No. | 8 |  |  | 0 | 0 |  | 285 | 2280 |  | 420 | 3360 |  | 0 | 0 | 454.19 | 3633.52 | 0 | 0
2.49.50 | B5.10.40 | (*) Fire Hose Cabinet |  | No. | 1 |  |  | 0 | 0 |  | 7068 | 7068 |  | 20000 | 20000 |  | 0 | 0 | 8516.09 | 8516.09 | 0 | 0
2.49.51 | B5.10.41 | (*) Fire Blanket |  | No. | 2 |  |  | 0 | 0 |  | 96.9 | 193.8 |  | 600 | 1200 |  | 0 | 0 | 1703.22 | 3406.44 | 0 | 0
2.49.52 | B5.10.42 | (*) Pendent sprinkler head |  | No. | 59 |  |  | 0 | 0 |  | 39.9 | 2354.1 |  | 350 | 20650 |  | 0 | 0 | 1419.35 | 83741.65 | 0 | 0
2.49.53 | B5.10.43 | (*) 25mm diameter |  | m | 110 |  |  | 0 | 0 |  | 34.2 | 3762 |  | 150 | 16500 |  | 0 | 0 | 85.16 | 9367.6 | 0 | 0
2.49.54 | B5.10.44 | (*) 32mm diameter |  | m | 18.7 |  |  | 0 | 0 |  | 45.6 | 852.72 |  | 160 | 2992 |  | 0 | 0 | 102.19 | 1910.953 | 0 | 0
2.49.55 | B5.10.45 | (*) 40mm diameter |  | m | 57.97 |  |  | 0 | 0 |  | 57 | 3304.29 |  | 170 | 9854.9 |  | 0 | 0 | 124.9 | 7240.453 | 0 | 0
2.49.56 | B5.10.46 | (*) 50mm diameter |  | m | 18.7 |  |  | 0 | 0 |  | 74.1 | 1385.67 |  | 180 | 3366 |  | 0 | 0 | 136.26 | 2548.062 | 0 | 0
2.49.57 | B5.10.47 | (*) 65mm diameter for sprinkler system |  | m | 13.2 |  |  | 0 | 0 |  | 96.9 | 1279.08 |  | 185 | 2442 |  | 0 | 0 | 153.29 | 2023.428 | 0 | 0
2.49.58 | B5.10.48 | (*) 65mm diameter for FHC |  | m | 19.14 |  |  | 0 | 0 |  | 102.6 | 1963.764 |  | 185 | 3540.9 |  | 0 | 0 | 153.29 | 2933.971 | 0 | 0
2.49.59 | B5.10.49 | (*) 80mm diameter |  | m | 10 |  |  | 0 | 0 |  | 114 | 1140 |  | 200 | 2000 |  | 0 | 0 | 170.32 | 1703.2 | 0 | 0
2.49.60 | B5.10.50 | (*) 100mm diameter |  | m | 12 |  |  | 0 | 0 |  | 136.8 | 1641.6 |  | 220 | 2640 |  | 0 | 0 | 181.68 | 2180.16 | 0 | 0
| Note | Note Details
2.49.61 | - | SUNDRIES:-
| Item Code | Description | Item Remarks | Unit of Measurement | Quantity/Base Price |  |  | Unit Price/Discount % (Excluding VAT) | Total |  | Unit Price/Discount % (Excluding VAT) | Total |  | Unit Price/Discount % (Excluding VAT) | Total |  | Unit Price/Discount % (Excluding VAT) | Total | Unit Price/Discount % (Excluding VAT) | Total | Unit Price/Discount % (Excluding VAT) | Total
2.49.62 | B5.10.51 | (*) Allow for supports |  | Item | 1 |  |  | 0 | 0 |  | 2280 | 2280 |  | 2500 | 2500 |  | 0 | 0 | 5677.4 | 5677.4 | 0 | 0
2.49.63 | B5.10.52 | (*) Allow for identifications, tag plates, labels, signage and colour coding for all services. |  | Item | 1 |  |  | 0 | 0 |  | 2280 | 2280 |  | 2000 | 2000 |  | 0 | 0 | 5677.4 | 5677.4 | 0 | 0
2.49.64 | B5.10.53 | (*) Allow for testing and pre-commissioning |  | Item | 1 |  |  | 0 | 0 |  | 3420 | 3420 |  | 500 | 500 |  | 0 | 0 | 5677.4 | 5677.4 | 0 | 0
2.49.65 | B5.10.54 | (*) Allow for commissioning |  | Item | 1 |  |  | 0 | 0 |  | 570 | 570 |  | 500 | 500 |  | 0 | 0 | 5677.4 | 5677.4 | 0 | 0
2.49.66 | B5.10.55 | (*) Allow for tools and spares |  | Item | 1 |  |  | 0 | 0 |  | 570 | 570 |  | 200 | 200 |  | 0 | 0 | 5677.4 | 5677.4 | 0 | 0
2.49.67 | B5.10.56 | (*) Allow for document and certification |  | Item | 1 |  |  | 0 | 0 |  | 570 | 570 |  | 1500 | 1500 |  | 0 | 0 | 5677.4 | 5677.4 | 0 | 0
2.49.68 | B5.10.57 | (*) Allow for co-ordination with other services |  | Item | 1 |  |  | 0 | 0 |  | 570 | 570 |  | 1000 | 1000 |  | 0 | 0 | 5677.4 | 5677.4 | 0 | 0
2.49.69 | B5.10.58 | (*) Allow for cutting or forming holes, mortises, chases, or the like and making good finishing |  | Item | 1 |  |  | 0 | 0 |  | 1140 | 1140 |  | 2000 | 2000 |  | 0 | 0 | 5677.4 | 5677.4 | 0 | 0
2.49.70 | B5.10.59 | (*) Allow for building in or cutting and pinning brackets or the like and making good finishing |  | Item | 1 |  |  | 0 | 0 |  | 4560 | 4560 |  | 2000 | 2000 |  | 0 | 0 | 5677.4 | 5677.4 | 0 | 0
2.49.71 | B5.10.60 | (*) Allow for protective painting to all systems |  | Item | 1 |  |  | 0 | 0 |  | 4560 | 4560 |  | 1500 | 1500 |  | 0 | 0 | 5677.4 | 5677.4 | 0 | 0
2.49.72 | B5.10.61 | (*) Allow for decorative painting to all systems |  | Item | 1 |  |  | 0 | 0 |  | 5700 | 5700 |  | 1000 | 1000 |  | 0 | 0 | 5677.4 | 5677.4 | 0 | 0
2.49.73 | B5.10.62 | (*) Allow for drawings, manuals, submittal, samples inspections, instruction books |  | Item | 1 |  |  | 0 | 0 |  | 17100 | 17100 |  | 3000 | 3000 |  | 0 | 0 | 5677.4 | 5677.4 | 0 | 0
2.49.74 | B5.10.63 | (*) Allow for builders work |  | Item | 1 |  |  | 405987.67 | 405987.67 |  | 9120 | 9120 |  | 5000 | 5000 |  | 0 | 0 | 5677.4 | 5677.4 | 0 | 0
| Note | Note Details
2.49.75 | - | Additional items
| Item Code | Description | Item Remarks | Unit of Measurement | Quantity/Base Price |  |  | Unit Price/Discount % (Excluding VAT) | Total |  | Unit Price/Discount % (Excluding VAT) | Total |  | Unit Price/Discount % (Excluding VAT) | Total |  | Unit Price/Discount % (Excluding VAT) | Total | Unit Price/Discount % (Excluding VAT) | Total | Unit Price/Discount % (Excluding VAT) | Total
2.49.76 | AI | (*) Contractor may price here any items which has been shown in the Contract drawings or any other Contract Documents but overlooked or not specifically mentioned inthe schedule of items and is necessary for the satisfactory completion of the Works. Should the Contractor fail to insert any item here, it will be deemed that lump sum Contract Price includes all such items and no claims for additional items will be entertained. |  | Item | 1 |  |  | 0 | 0 |  | 0 | 0 |  | 0 | 0 |  | 0 | 0 | 0 | 0 | 1141200 | 1141200
| Note | Note Details
2.49.77 | - | Please attach one PDF file to be named "Additional Items for (insert bill no/name & Section No/name)" for the details of these additional items in the additional attachment area at the end of the BOQ.
2.50 NR RES: B5-11 ELECTRICAL INSTALLATION | [6 empty] | 1402420 | 106 (out of 106) | 1207995 |  | 106 (out of 106) | 1558305.9 |  | 106 (out of 106) | 2200401 |  | 106 (out of 106) | 0 | 106 (out of 106) | 2371021.12 | 106 (out of 106) | 1141200
| Note | Note Details
2.50.1 | - | Electrical Works
2.50.2 | - | Sub-Main Distribution Board
2.50.3 | - | Supply, install, test and commission Wall mounted/ Free Standing Sub main Distribution Boards including circuit breakers, energy monitoring, conduits, ducts and trays from incoming/Outgoing power supply and all terminations as shown on the Drawings & Specifications for the following:-
| Item Code | Description | Item Remarks | Unit of Measurement | Quantity/Base Price |  |  | Unit Price/Discount % (Excluding VAT) | Total |  | Unit Price/Discount % (Excluding VAT) | Total |  | Unit Price/Discount % (Excluding VAT) | Total |  | Unit Price/Discount % (Excluding VAT) | Total | Unit Price/Discount % (Excluding VAT) | Total | Unit Price/Discount % (Excluding VAT) | Total
2.50.4 | B5.11.1 | (*) SMDB-Resturant |  | No. | 1 |  |  | 1207995 | 1207995 |  | 20520 | 20520 |  | 35000 | 35000 |  | 0 | 0 | 28386.98 | 28386.98 | 0 | 0
2.50.5 | B5.11.2 | (*) SMDB-VS&LD |  | No. | 1 |  |  | 0 | 0 |  | 18810 | 18810 |  | 21000 | 21000 |  | 0 | 0 | 28386.98 | 28386.98 | 0 | 0
| Note | Note Details
2.50.6 | - | Final Distribution Board
2.50.7 | - | Supply, install, test and commission Wall mounted/ Free Standing Final Distribution Boards including circuit breakers, energy monitoring, conduits, ducts and trays from incoming/Outgoing power supply and all terminations as shown on the Drawings & Specifications for the following:-
| Item Code | Description | Item Remarks | Unit of Measurement | Quantity/Base Price |  |  | Unit Price/Discount % (Excluding VAT) | Total |  | Unit Price/Discount % (Excluding VAT) | Total |  | Unit Price/Discount % (Excluding VAT) | Total |  | Unit Price/Discount % (Excluding VAT) | Total | Unit Price/Discount % (Excluding VAT) | Total | Unit Price/Discount % (Excluding VAT) | Total
2.50.8 | B5.11.3 | (*) DB-L |  | No. | 1 |  |  | 0 | 0 |  | 2473.8 | 2473.8 |  | 2500 | 2500 |  | 0 | 0 | 6812.87 | 6812.87 | 0 | 0
2.50.9 | B5.11.4 | (*) DB-P |  | No. | 1 |  |  | 0 | 0 |  | 3135 | 3135 |  | 3100 | 3100 |  | 0 | 0 | 5677.4 | 5677.4 | 0 | 0
2.50.10 | B5.11.5 | (*) DB-AC |  | No. | 1 |  |  | 0 | 0 |  | 3135 | 3135 |  | 2600 | 2600 |  | 0 | 0 | 5677.4 | 5677.4 | 0 | 0
2.50.11 | B5.11.6 | (*) HVAC CONTROL PANEL |  | No. | 1 |  |  | 0 | 0 |  | 30438 | 30438 |  | 60000 | 60000 |  | 0 | 0 | 39741.77 | 39741.77 | 0 | 0
2.50.12 | B5.11.7 | (*) DB-MT |  | No. | 1 |  |  | 0 | 0 |  | 3135 | 3135 |  | 10000 | 10000 |  | 0 | 0 | 5677.4 | 5677.4 | 0 | 0
| Note | Note Details
2.50.13 | - | CABLES AND CABLES SUPPORT SYSTEMS:-
2.50.14 | - | Supply, install, test and commission of Low Voltage armoured cables including glands, connections, conduits, cable ducts, Cable Trays, GI cable trunking, civil works, cable cleats, earthing cable, fixings and termination complete as shown on Drawings and Specifications
2.50.15 | - | Cables from SMDB to the following
| Item Code | Description | Item Remarks | Unit of Measurement | Quantity/Base Price |  |  | Unit Price/Discount % (Excluding VAT) | Total |  | Unit Price/Discount % (Excluding VAT) | Total |  | Unit Price/Discount % (Excluding VAT) | Total |  | Unit Price/Discount % (Excluding VAT) | Total | Unit Price/Discount % (Excluding VAT) | Total | Unit Price/Discount % (Excluding VAT) | Total
2.50.16 | B5.11.8 | (*) (4C 10mm2 XLPE/SWA/PVC + 1C 10mm2 CU PVC) |  | m | 80 |  |  | 0 | 0 |  | 54.72 | 4377.6 |  | 55 | 4400 |  | 0 | 0 | 68.13 | 5450.4 | 0 | 0
2.50.17 | B5.11.9 | (*) (4C 25mm2 XLPE/SWA/PVC + 1C 16mm2 CU PVC) |  | m | 10 |  |  | 0 | 0 |  | 79.8 | 798 |  | 90 | 900 |  | 0 | 0 | 85.16 | 851.6 | 0 | 0
2.50.18 | B5.11.10 | (*) (4C 35mm2 XLPE/SWA/PVC + 1C 16mm2 CU PVC) |  | m | 20 |  |  | 0 | 0 |  | 91.2 | 1824 |  | 105 | 2100 |  | 0 | 0 | 115.82 | 2316.4 | 0 | 0
2.50.19 | B5.11.11 | (*) (4C 50mm2 XLPE/SWA/PVC + 1C 25mm2 CU PVC) |  | m | 135 |  |  | 0 | 0 |  | 239.4 | 32319 |  | 135 | 18225 |  | 0 | 0 | 170.32 | 22993.2 | 0 | 0
2.50.20 | B5.11.12 | (*) (4C 150mm2 XLPE/SWA/PVC + 1C 70mm2 CU PVC) |  | m | 160 |  |  | 0 | 0 |  | 401.28 | 64204.8 |  | 345 | 55200 |  | 0 | 0 | 305.44 | 48870.4 | 0 | 0
2.50.21 | B5.11.13 | (*) (4C 300mm2 XLPE/SWA/PVC + 1C 150mm2 CU PVC) |  | m | 1380 |  |  | 0 | 0 |  | 513 | 707940 |  | 750 | 1035000 |  | 0 | 0 | 425.8 | 587604 | 0 | 0
| Note | Note Details
2.50.22 | - | Cables Trays and Trunking
2.50.23 | - | Internal armoured cables, cable trays, cable ducts, GI cable trunking, civil works etc. including all fixings and termination complete as per shown in schematic diagram, load schedules and drawings.
| Item Code | Description | Item Remarks | Unit of Measurement | Quantity/Base Price |  |  | Unit Price/Discount % (Excluding VAT) | Total |  | Unit Price/Discount % (Excluding VAT) | Total |  | Unit Price/Discount % (Excluding VAT) | Total |  | Unit Price/Discount % (Excluding VAT) | Total | Unit Price/Discount % (Excluding VAT) | Total | Unit Price/Discount % (Excluding VAT) | Total
2.50.24 | B5.11.14 | (*) GI Trunking 50mm x 50mm |  | Item | 1 |  |  | 0 | 0 |  | 307.8 | 307.8 |  | 500 | 500 |  | 0 | 0 | 8516.09 | 8516.09 | 0 | 0
2.50.25 | B5.11.15 | (*) GI Trunking 100mm x 100mm |  | Item | 1 |  |  | 0 | 0 |  | 467.4 | 467.4 |  | 500 | 500 |  | 0 | 0 | 9651.57 | 9651.57 | 0 | 0
2.50.26 | B5.11.16 | (*) GI Trunking 150mm x 150mm |  | Item | 1 |  |  | 0 | 0 |  | 763.8 | 763.8 |  | 500 | 500 |  | 0 | 0 | 9935.44 | 9935.44 | 0 | 0
2.50.27 | B5.11.17 | (*) 100mm HDGI cable tray |  | Item | 1 |  |  | 0 | 0 |  | 1254 | 1254 |  | 5000 | 5000 |  | 0 | 0 | 9083.83 | 9083.83 | 0 | 0
2.50.28 | B5.11.18 | (*) 150 mm HDGI cable tray |  | Item | 1 |  |  | 0 | 0 |  | 855 | 855 |  | 5000 | 5000 |  | 0 | 0 | 9651.57 | 9651.57 | 0 | 0
2.50.29 | B5.11.19 | (*) 200 mm HDGI cable tray |  | Item | 1 |  |  | 0 | 0 |  | 912 | 912 |  | 1000 | 1000 |  | 0 | 0 | 11354.79 | 11354.79 | 0 | 0
2.50.30 | B5.11.20 | (*) 300 mm HDGI cable tray |  | Item | 1 |  |  | 0 | 0 |  | 2850 | 2850 |  | 20000 | 20000 |  | 0 | 0 | 13625.75 | 13625.75 | 0 | 0
| Note | Note Details
2.50.31 | - | DISCONNECTING SWITCHES:-
2.50.32 | - | Supply ,Install, testing and commissioning AC23,IP65 Disconnecting switches including all interconnecting cables, wires , trays and Equipments Points from SMD panels and terminations.
| Item Code | Description | Item Remarks | Unit of Measurement | Quantity/Base Price |  |  | Unit Price/Discount % (Excluding VAT) | Total |  | Unit Price/Discount % (Excluding VAT) | Total |  | Unit Price/Discount % (Excluding VAT) | Total |  | Unit Price/Discount % (Excluding VAT) | Total | Unit Price/Discount % (Excluding VAT) | Total | Unit Price/Discount % (Excluding VAT) | Total
2.50.33 | B5.11.21 | (*) Single phase Isolator (SPN) IP65 |  | No. | 6 |  |  | 0 | 0 |  | 912 | 5472 |  | 300 | 1800 |  | 0 | 0 | 965.16 | 5790.96 | 0 | 0
2.50.34 | B5.11.22 | (*) Three Phase Isolator (TPN) IP 65 |  | No. | 12 |  |  | 0 | 0 |  | 1596 | 19152 |  | 850 | 10200 |  | 0 | 0 | 1703.22 | 20438.64 | 0 | 0
| Note | Note Details
2.50.35 | - | POWER INSTALLATION:
2.50.36 | - | Wiring Devices Points
2.50.37 | - | Supply ,Install, testing and commissioning complete including points of Wiring devices with cover plates and outlet boxes , wiring cable tray & required all terminations,conduits,boxes , back boxes, couplers, draw boxes, junction boxes, wiring etc complete as per Drawings and Specifications.
| Item Code | Description | Item Remarks | Unit of Measurement | Quantity/Base Price |  |  | Unit Price/Discount % (Excluding VAT) | Total |  | Unit Price/Discount % (Excluding VAT) | Total |  | Unit Price/Discount % (Excluding VAT) | Total |  | Unit Price/Discount % (Excluding VAT) | Total | Unit Price/Discount % (Excluding VAT) | Total | Unit Price/Discount % (Excluding VAT) | Total
2.50.38 | B5.11.23 | (*) 13A switched single socket outlet |  | No. | 6 |  |  | 0 | 0 |  | 239.4 | 1436.4 |  | 320 | 1920 |  | 0 | 0 | 794.84 | 4769.04 | 0 | 0
2.50.39 | B5.11.24 | (*) 13A switched double socket outlet |  | No. | 33 |  |  | 0 | 0 |  | 273.6 | 9028.8 |  | 380 | 12540 |  | 0 | 0 | 851.61 | 28103.13 | 0 | 0
2.50.40 | B5.11.25 | (*) 13A switched double socket outlet W/P |  | No. | 10 |  |  | 0 | 0 |  | 222.3 | 2223 |  | 480 | 4800 |  | 0 | 0 | 908.38 | 9083.8 | 0 | 0
2.50.41 | B5.11.26 | (*) 13A switched double socket outlet above bench level |  | No. | 2 |  |  | 0 | 0 |  | 273.6 | 547.2 |  | 420 | 840 |  | 0 | 0 | 794.84 | 1589.68 | 0 | 0
2.50.42 | B5.11.27 | (*) 13A switched single socket outlet above bench level |  | No. | 1 |  |  | 0 | 0 |  | 239.4 | 239.4 |  | 380 | 380 |  | 0 | 0 | 851.61 | 851.61 | 0 | 0
2.50.43 | B5.11.28 | (*) 16A Industrial socket |  | No. | 1 |  |  | 0 | 0 |  | 604.2 | 604.2 |  | 550 | 550 |  | 0 | 0 | 851.61 | 851.61 | 0 | 0
2.50.44 | B5.11.29 | (*) Flex outlet for water heater |  | No. | 7 |  |  | 0 | 0 |  | 250.8 | 1755.6 |  | 400 | 2800 |  | 0 | 0 | 567.74 | 3974.18 | 0 | 0
2.50.45 | B5.11.30 | (*) Floor box |  | No. | 1 |  |  | 0 | 0 |  | 490.2 | 490.2 |  | 2500 | 2500 |  | 0 | 0 | 567.74 | 567.74 | 0 | 0
| Note | Note Details
2.50.46 | - | LIGHTING FIXTURES
2.50.47 | - | Supply, install, testing and commissioning complete Light fittings including cabling, wiring, conduits and switches in connections to permanent wiring system
| Item Code | Description | Item Remarks | Unit of Measurement | Quantity/Base Price |  |  | Unit Price/Discount % (Excluding VAT) | Total |  | Unit Price/Discount % (Excluding VAT) | Total |  | Unit Price/Discount % (Excluding VAT) | Total |  | Unit Price/Discount % (Excluding VAT) | Total | Unit Price/Discount % (Excluding VAT) | Total | Unit Price/Discount % (Excluding VAT) | Total
2.50.48 | B5.11.31 | (*) Electrical points for Type L1 |  | No. | 16 |  |  | 0 | 0 |  | 524.4 | 8390.4 |  | 1150 | 18400 |  | 0 | 0 | 1078.71 | 17259.36 | 0 | 0
2.50.49 | B5.11.32 | (*) Electrical points for Type L2 |  | No. | 6 |  |  | 0 | 0 |  | 524.4 | 3146.4 |  | 1150 | 6900 |  | 0 | 0 | 993.54 | 5961.24 | 0 | 0
2.50.50 | B5.11.33 | (*) Electrical points for Type L3 |  | No. | 57 |  |  | 0 | 0 |  | 427.5 | 24367.5 |  | 0 | 0 |  | 0 | 0 | 965.16 | 55014.12 | 0 | 0
2.50.51 | B5.11.34 | (*) Electrical points for Type L4 |  | No. | 7 |  |  | 0 | 0 |  | 399 | 2793 |  | 0 | 0 |  | 0 | 0 | 567.74 | 3974.18 | 0 | 0
2.50.52 | B5.11.35 | (*) Electrical points for Type L5 |  | No. | 2 |  |  | 0 | 0 |  | 570 | 1140 |  | 1403 | 2806 |  | 0 | 0 | 624.51 | 1249.02 | 0 | 0
2.50.53 | B5.11.36 | (*) Electrical points for Type L6 |  | No. | 80 |  |  | 0 | 0 |  | 370.5 | 29640 |  | 285 | 22800 |  | 0 | 0 | 851.61 | 68128.8 | 0 | 0
2.50.54 | B5.11.37 | (*) Electrical points for Type L7 |  | No. | 15 |  |  | 0 | 0 |  | 564.3 | 8464.5 |  | 200 | 3000 |  | 0 | 0 | 908.38 | 13625.7 | 0 | 0
2.50.55 | B5.11.38 | (*) Surface Mountain Self Contained Non Maintained, 3 Hours Duration 1x12W Emergency Light |  | No. | 49 |  |  | 0 | 0 |  | 672.6 | 32957.4 |  | 1320 | 64680 |  | 0 | 0 | 1703.22 | 83457.78 | 0 | 0
2.50.56 | B5.11.39 | (*) Self Contained and Maintained, 3 Hours Duration 1x8W Exit Light with indication Arrow |  | No. | 5 |  |  | 0 | 0 |  | 399 | 1995 |  | 1450 | 7250 |  | 0 | 0 | 1476.12 | 7380.6 | 0 | 0
| Note | Note Details
2.50.57 | - | WIRING DEVICES & ACCESSORIES
2.50.58 | - | Supply, install and connect the following devices including device boxes, cover, plates, conduits and wiring between devices and distribution boards, switch panels, etc. as per drawings:
| Item Code | Description | Item Remarks | Unit of Measurement | Quantity/Base Price |  |  | Unit Price/Discount % (Excluding VAT) | Total |  | Unit Price/Discount % (Excluding VAT) | Total |  | Unit Price/Discount % (Excluding VAT) | Total |  | Unit Price/Discount % (Excluding VAT) | Total | Unit Price/Discount % (Excluding VAT) | Total | Unit Price/Discount % (Excluding VAT) | Total
2.50.59 | B5.11.40 | (*) 20A double pole switch |  | No. | 7 |  |  | 0 | 0 |  | 222.3 | 1556.1 |  | 300 | 2100 |  | 0 | 0 | 851.61 | 5961.27 | 0 | 0
2.50.60 | B5.11.41 | (*) One way one gang lighting grid switch |  | No. | 5 |  |  | 0 | 0 |  | 205.2 | 1026 |  | 280 | 1400 |  | 0 | 0 | 738.06 | 3690.3 | 0 | 0
2.50.61 | B5.11.42 | (*) One way Two gang lighting grid switch |  | No. | 6 |  |  | 0 | 0 |  | 205.2 | 1231.2 |  | 320 | 1920 |  | 0 | 0 | 965.16 | 5790.96 | 0 | 0
| Note | Note Details
2.50.62 | - | LIGHTING CONTROL SYSTEM:
2.50.63 | - | Supply, install, test and commission complete lighting control system including, cabling, wiring, termination and power connections ,(Data if required)conduits, back boxes, couplers, accessories and suitable for each rooms, halls, corridors and offices and all place at the bulding with all required software and programming activities for all components of the system to the Specification ,shown on Drawings and operation performance requested by the Engineer and not limited to the following .
| Item Code | Description | Item Remarks | Unit of Measurement | Quantity/Base Price |  |  | Unit Price/Discount % (Excluding VAT) | Total |  | Unit Price/Discount % (Excluding VAT) | Total |  | Unit Price/Discount % (Excluding VAT) | Total |  | Unit Price/Discount % (Excluding VAT) | Total | Unit Price/Discount % (Excluding VAT) | Total | Unit Price/Discount % (Excluding VAT) | Total
2.50.64 | B5.11.43 | (*) Overide Switch |  | Item | 5 |  |  | 0 | 0 |  | 228 | 1140 |  | 650 | 3250 |  | 0 | 0 | 5677.4 | 28387 | 0 | 0
2.50.65 | B5.11.44 | (*) 360 Motion sensor |  | Item | 16 |  |  | 0 | 0 |  | 570 | 9120 |  | 1000 | 16000 |  | 0 | 0 | 1135.48 | 18167.68 | 0 | 0
2.50.66 | B5.11.45 | (*) Lighting Control Panel |  | No. | 1 |  |  | 0 | 0 |  | 17100 | 17100 |  | 2000 | 2000 |  | 0 | 0 | 22709.58 | 22709.58 | 0 | 0
2.50.67 | B5.11.46 | (*) LCD Touch screen |  | No. | 1 |  |  | 0 | 0 |  | 11400 | 11400 |  | 3500 | 3500 |  | 0 | 0 | 7948.35 | 7948.35 | 0 | 0
2.50.68 | B5.11.47 | (*) Photocell & timer switcher W/P IP54 |  | No. | 1 |  |  | 0 | 0 |  | 1140 | 1140 |  | 800 | 800 |  | 0 | 0 | 7948.35 | 7948.35 | 0 | 0
2.50.69 | B5.11.48 | (*) Conduites, wiring, cables, termination, trunking, ,junction boxes,earthing and trays etc related toLighting control system system |  | Item | 1 |  |  | 0 | 0 |  | 57000 | 57000 |  | 2500 | 2500 |  | 0 | 0 | 45419.16 | 45419.16 | 0 | 0
| Note | Note Details
2.50.70 | - | COMMUNICATION SYSTEMS
2.50.71 | - | TELECOMMUNICATION SYSTEM:-
2.50.72 | - | Supply, install, testing and commissioning complete Telecom System Equipments Points & Accessories including connection and terminations as per Client Requirements, drawings ,Specifications and as per latest Etisalat regulations.
| Item Code | Description | Item Remarks | Unit of Measurement | Quantity/Base Price |  |  | Unit Price/Discount % (Excluding VAT) | Total |  | Unit Price/Discount % (Excluding VAT) | Total |  | Unit Price/Discount % (Excluding VAT) | Total |  | Unit Price/Discount % (Excluding VAT) | Total | Unit Price/Discount % (Excluding VAT) | Total | Unit Price/Discount % (Excluding VAT) | Total
2.50.73 | B5.11.49 | (*) IDF |  | No. | 1 |  |  | 0 | 0 |  | 5700 | 5700 |  | 25000 | 25000 |  | 0 | 0 | 6812.87 | 6812.87 | 0 | 0
2.50.74 | B5.11.50 | (*) Dual RJ 45outlet |  | No. | 7 |  |  | 0 | 0 |  | 399 | 2793 |  | 720 | 5040 |  | 0 | 0 | 908.38 | 6358.66 | 0 | 0
2.50.75 | B5.11.51 | (*) Single RJ 45outlet (above false cielling) |  | No. | 6 |  |  | 0 | 0 |  | 330.6 | 1983.6 |  | 400 | 2400 |  | 0 | 0 | 681.29 | 4087.74 | 0 | 0
2.50.76 | B5.11.52 | (*) 24 Port switch |  | No. | 1 |  |  | 0 | 0 |  | 570 | 570 |  | 6000 | 6000 |  | 0 | 0 | 28386.98 | 28386.98 | 0 | 0
2.50.77 | B5.11.53 | (*) patch panel |  | No. | 1 |  |  | 0 | 0 |  | 1140 | 1140 |  | 2500 | 2500 |  | 0 | 0 | 19870.88 | 19870.88 | 0 | 0
2.50.78 | B5.11.54 | (*) Conduites, wiring, cables, termination, trunking, ,junction boxes,earthing and trays etc related to telecommunication system |  | Item | 1 |  |  | 0 | 0 |  | 57000 | 57000 |  | 25000 | 25000 |  | 0 | 0 | 56773.96 | 56773.96 | 0 | 0
| Note | Note Details
2.50.79 | - | Cables Trays and Trunking
2.50.80 | - | structured cables, cable trays, cable ducts, GI cable trunking, civil works etc. including all fixings and termination complete as per shown in schematic diagram, load schedules drawings and requirments
| Item Code | Description | Item Remarks | Unit of Measurement | Quantity/Base Price |  |  | Unit Price/Discount % (Excluding VAT) | Total |  | Unit Price/Discount % (Excluding VAT) | Total |  | Unit Price/Discount % (Excluding VAT) | Total |  | Unit Price/Discount % (Excluding VAT) | Total | Unit Price/Discount % (Excluding VAT) | Total | Unit Price/Discount % (Excluding VAT) | Total
2.50.81 | B5.11.55 | (*) GI Trunking 50mm x 50mm |  | Item | 1 |  |  | 0 | 0 |  | 307.8 | 307.8 |  | 0 | 0 |  | 0 | 0 | 5677.4 | 5677.4 | 0 | 0
2.50.82 | B5.11.56 | (*) GI Trunking 100mm x 100mm |  | Item | 1 |  |  | 0 | 0 |  | 467.4 | 467.4 |  | 0 | 0 |  | 0 | 0 | 5677.4 | 5677.4 | 0 | 0
2.50.83 | B5.11.57 | (*) GI Trunking 150mm x 150mm |  | Item | 1 |  |  | 0 | 0 |  | 763.8 | 763.8 |  | 0 | 0 |  | 0 | 0 | 7380.61 | 7380.61 | 0 | 0
2.50.84 | B5.11.58 | (*) 100mm HDGI cable tray |  | Item | 1 |  |  | 0 | 0 |  | 570 | 570 |  | 0 | 0 |  | 0 | 0 | 7948.35 | 7948.35 | 0 | 0
2.50.85 | B5.11.59 | (*) 150mm HDGI cable tray |  | Item | 1 |  |  | 0 | 0 |  | 820.8 | 820.8 |  | 0 | 0 |  | 0 | 0 | 9651.57 | 9651.57 | 0 | 0
| Note | Note Details
2.50.86 | - | ACCESS CONTROL SYSTEM
2.50.87 | - | install, test and commission a Door access control system as specified here under and shown on the drawings and secification
| Item Code | Description | Item Remarks | Unit of Measurement | Quantity/Base Price |  |  | Unit Price/Discount % (Excluding VAT) | Total |  | Unit Price/Discount % (Excluding VAT) | Total |  | Unit Price/Discount % (Excluding VAT) | Total |  | Unit Price/Discount % (Excluding VAT) | Total | Unit Price/Discount % (Excluding VAT) | Total | Unit Price/Discount % (Excluding VAT) | Total
2.50.88 | B5.11.60 | (*) Card Reader |  | No. | 2 |  |  | 0 | 0 |  | 570 | 1140 |  | 2500 | 5000 |  | 0 | 0 | 908.38 | 1816.76 | 0 | 0
2.50.89 | B5.11.61 | (*) Exit button |  | No. | 2 |  |  | 0 | 0 |  | 228 | 456 |  | 500 | 1000 |  | 0 | 0 | 1703.22 | 3406.44 | 0 | 0
2.50.90 | B5.11.62 | (*) Door contact |  | No. | 2 |  |  | 0 | 0 |  | 342 | 684 |  | 500 | 1000 |  | 0 | 0 | 851.61 | 1703.22 | 0 | 0
2.50.91 | B5.11.63 | (*) Magnetic lock |  | No. | 2 |  |  | 0 | 0 |  | 456 | 912 |  | 1500 | 3000 |  | 0 | 0 | 851.61 | 1703.22 | 0 | 0
2.50.92 | B5.11.64 | (*) 24 port switch |  | No. | 1 |  |  | 0 | 0 |  | 570 | 570 |  | 6000 | 6000 |  | 0 | 0 | 11354.79 | 11354.79 | 0 | 0
2.50.93 | B5.11.65 | (*) patch panel |  | Item | 1 |  |  | 0 | 0 |  | 1140 | 1140 |  | 2500 | 2500 |  | 0 | 0 | 17032.19 | 17032.19 | 0 | 0
2.50.94 | B5.11.66 | (*) wiring, , termination etc related work to Access control system |  | Item | 1 |  |  | 0 | 0 |  | 28500 | 28500 |  | 20000 | 20000 |  | 0 | 0 | 22709.58 | 22709.58 | 0 | 0
| Note | Note Details
2.50.95 | - | CCTV System Installation
2.50.96 | - | Allow for all necessary works in connection with CCTV installation complete including supply, installation, testing and commissioning as per the drawings and/or the specifications
2.50.97 | - | Complete CCTV system including NVR,work station,CAT6 cabling ,power caling... ETC and all devices / elements as shown on the drawings and/or in specification including supply, installation, connections, testing & commissioning and documentation. Include all builders work, fixing accessories, wires/ cables, tagging, cable tray with cover, trunking, conduits, supports, back boxes,couplers and accessories as required
| Item Code | Description | Item Remarks | Unit of Measurement | Quantity/Base Price |  |  | Unit Price/Discount % (Excluding VAT) | Total |  | Unit Price/Discount % (Excluding VAT) | Total |  | Unit Price/Discount % (Excluding VAT) | Total |  | Unit Price/Discount % (Excluding VAT) | Total | Unit Price/Discount % (Excluding VAT) | Total | Unit Price/Discount % (Excluding VAT) | Total
2.50.98 | B5.11.67 | (*) Dome type camera IP (Day & Night) POE ,Recognize |  | No. | 9 |  |  | 0 | 0 |  | 1710 | 15390 |  | 6000 | 54000 |  | 0 | 0 | 9083.83 | 81754.47 | 0 | 0
2.50.99 | B5.11.68 | (*) Dome type camera IP (Day & Night) POE, Identify |  | No. | 2 |  |  | 0 | 0 |  | 1710 | 3420 |  | 7500 | 15000 |  | 0 | 0 | 11354.79 | 22709.58 | 0 | 0
2.50.100 | B5.11.69 | (*) Fixed camera IP (DAY & Night )POE weather proof ,Recongize |  | No. | 9 |  |  | 0 | 0 |  | 1710 | 15390 |  | 9500 | 85500 |  | 0 | 0 | 9083.83 | 81754.47 | 0 | 0
2.50.101 | B5.11.70 | (*) port switch |  | No. | 2 |  |  | 0 | 0 |  | 228 | 456 |  | 0 | 0 |  | 0 | 0 | 11354.79 | 22709.58 | 0 | 0
2.50.102 | B5.11.71 | (*) 24 POE port switch |  | No. | 2 |  |  | 0 | 0 |  | 570 | 1140 |  | 6000 | 12000 |  | 0 | 0 | 17032.19 | 34064.38 | 0 | 0
2.50.103 | B5.11.72 | (*) video manager server |  | No. | 1 |  |  | 0 | 0 |  | 11400 | 11400 |  | 65000 | 65000 |  | 0 | 0 | 22709.58 | 22709.58 | 0 | 0
2.50.104 | B5.11.73 | (*) Storage server |  | No. | 1 |  |  | 0 | 0 |  | 11400 | 11400 |  | 45000 | 45000 |  | 0 | 0 | 56773.96 | 56773.96 | 0 | 0
2.50.105 | B5.11.74 | (*) Patch panel |  | No. | 2 |  |  | 0 | 0 |  | 5700 | 11400 |  | 2500 | 5000 |  | 0 | 0 | 17032.19 | 34064.38 | 0 | 0
2.50.106 | B5.11.75 | (*) Conduites, wiring, patch panels, cables, termination, trunking, ,junction boxes,earthing and trays... etc related work required for CCTV system |  | Item | 1 |  |  | 0 | 0 |  | 28500 | 28500 |  | 55000 | 55000 |  | 0 | 0 | 56773.96 | 56773.96 | 0 | 0
| Note | Note Details
2.50.107 | - | Uninterruptible Power Supply
2.50.108 | - | Supply, install, test and commission of UPS including battery bank, rectifier, inverters static by pass switch, control panel, ducts, cable terminations, cable tray, conduits, civil works, etc. in accordance with the site conditions, Requirements, Drawings and Specification.
| Item Code | Description | Item Remarks | Unit of Measurement | Quantity/Base Price |  |  | Unit Price/Discount % (Excluding VAT) | Total |  | Unit Price/Discount % (Excluding VAT) | Total |  | Unit Price/Discount % (Excluding VAT) | Total |  | Unit Price/Discount % (Excluding VAT) | Total | Unit Price/Discount % (Excluding VAT) | Total | Unit Price/Discount % (Excluding VAT) | Total
2.50.109 | B5.11.76 | (*) 5 KVA UPS (for racks) |  | No. | 1 |  |  | 0 | 0 |  | 18240 | 18240 |  | 25000 | 25000 |  | 0 | 0 | 71535.18 | 71535.18 | 0 | 0
| Note | Note Details
2.50.110 | - | Earthing & bonding System
| Item Code | Description | Item Remarks | Unit of Measurement | Quantity/Base Price |  |  | Unit Price/Discount % (Excluding VAT) | Total |  | Unit Price/Discount % (Excluding VAT) | Total |  | Unit Price/Discount % (Excluding VAT) | Total |  | Unit Price/Discount % (Excluding VAT) | Total | Unit Price/Discount % (Excluding VAT) | Total | Unit Price/Discount % (Excluding VAT) | Total
2.50.111 | B5.11.77 | (*) Supply, install ,testing and commissioning with all accessories of the earthing and bonding system complete including Earth Bar main earth electrodes , earthing continuity conductors ,bonding conductors and earth pit etc, as specified. |  | Item | 1 |  |  | 0 | 0 |  | 6840 | 6840 |  | 23000 | 23000 |  | 0 | 0 | 28386.98 | 28386.98 | 0 | 0
| Note | Note Details
2.50.112 | - | Lightning Protection System
2.50.113 | - | Supply, install, test and commission complete lightning protection system air termination network, fitting and connection complete in accordance with Specifications and Drawings.
| Item Code | Description | Item Remarks | Unit of Measurement | Quantity/Base Price |  |  | Unit Price/Discount % (Excluding VAT) | Total |  | Unit Price/Discount % (Excluding VAT) | Total |  | Unit Price/Discount % (Excluding VAT) | Total |  | Unit Price/Discount % (Excluding VAT) | Total | Unit Price/Discount % (Excluding VAT) | Total | Unit Price/Discount % (Excluding VAT) | Total
2.50.114 | B5.11.78 | (*) Earth pit |  | Item | 1 |  |  | 0 | 0 |  | 5700 | 5700 |  | 13000 | 13000 |  | 0 | 0 | 6812.87 | 6812.87 | 0 | 0
2.50.115 | B5.11.79 | (*) Free standing air terminal for protection of mechanical |  | Item | 1 |  |  | 0 | 0 |  | 4560 | 4560 |  | 3500 | 3500 |  | 0 | 0 | 5677.4 | 5677.4 | 0 | 0
2.50.116 | B5.11.80 | (*) Thermo weld in all joints |  | Item | 1 |  |  | 0 | 0 |  | 684 | 684 |  | 2700 | 2700 |  | 0 | 0 | 5677.4 | 5677.4 | 0 | 0
2.50.117 | B5.11.81 | (*) Copper tape down conductor |  | Item | 1 |  |  | 0 | 0 |  | 684 | 684 |  | 3000 | 3000 |  | 0 | 0 | 5677.4 | 5677.4 | 0 | 0
2.50.118 | B5.11.82 | (*) Down conductor to earth pit |  | Item | 1 |  |  | 0 | 0 |  | 342 | 342 |  | 3000 | 3000 |  | 0 | 0 | 5109.66 | 5109.66 | 0 | 0
2.50.119 | B5.11.83 | (*) 1C 70mm² PVC/SC direct buried cable |  | Item | 1 |  |  | 0 | 0 |  | 1824 | 1824 |  | 6000 | 6000 |  | 0 | 0 | 1703.22 | 1703.22 | 0 | 0
2.50.120 | B5.11.84 | (*) 25x 3mm bare copper tape lightning protection air terminal |  | Item | 1 |  |  | 0 | 0 |  | 3990 | 3990 |  | 16000 | 16000 |  | 0 | 0 | 8516.09 | 8516.09 | 0 | 0
| Note | Note Details
2.50.121 | - | FIRE ALARM & SECURITY SYSTEMS
2.50.122 | - | ANALOGUE ADDRESSABLE FIRE ALARM SYSTEM
2.50.123 | - | Fire Alarm Installation
2.50.124 | - | Allow for all necessary works in connection with fire alarm installation complete including supply, installation, testing and commissioning as per the drawings and/or the specifications
2.50.125 | - | Complete addressable fire alarm system including all devices / elements as shown on the drawings and/or in specification including supply, installation, connections, testing & commissioning and documentation. Include all builders work, detector base, fixing accessories, fire resistant cables, tagging, cable tray with cover, trunking, conduits, supports, back boxes, couplers and accessories as required.
| Item Code | Description | Item Remarks | Unit of Measurement | Quantity/Base Price |  |  | Unit Price/Discount % (Excluding VAT) | Total |  | Unit Price/Discount % (Excluding VAT) | Total |  | Unit Price/Discount % (Excluding VAT) | Total |  | Unit Price/Discount % (Excluding VAT) | Total | Unit Price/Discount % (Excluding VAT) | Total | Unit Price/Discount % (Excluding VAT) | Total
2.50.126 | B5.11.85 | (*) Addressable Fire Alarm control panel |  | No. | 1 |  |  | 0 | 0 |  | 4332 | 4332 |  | 25000 | 25000 |  | 0 | 0 | 45419.16 | 45419.16 | 0 | 0
2.50.127 | B5.11.86 | (*) Addressable Monitor panel for emergency light |  | No. | 1 |  |  | 0 | 0 |  | 5130 | 5130 |  | 60000 | 60000 |  | 0 | 0 | 39741.77 | 39741.77 | 0 | 0
2.50.128 | B5.11.87 | (*) Addressable Smoke detector |  | No. | 22 |  |  | 0 | 0 |  | 399 | 8778 |  | 350 | 7700 |  | 0 | 0 | 1419.35 | 31225.7 | 0 | 0
2.50.129 | B5.11.88 | (*) heat detector |  | No. | 6 |  |  | 0 | 0 |  | 399 | 2394 |  | 450 | 2700 |  | 0 | 0 | 1362.57 | 8175.42 | 0 | 0
2.50.130 | B5.11.89 | (*) Addressable manual call point |  | No. | 3 |  |  | 0 | 0 |  | 399 | 1197 |  | 500 | 1500 |  | 0 | 0 | 1419.35 | 4258.05 | 0 | 0
2.50.131 | B5.11.90 | (*) Addressable Fire Alarm sounder with strobe weather proof |  | No. | 6 |  |  | 0 | 0 |  | 3420 | 20520 |  | 650 | 3900 |  | 0 | 0 | 1362.57 | 8175.42 | 0 | 0
2.50.132 | B5.11.91 | (*) Monitor Module |  | No. | 4 |  |  | 0 | 0 |  | 1140 | 4560 |  | 1500 | 6000 |  | 0 | 0 | 2838.7 | 11354.8 | 0 | 0
2.50.133 | B5.11.92 | (*) conduits, cabling, trays, ducts, trunking related to fire alarm system. |  | Item | 1 |  |  | 0 | 0 |  | 6270 | 6270 |  | 10000 | 10000 |  | 0 | 0 | 34064.37 | 34064.37 | 0 | 0
| Note | Note Details
2.50.134 | - | SUNDRIES:-
| Item Code | Description | Item Remarks | Unit of Measurement | Quantity/Base Price |  |  | Unit Price/Discount % (Excluding VAT) | Total |  | Unit Price/Discount % (Excluding VAT) | Total |  | Unit Price/Discount % (Excluding VAT) | Total |  | Unit Price/Discount % (Excluding VAT) | Total | Unit Price/Discount % (Excluding VAT) | Total | Unit Price/Discount % (Excluding VAT) | Total
2.50.135 | B5.11.93 | (*) Allow for supports |  | Item | 1 |  |  | 0 | 0 |  | 2850 | 2850 |  | 5000 | 5000 |  | 0 | 0 | 8516.09 | 8516.09 | 0 | 0
2.50.136 | B5.11.94 | (*) Allow for identifications, tag plates, labels, signage and colour coding for all services. |  | Item | 1 |  |  | 0 | 0 |  | 2850 | 2850 |  | 2000 | 2000 |  | 0 | 0 | 8516.09 | 8516.09 | 0 | 0
2.50.137 | B5.11.95 | (*) Allow for testing and pre-commissioning |  | Item | 1 |  |  | 0 | 0 |  | 11400 | 11400 |  | 1000 | 1000 |  | 0 | 0 | 5677.4 | 5677.4 | 0 | 0
2.50.138 | B5.11.96 | (*) Allow for commissioning |  | Item | 1 |  |  | 0 | 0 |  | 28500 | 28500 |  | 500 | 500 |  | 0 | 0 | 5677.4 | 5677.4 | 0 | 0
2.50.139 | B5.11.97 | (*) Allow for tools and spares |  | Item | 1 |  |  | 0 | 0 |  | 17100 | 17100 |  | 500 | 500 |  | 0 | 0 | 5677.4 | 5677.4 | 0 | 0
2.50.140 | B5.11.98 | (*) Allow for document and certification |  | Item | 1 |  |  | 0 | 0 |  | 11400 | 11400 |  | 2000 | 2000 |  | 0 | 0 | 5677.4 | 5677.4 | 0 | 0
2.50.141 | B5.11.99 | (*) Allow for co-ordination with other services |  | Item | 1 |  |  | 0 | 0 |  | 5700 | 5700 |  | 1500 | 1500 |  | 0 | 0 | 5677.4 | 5677.4 | 0 | 0
2.50.142 | B5.11.100 | (*) Allow for cutting or forming holes, mortises, chases, or the like and making good finishing |  | Item | 1 |  |  | 0 | 0 |  | 3420 | 3420 |  | 2500 | 2500 |  | 0 | 0 | 5677.4 | 5677.4 | 0 | 0
2.50.143 | B5.11.101 | (*) Allow for building in or cutting and pinning brackets or the like and making good finishing |  | Item | 1 |  |  | 0 | 0 |  | 3420 | 3420 |  | 2800 | 2800 |  | 0 | 0 | 5677.4 | 5677.4 | 0 | 0
2.50.144 | B5.11.102 | (*) Allow for protective painting to all systems |  | Item | 1 |  |  | 0 | 0 |  | 1710 | 1710 |  | 1000 | 1000 |  | 0 | 0 | 5677.4 | 5677.4 | 0 | 0
2.50.145 | B5.11.103 | (*) Allow for decorative painting to all systems |  | Item | 1 |  |  | 0 | 0 |  | 2280 | 2280 |  | 1000 | 1000 |  | 0 | 0 | 5677.4 | 5677.4 | 0 | 0
2.50.146 | B5.11.104 | (*) Allow for drawings, manuals, submittal, samples inspections, instruction books |  | Item | 1 |  |  | 0 | 0 |  | 3420 | 3420 |  | 2500 | 2500 |  | 0 | 0 | 2838.7 | 2838.7 | 0 | 0
2.50.147 | B5.11.105 | (*) Allow for builders work |  | Item | 1 |  |  | 0 | 0 |  | 9120 | 9120 |  | 45000 | 45000 |  | 0 | 0 | 8516.09 | 8516.09 | 0 | 0
| Note | Note Details
2.50.148 | - | Additional items
| Item Code | Description | Item Remarks | Unit of Measurement | Quantity/Base Price |  |  | Unit Price/Discount % (Excluding VAT) | Total |  | Unit Price/Discount % (Excluding VAT) | Total |  | Unit Price/Discount % (Excluding VAT) | Total |  | Unit Price/Discount % (Excluding VAT) | Total | Unit Price/Discount % (Excluding VAT) | Total | Unit Price/Discount % (Excluding VAT) | Total
2.50.149 | AI | (*) Contractor may price here any items which has been shown in the Contract drawings or any other Contract Documents but overlooked or not specifically mentioned inthe schedule of items and is necessary for the satisfactory completion of the Works. Should the Contractor fail to insert any item here, it will be deemed that lump sum Contract Price includes all such items and no claims for additional items will be entertained. |  | Item | 1 |  |  | 0 | 0 |  | 0 | 0 |  | 0 | 0 |  | 0 | 0 | 0 | 0 | 1141200 | 1141200
| Note | Note Details
2.50.150 | - | Please attach one PDF file to be named "Additional Items for (insert bill no/name & Section No/name)" for the details of these additional items in the additional attachment area at the end of the BOQ.
2.51 NR-ST: BILL NO 06 - SEPTIC TANK - Deleted. | [7 empty] | 0 (out of 0) | 0 |  | 0 (out of 0) | 0 |  | 0 (out of 0) | 0 |  | 0 (out of 0) | 0 | 0 (out of 0) | 0 | 0 (out of 0) | 0
2.52 NR-ST: B6-01 SITE WORK - Deleted. | [7 empty] | 0 (out of 0) | 0 |  | 0 (out of 0) | 0 |  | 0 (out of 0) | 0 |  | 0 (out of 0) | 0 | 0 (out of 0) | 0 | 0 (out of 0) | 0
| Note | Note Details
2.52.1 | - | Excavation
2.52.2 | B6.1.1 - Deleted. | Pit excavation to receive foundation
2.52.3 | - | Filling
2.52.4 | B6.1.2 - Deleted. | Selected fill from excavated materials in accordance with the Specifications
2.52.5 | - | Anti Treatment
2.52.6 | - | Allow for termite control; prepare and apply anti-termite treatment; all in accordance with the Specifications and subject to the Contractor's approval
2.52.7 | B6.1.3 - Deleted. | To horizontal and vertical surfaces
2.52.8 | - | Additional items
2.52.9 | AI - Deleted. | Contractor may price here any items which has been shown in the Contract drawings or any other Contract Documents but overlooked or not specifically mentioned inthe schedule of items and is necessary for the satisfactory completion of the Works. Should the Contractor fail to insert any item here, it will be deemed that lump sum Contract Price includes all such items and no claims for additional items will be entertained.
2.52.10 | - | Please attach one PDF file to be named "Additional Items for (insert bill no/name & Section No/name)" for the details of these additional items in the additional attachment area at the end of the BOQ.
2.53 NR-ST: B6-02 CONCRETE WORK - Deleted. | [7 empty] | 0 (out of 0) | 0 |  | 0 (out of 0) | 0 |  | 0 (out of 0) | 0 |  | 0 (out of 0) | 0 | 0 (out of 0) | 0 | 0 (out of 0) | 0
| Note | Note Details
2.53.1 | - | SUBSTRUCTURE
2.53.2 | - | Poured Concrete
2.53.3 | - | Plain concrete (20 N/mm2) as per specifications and drawings.
2.53.4 | B6.2.1 - Deleted. | PCC 10 cm for Footings
2.53.5 | - | Reinforcment Concrete (40 N/mm2) in Type I SRC cement including all shuttering,supportsand all related works as per specifications and drawings.
2.53.6 | B6.2.2 - Deleted. | Footing
2.53.7 | B6.2.3 - Deleted. | Tank Walls
2.53.8 | - | SUPER STRUCTURE
2.53.9 | - | Reinforcmen Concrete (40 N/mm2) in Type I OPC cement including all shuttering,supportsand all related works as per specifications and drawings.
2.53.10 | B6.2.4 - Deleted. | Solid Slab 30 cm
2.53.11 | - | Sundries
2.53.12 | B6.2.5 - Deleted. | Expansion joints; all in accordance with the Specifications
2.53.13 | - | Additional items
2.53.14 | AI | Contractor may price here any items which has been shown in the Contract drawings or any other Contract Documents but overlooked or not specifically mentioned inthe schedule of items and is necessary for the satisfactory completion of the Works. Should the Contractor fail to insert any item here, it will be deemed that lump sum Contract Price includes all such items and no claims for additional items will be entertained.
2.53.15 | - | Please attach one PDF file to be named "Additional Items for (insert bill no/name & Section No/name)" for the details of these additional items in the additional attachment area at the end of the BOQ.
2.54 NR-ST: B6-03 MASONRY - Deleted. | [7 empty] | 0 (out of 0) | 0 |  | 0 (out of 0) | 0 |  | 0 (out of 0) | 0 |  | 0 (out of 0) | 0 | 0 (out of 0) | 0 | 0 (out of 0) | 0
| Note | Note Details
2.54.1 | - | Solid block work for sub structure
2.54.2 | - | Concrete masonry units bedded and jointed in cement including mortar including concrete filling, wall ties, bed joints, reinforcement metal lath (where required), head restraint,anchors, and column stiffeners; including all necessary accessories; as shown on Drawing all in accordance with the Specifications
2.54.3 | B6.3.1 - Deleted. | Solid Block
2.54.4 | - | Additional items
2.54.5 | AI - Deleted. | Contractor may price here any items which has been shown in the Contract drawings or any other Contract Documents but overlooked or not specifically mentioned inthe schedule of items and is necessary for the satisfactory completion of the Works. Should the Contractor fail to insert any item here, it will be deemed that lump sum Contract Price includes all such items and no claims for additional items will be entertained.
2.54.6 | - | Please attach one PDF file to be named "Additional Items for (insert bill no/name & Section No/name)" for the details of these additional items in the additional attachment area at the end of the BOQ.
2.55 NR-ST: B6-04 METAL WORK - Deleted. | [7 empty] | 0 (out of 0) | 0 |  | 0 (out of 0) | 0 |  | 0 (out of 0) | 0 |  | 0 (out of 0) | 0 | 0 (out of 0) | 0 | 0 (out of 0) | 0
| Note | Note Details
2.55.1 | - | Ladders
2.55.2 | - | Supply and fix Ladders including all accessories,fixing etc. all complete as detailed on drawing and engineer approval
2.55.3 | B6.4.1 - Deleted. | GRP Ladder
2.55.4 | - | Access cover
2.55.5 | - | Supply and fix Access cover including all accessories,fixing etc. all complete as detailed on drawing and engineer approval
2.55.6 | B6.4.2 - Deleted. | Access cover for the tank
2.55.7 | - | Additional items
2.55.8 | AI - Deleted. | Contractor may price here any items which has been shown in the Contract drawings or any other Contract Documents but overlooked or not specifically mentioned inthe schedule of items and is necessary for the satisfactory completion of the Works. Should the Contractor fail to insert any item here, it will be deemed that lump sum Contract Price includes all such items and no claims for additional items will be entertained.
2.55.9 | - | Please attach one PDF file to be named "Additional Items for (insert bill no/name & Section No/name)" for the details of these additional items in the additional attachment area at the end of the BOQ.
2.56 NR-ST: B6-05 THERMAL AND MOISTURE PROTECTION - Deleted. | [7 empty] | 0 (out of 0) | 0 |  | 0 (out of 0) | 0 |  | 0 (out of 0) | 0 |  | 0 (out of 0) | 0 | 0 (out of 0) | 0 | 0 (out of 0) | 0
| Note | Note Details
2.56.1 | - | Waterproofing courses
2.56.2 | - | Waterproofing system for the substructure, 2 coat of bitumen paint as per drawings and specifications.
2.56.3 | B6.5.1 - Deleted. | To horizontal areas
2.56.4 | B6.5.2 - Deleted. | To vertical areas
2.56.5 | - | 1000 Gauge Polythene Sheet, all in accordance with the Specifications
2.56.6 | B6.5.3 - Deleted. | 1000 Gauge Polythene Sheet,
2.56.7 | - | Supply and Apply GRP Lining as per drawings ,specifications
2.56.8 | B6.5.4 - Deleted. | GRP Lining
2.56.9 | - | Supply and Apply Water stopper as per drawings ,specifications
2.56.10 | B6.5.5 - Deleted. | Water stopper
2.56.11 | - | Additional items
2.56.12 | AI - Deleted. | Contractor may price here any items which has been shown in the Contract drawings or any other Contract Documents but overlooked or not specifically mentioned inthe schedule of items and is necessary for the satisfactory completion of the Works. Should the Contractor fail to insert any item here, it will be deemed that lump sum Contract Price includes all such items and no claims for additional items will be entertained.
2.56.13 | - | Please attach one PDF file to be named "Additional Items for (insert bill no/name & Section No/name)" for the details of these additional items in the additional attachment area at the end of the BOQ.
2.57 NR-PR&UGW: BILL NO 07 - PUMP ROOM & UNDER GROUND WATER TANK | [6 empty] | 2430246 |  | 2192846 |  | 0 (out of 0) | 4787404.92 |  | 0 (out of 0) | 5802025 |  | 0 (out of 0) | 2567108 | 0 (out of 0) | 7869093.72 | 0 (out of 0) | 4236380
2.58 NR-PR&UGW: B7-01 SITE WORK | [6 empty] | 101008 | 3 (out of 3) | 74520 |  | 3 (out of 3) | 184269.6 |  | 3 (out of 3) | 202007 |  | 3 (out of 3) | 115120 | 3 (out of 3) | 404792.04 | 3 (out of 3) | 186600
| Note | Note Details
2.58.1 | - | All the Below Quantities are for 2 Pump Rooms
2.58.2 | - | Excavation
| Item Code | Description | Item Remarks | Unit of Measurement | Quantity/Base Price |  |  | Unit Price/Discount % (Excluding VAT) | Total |  | Unit Price/Discount % (Excluding VAT) | Total |  | Unit Price/Discount % (Excluding VAT) | Total |  | Unit Price/Discount % (Excluding VAT) | Total | Unit Price/Discount % (Excluding VAT) | Total | Unit Price/Discount % (Excluding VAT) | Total
2.58.3 | B7.1.1 | (*) Pit excavation to receive foundation |  | m3 | 4040 |  |  | 18 | 72720 |  | 45.6 | 184224 |  | 50 | 202000 |  | 28 | 113120 | 69.52 | 280860.8 | 40 | 161600
| Note | Note Details
2.58.4 | - | Anti Treatment
2.58.5 | - | Allow for termite control; prepare and apply anti-termite treatment; all in accordance with the Specifications and subject to the Contractor's approval
| Item Code | Description | Item Remarks | Unit of Measurement | Quantity/Base Price |  |  | Unit Price/Discount % (Excluding VAT) | Total |  | Unit Price/Discount % (Excluding VAT) | Total |  | Unit Price/Discount % (Excluding VAT) | Total |  | Unit Price/Discount % (Excluding VAT) | Total | Unit Price/Discount % (Excluding VAT) | Total | Unit Price/Discount % (Excluding VAT) | Total
2.58.6 | B7.1.3 | (*) To horizontal and vertical surfaces |  | Item | 1 |  |  | 1800 | 1800 |  | 45.6 | 45.6 |  | 7 | 7 |  | 2000 | 2000 | 2876.55 | 2876.55 | 25000 | 25000
| Note | Note Details
2.58.7 | - | Additional items
| Item Code | Description | Item Remarks | Unit of Measurement | Quantity/Base Price |  |  | Unit Price/Discount % (Excluding VAT) | Total |  | Unit Price/Discount % (Excluding VAT) | Total |  | Unit Price/Discount % (Excluding VAT) | Total |  | Unit Price/Discount % (Excluding VAT) | Total | Unit Price/Discount % (Excluding VAT) | Total | Unit Price/Discount % (Excluding VAT) | Total
2.58.8 | AI | (*) Contractor may price here any items which has been shown in the Contract drawings or any other Contract Documents but overlooked or not specifically mentioned inthe schedule of items and is necessary for the satisfactory completion of the Works. Should the Contractor fail to insert any item here, it will be deemed that lump sum Contract Price includes all such items and no claims for additional items will be entertained. |  | Item | 1 |  |  | 0 | 0 |  | 0 | 0 |  | 0 | 0 |  | 0 | 0 | 121054.69 | 121054.69 | 0 | 0
| Note | Note Details
2.58.9 | - | Please attach one PDF file to be named "Additional Items for (insert bill no/name & Section No/name)" for the details of these additional items in the additional attachment area at the end of the BOQ.
2.59 NR-PR&UGW: B7-02 CONCRETE WORK | [6 empty] | 1045000 | 10 (out of 10) | 1149008 |  | 10 (out of 10) | 1517568 |  | 10 (out of 10) | 1418840 |  | 10 (out of 10) | 1460092 | 10 (out of 10) | 2073297.98 | 10 (out of 10) | 1270500
| Note | Note Details
2.59.1 | - | All the Below Quantities are for 2 Pump Rooms
2.59.2 | - | SUBSTRUCTURE
2.59.3 | - | Poured Concrete
2.59.4 | - | Plain concrete (20 N/mm2) as per specifications and drawings.
| Item Code | Description | Item Remarks | Unit of Measurement | Quantity/Base Price |  |  | Unit Price/Discount % (Excluding VAT) | Total |  | Unit Price/Discount % (Excluding VAT) | Total |  | Unit Price/Discount % (Excluding VAT) | Total |  | Unit Price/Discount % (Excluding VAT) | Total | Unit Price/Discount % (Excluding VAT) | Total | Unit Price/Discount % (Excluding VAT) | Total
2.59.5 | B7.2.1 | (*) PCC 10 cm for Footings |  | m3 | 76 |  |  | 23 | 1748 |  | 798 | 60648 |  | 385 | 29260 |  | 413 | 31388 | 496.2 | 37711.2 | 600 | 45600
| Note | Note Details
2.59.6 | - | Reinforcment Concrete (40 N/mm2) in Type I SRC cement including all shuttering,supportsand all related works as per specifications and drawings.
| Item Code | Description | Item Remarks | Unit of Measurement | Quantity/Base Price |  |  | Unit Price/Discount % (Excluding VAT) | Total |  | Unit Price/Discount % (Excluding VAT) | Total |  | Unit Price/Discount % (Excluding VAT) | Total |  | Unit Price/Discount % (Excluding VAT) | Total | Unit Price/Discount % (Excluding VAT) | Total | Unit Price/Discount % (Excluding VAT) | Total
2.59.7 | B7.2.2 | (*) Footing |  | m3 | 220 |  |  | 1334 | 293480 |  | 1710 | 376200 |  | 1170 | 257400 |  | 951 | 209220 | 1549.74 | 340942.8 | 1300 | 286000
2.59.8 | B7.2.3 | (*) water tank wall |  | m3 | 340 |  |  | 1361 | 462740 |  | 1710 | 581400 |  | 2110 | 717400 |  | 2263 | 769420 | 3004.79 | 1021628.6 | 1500 | 510000
| Note | Note Details
2.59.9 | - | SUPER STRUCTURE
2.59.10 | - | Reinforcmen Concrete (40 N/mm2) in Type I OPC cement including all shuttering,supportsand all related works as per specifications and drawings.
| Item Code | Description | Item Remarks | Unit of Measurement | Quantity/Base Price |  |  | Unit Price/Discount % (Excluding VAT) | Total |  | Unit Price/Discount % (Excluding VAT) | Total |  | Unit Price/Discount % (Excluding VAT) | Total |  | Unit Price/Discount % (Excluding VAT) | Total | Unit Price/Discount % (Excluding VAT) | Total | Unit Price/Discount % (Excluding VAT) | Total
2.59.11 | B7.2.4 | (*) Concrete columns |  | m3 | 7 |  |  | 1460 | 10220 |  | 1710 | 11970 |  | 2460 | 17220 |  | 2116 | 14812 | 3004.79 | 21033.53 | 1600 | 11200
2.59.12 | B7.2.5 | (*) Concrete beams |  | m3 | 10 |  |  | 1447 | 14470 |  | 1710 | 17100 |  | 1570 | 15700 |  | 1992 | 19920 | 2798.64 | 27986.4 | 1500 | 15000
2.59.13 | B7.2.6 | (*) water tank top slab |  | m3 | 220 |  |  | 1328 | 292160 |  | 1710 | 376200 |  | 1425 | 313500 |  | 1405 | 309100 | 2196.96 | 483331.2 | 1400 | 308000
2.59.14 | B7.2.7 | (*) Concrete slab |  | m3 | 32 |  |  | 1328 | 42496 |  | 1710 | 54720 |  | 1130 | 36160 |  | 1405 | 44960 | 2196.96 | 70302.72 | 1400 | 44800
2.59.15 | B7.2.8 | (*) parapet |  | m3 | 23 |  |  | 1328 | 30544 |  | 1710 | 39330 |  | 1400 | 32200 |  | 1914 | 44022 | 2798.64 | 64368.72 | 1300 | 29900
| Note | Note Details
2.59.16 | - | Sundries
| Item Code | Description | Item Remarks | Unit of Measurement | Quantity/Base Price |  |  | Unit Price/Discount % (Excluding VAT) | Total |  | Unit Price/Discount % (Excluding VAT) | Total |  | Unit Price/Discount % (Excluding VAT) | Total |  | Unit Price/Discount % (Excluding VAT) | Total | Unit Price/Discount % (Excluding VAT) | Total | Unit Price/Discount % (Excluding VAT) | Total
2.59.17 | B7.2.9 | (*) Expansion joints; all in accordance with the Specifications |  | Item | 1 |  |  | 1150 | 1150 |  | 0 | 0 |  | 0 | 0 |  | 17250 | 17250 | 5992.81 | 5992.81 | 20000 | 20000
| Note | Note Details
2.59.18 | - | Additional items
| Item Code | Description | Item Remarks | Unit of Measurement | Quantity/Base Price |  |  | Unit Price/Discount % (Excluding VAT) | Total |  | Unit Price/Discount % (Excluding VAT) | Total |  | Unit Price/Discount % (Excluding VAT) | Total |  | Unit Price/Discount % (Excluding VAT) | Total | Unit Price/Discount % (Excluding VAT) | Total | Unit Price/Discount % (Excluding VAT) | Total
2.59.19 | AI | (*) Contractor may price here any items which has been shown in the Contract drawings or any other Contract Documents but overlooked or not specifically mentioned inthe schedule of items and is necessary for the satisfactory completion of the Works. Should the Contractor fail to insert any item here, it will be deemed that lump sum Contract Price includes all such items and no claims for additional items will be entertained. |  | Item | 1 |  |  | 0 | 0 |  | 0 | 0 |  | 0 | 0 |  | 0 | 0 | 0 | 0 | 0 | 0
| Note | Note Details
2.59.20 | - | Please attach one PDF file to be named "Additional Items for (insert bill no/name & Section No/name)" for the details of these additional items in the additional attachment area at the end of the BOQ.
2.60 NR-PR&UGW: B7-03 MASONRY | [6 empty] | 26840 | 2 (out of 2) | 31720 |  | 2 (out of 2) | 47287.2 |  | 2 (out of 2) | 32940 |  | 2 (out of 2) | 45628 | 2 (out of 2) | 48253.44 | 2 (out of 2) | 39040
| Note | Note Details
2.60.1 | - | All the Below Quantities are for 2 Pump Rooms
2.60.2 | - | External block work
2.60.3 | - | Solid concrete masonry units bedded and jointed in cement including mortar including concrete filling, wall ties, bed joints, reinforcement metal lath (where required), head restraint, anchors and column stiffeners; including all necessary accessories; as shown on Drawing all in accordance with the Specifications
| Item Code | Description | Item Remarks | Unit of Measurement | Quantity/Base Price |  |  | Unit Price/Discount % (Excluding VAT) | Total |  | Unit Price/Discount % (Excluding VAT) | Total |  | Unit Price/Discount % (Excluding VAT) | Total |  | Unit Price/Discount % (Excluding VAT) | Total | Unit Price/Discount % (Excluding VAT) | Total | Unit Price/Discount % (Excluding VAT) | Total
2.60.4 | B7.3.1 | (*) Thermal insulated blockwork External 250MM |  | m2 | 244 |  |  | 130 | 31720 |  | 193.8 | 47287.2 |  | 135 | 32940 |  | 187 | 45628 | 197.76 | 48253.44 | 160 | 39040
| Note | Note Details
2.60.5 | - | Additional items
| Item Code | Description | Item Remarks | Unit of Measurement | Quantity/Base Price |  |  | Unit Price/Discount % (Excluding VAT) | Total |  | Unit Price/Discount % (Excluding VAT) | Total |  | Unit Price/Discount % (Excluding VAT) | Total |  | Unit Price/Discount % (Excluding VAT) | Total | Unit Price/Discount % (Excluding VAT) | Total | Unit Price/Discount % (Excluding VAT) | Total
2.60.6 | AI | (*) Contractor may price here any items which has been shown in the Contract drawings or any other Contract Documents but overlooked or not specifically mentioned inthe schedule of items and is necessary for the satisfactory completion of the Works. Should the Contractor fail to insert any item here, it will be deemed that lump sum Contract Price includes all such items and no claims for additional items will be entertained. |  | Item | 1 |  |  | 0 | 0 |  | 0 | 0 |  | 0 | 0 |  | 0 | 0 | 0 | 0 | 0 | 0
| Note | Note Details
2.60.7 | - | Please attach one PDF file to be named "Additional Items for (insert bill no/name & Section No/name)" for the details of these additional items in the additional attachment area at the end of the BOQ.
2.61 NR-PR&UGW: B7-04 METAL WORK | [6 empty] | 31200 | 4 (out of 4) | 57200 |  | 4 (out of 4) | 29640 |  | 4 (out of 4) | 61000 |  | 4 (out of 4) | 53820 | 4 (out of 4) | 86296.4 | 4 (out of 4) | 108000
| Note | Note Details
2.61.1 | - | All the Below Quantities are for 2 Pump Rooms
2.61.2 | - | Ladders
2.61.3 | - | Supply and fix Ladders including all accessories,fixing etc. all complete as detailed on drawing and engineer approval
| Item Code | Description | Item Remarks | Unit of Measurement | Quantity/Base Price |  |  | Unit Price/Discount % (Excluding VAT) | Total |  | Unit Price/Discount % (Excluding VAT) | Total |  | Unit Price/Discount % (Excluding VAT) | Total |  | Unit Price/Discount % (Excluding VAT) | Total | Unit Price/Discount % (Excluding VAT) | Total | Unit Price/Discount % (Excluding VAT) | Total
2.61.4 | B7.4.1 | (*) Cat ladder |  | No. | 4 |  |  | 5500 | 22000 |  | 3420 | 13680 |  | 6250 | 25000 |  | 6900 | 27600 | 10787.05 | 43148.2 | 12000 | 48000
2.61.5 | B7.4.2 | (*) GRP Ladder |  | No. | 4 |  |  | 3300 | 13200 |  | 1710 | 6840 |  | 3000 | 12000 |  | 5175 | 20700 | 8989.21 | 35956.84 | 10000 | 40000
| Note | Note Details
2.61.6 | - | Access cover
2.61.7 | - | Supply and fix Access cover including all accessories,fixing etc. all complete as detailed on drawing and engineer approval
| Item Code | Description | Item Remarks | Unit of Measurement | Quantity/Base Price |  |  | Unit Price/Discount % (Excluding VAT) | Total |  | Unit Price/Discount % (Excluding VAT) | Total |  | Unit Price/Discount % (Excluding VAT) | Total |  | Unit Price/Discount % (Excluding VAT) | Total | Unit Price/Discount % (Excluding VAT) | Total | Unit Price/Discount % (Excluding VAT) | Total
2.61.8 | B7.4.3 | (*) Access cover for the tank |  | No. | 4 |  |  | 5500 | 22000 |  | 2280 | 9120 |  | 6000 | 24000 |  | 1380 | 5520 | 1797.84 | 7191.36 | 5000 | 20000
| Note | Note Details
2.61.9 | - | Additional items
| Item Code | Description | Item Remarks | Unit of Measurement | Quantity/Base Price |  |  | Unit Price/Discount % (Excluding VAT) | Total |  | Unit Price/Discount % (Excluding VAT) | Total |  | Unit Price/Discount % (Excluding VAT) | Total |  | Unit Price/Discount % (Excluding VAT) | Total | Unit Price/Discount % (Excluding VAT) | Total | Unit Price/Discount % (Excluding VAT) | Total
2.61.10 | AI | (*) Contractor may price here any items which has been shown in the Contract drawings or any other Contract Documents but overlooked or not specifically mentioned inthe schedule of items and is necessary for the satisfactory completion of the Works. Should the Contractor fail to insert any item here, it will be deemed that lump sum Contract Price includes all such items and no claims for additional items will be entertained. |  | Item | 1 |  |  | 0 | 0 |  | 0 | 0 |  | 0 | 0 |  | 0 | 0 | 0 | 0 | 0 | 0
| Note | Note Details
2.61.11 | - | Please attach one PDF file to be named "Additional Items for (insert bill no/name & Section No/name)" for the details of these additional items in the additional attachment area at the end of the BOQ.
2.62 NR-PR&UGW: B7-05 THERMAL AND MOISTURE PROTECTION | [6 empty] | 293260 | 7 (out of 7) | 343744 |  | 7 (out of 7) | 1014828 |  | 7 (out of 7) | 1304840 |  | 7 (out of 7) | 698196 | 7 (out of 7) | 1430286.4 | 7 (out of 7) | 683040
| Note | Note Details
2.62.1 | - | All the Below Quantities are for 2 Pump Rooms
2.62.2 | - | Waterproofing courses
2.62.3 | - | Waterproofing system for the substructure, 2 coat of bitumen paint as per drawings and specifications.
| Item Code | Description | Item Remarks | Unit of Measurement | Quantity/Base Price |  |  | Unit Price/Discount % (Excluding VAT) | Total |  | Unit Price/Discount % (Excluding VAT) | Total |  | Unit Price/Discount % (Excluding VAT) | Total |  | Unit Price/Discount % (Excluding VAT) | Total | Unit Price/Discount % (Excluding VAT) | Total | Unit Price/Discount % (Excluding VAT) | Total
2.62.4 | B7.5.1 | (*) To horizontal areas |  | m2 | 728 |  |  | 10 | 7280 |  | 114 | 82992 |  | 10 | 7280 |  | 72 | 52416 | 57.53 | 41881.84 | 35 | 25480
2.62.5 | B7.5.2 | (*) To vertical areas |  | m2 | 1344 |  |  | 10 | 13440 |  | 136.8 | 183859.2 |  | 10 | 13440 |  | 72 | 96768 | 104.27 | 140138.88 | 35 | 47040
| Note | Note Details
2.62.6 | - | Supply and Apply GRP Lining as per drawings ,specifications
| Item Code | Description | Item Remarks | Unit of Measurement | Quantity/Base Price |  |  | Unit Price/Discount % (Excluding VAT) | Total |  | Unit Price/Discount % (Excluding VAT) | Total |  | Unit Price/Discount % (Excluding VAT) | Total |  | Unit Price/Discount % (Excluding VAT) | Total | Unit Price/Discount % (Excluding VAT) | Total | Unit Price/Discount % (Excluding VAT) | Total
2.62.7 | B7.5.4 | (*) GRP Lining |  | m2 | 2424 |  |  | 110 | 266640 |  | 285 | 690840 |  | 500 | 1212000 |  | 198 | 479952 | 479.42 | 1162114.08 | 220 | 533280
| Note | Note Details
2.62.8 | - | Supply and Apply Water stopper as per drawings ,specifications
| Item Code | Description | Item Remarks | Unit of Measurement | Quantity/Base Price |  |  | Unit Price/Discount % (Excluding VAT) | Total |  | Unit Price/Discount % (Excluding VAT) | Total |  | Unit Price/Discount % (Excluding VAT) | Total |  | Unit Price/Discount % (Excluding VAT) | Total | Unit Price/Discount % (Excluding VAT) | Total | Unit Price/Discount % (Excluding VAT) | Total
2.62.9 | B7.5.5 | (*) Water stopper |  | m | 508 |  |  | 55 | 27940 |  | 57 | 28956 |  | 60 | 30480 |  | 77 | 39116 | 89.89 | 45664.12 | 80 | 40640
| Note | Note Details
2.62.10 | - | Waterproofing system for roofing
2.62.11 | - | Supply and apply waterproofing system for roof as per drawings ,specifications
| Item Code | Description | Item Remarks | Unit of Measurement | Quantity/Base Price |  |  | Unit Price/Discount % (Excluding VAT) | Total |  | Unit Price/Discount % (Excluding VAT) | Total |  | Unit Price/Discount % (Excluding VAT) | Total |  | Unit Price/Discount % (Excluding VAT) | Total | Unit Price/Discount % (Excluding VAT) | Total | Unit Price/Discount % (Excluding VAT) | Total
2.62.12 | B7.5.6 | (*) Roof water proofing |  | m2 | 128 |  |  | 164 | 20992 |  | 171 | 21888 |  | 275 | 35200 |  | 198 | 25344 | 251.7 | 32217.6 | 250 | 32000
2.62.13 | B7.5.7 | (*) Roofing wp skirting |  | m | 92 |  |  | 81 | 7452 |  | 68.4 | 6292.8 |  | 70 | 6440 |  | 50 | 4600 | 89.89 | 8269.88 | 50 | 4600
| Note | Note Details
2.62.14 | - | Additional items
| Item Code | Description | Item Remarks | Unit of Measurement | Quantity/Base Price |  |  | Unit Price/Discount % (Excluding VAT) | Total |  | Unit Price/Discount % (Excluding VAT) | Total |  | Unit Price/Discount % (Excluding VAT) | Total |  | Unit Price/Discount % (Excluding VAT) | Total | Unit Price/Discount % (Excluding VAT) | Total | Unit Price/Discount % (Excluding VAT) | Total
2.62.15 | AI | (*) Contractor may price here any items which has been shown in the Contract drawings or any other Contract Documents but overlooked or not specifically mentioned inthe schedule of items and is necessary for the satisfactory completion of the Works. Should the Contractor fail to insert any item here, it will be deemed that lump sum Contract Price includes all such items and no claims for additional items will be entertained. |  | Item | 1 |  |  | 0 | 0 |  | 0 | 0 |  | 0 | 0 |  | 0 | 0 | 0 | 0 | 0 | 0
| Note | Note Details
2.62.16 | - | Please attach one PDF file to be named "Additional Items for (insert bill no/name & Section No/name)" for the details of these additional items in the additional attachment area at the end of the BOQ.
2.63 NR-PR&UGW: B7-06 DOORS AND WINDOWS | [6 empty] | 22080 | 3 (out of 3) | 30624 |  | 3 (out of 3) | 26448 |  | 3 (out of 3) | 22080 |  | 3 (out of 3) | 42240 | 3 (out of 3) | 480862.77 | 3 (out of 3) | 72000
| Note | Note Details
2.63.1 | - | All the Below Quantities are for 2 Pump Rooms
2.63.2 | - | Aluminium Door
2.63.3 | - | Supply and install powder coated Aluminium Door with all accessories needed for installation as per mention in drawings & specifications
| Item Code | Description | Item Remarks | Unit of Measurement | Quantity/Base Price |  |  | Unit Price/Discount % (Excluding VAT) | Total |  | Unit Price/Discount % (Excluding VAT) | Total |  | Unit Price/Discount % (Excluding VAT) | Total |  | Unit Price/Discount % (Excluding VAT) | Total | Unit Price/Discount % (Excluding VAT) | Total | Unit Price/Discount % (Excluding VAT) | Total
2.63.4 | B7.6.1 | (*) D1, size 2000mm x 2400mm Aluminium door |  | No. | 4 |  |  | 5016 | 20064 |  | 4332 | 17328 |  | 2920 | 11680 |  | 7392 | 29568 | 10427.48 | 41709.92 | 10000 | 40000
| Note | Note Details
2.63.5 | - | Window
2.63.6 | - | Supply and install Windows including all accessories needed for installation as per mention in drawings & specifications
| Item Code | Description | Item Remarks | Unit of Measurement | Quantity/Base Price |  |  | Unit Price/Discount % (Excluding VAT) | Total |  | Unit Price/Discount % (Excluding VAT) | Total |  | Unit Price/Discount % (Excluding VAT) | Total |  | Unit Price/Discount % (Excluding VAT) | Total | Unit Price/Discount % (Excluding VAT) | Total | Unit Price/Discount % (Excluding VAT) | Total
2.63.7 | B7.6.2 | (*) W1, size 1000mm x 1200mm double glass |  | No. | 8 |  |  | 1320 | 10560 |  | 1140 | 9120 |  | 1300 | 10400 |  | 1584 | 12672 | 2756.69 | 22053.52 | 4000 | 32000
| Note | Note Details
2.63.8 | - | Additional items
| Item Code | Description | Item Remarks | Unit of Measurement | Quantity/Base Price |  |  | Unit Price/Discount % (Excluding VAT) | Total |  | Unit Price/Discount % (Excluding VAT) | Total |  | Unit Price/Discount % (Excluding VAT) | Total |  | Unit Price/Discount % (Excluding VAT) | Total | Unit Price/Discount % (Excluding VAT) | Total | Unit Price/Discount % (Excluding VAT) | Total
2.63.9 | AI | (*) Contractor may price here any items which has been shown in the Contract drawings or any other Contract Documents but overlooked or not specifically mentioned inthe schedule of items and is necessary for the satisfactory completion of the Works. Should the Contractor fail to insert any item here, it will be deemed that lump sum Contract Price includes all such items and no claims for additional items will be entertained. |  | Item | 1 |  |  | 0 | 0 |  | 0 | 0 |  | 0 | 0 |  | 0 | 0 | 417099.33 | 417099.33 | 0 | 0
| Note | Note Details
2.63.10 | - | Please attach one PDF file to be named "Additional Items for (insert bill no/name & Section No/name)" for the details of these additional items in the additional attachment area at the end of the BOQ.
2.64 NR-PR&UGW: B7-07 FINISHES | [6 empty] | 139928 | 8 (out of 8) | 127368 |  | 8 (out of 8) | 352807.2 |  | 8 (out of 8) | 104040 |  | 8 (out of 8) | 114512 | 8 (out of 8) | 296114.32 | 8 (out of 8) | 160200
| Note | Note Details
2.64.1 | - | All the Below Quantities are for 2 Pump Rooms
2.64.2 | - | External wall Finish
2.64.3 | - | Prepare and apply paint on Plaster including all necessary work as per drawing , specifications subject to engineers approval.
| Item Code | Description | Item Remarks | Unit of Measurement | Quantity/Base Price |  |  | Unit Price/Discount % (Excluding VAT) | Total |  | Unit Price/Discount % (Excluding VAT) | Total |  | Unit Price/Discount % (Excluding VAT) | Total |  | Unit Price/Discount % (Excluding VAT) | Total | Unit Price/Discount % (Excluding VAT) | Total | Unit Price/Discount % (Excluding VAT) | Total
2.64.4 | B7.7.1 | (*) External epoxy paint over plaster and inside Parapet |  | m2 | 600 |  |  | 45 | 27000 |  | 91.2 | 54720 |  | 30 | 18000 |  | 40 | 24000 | 65.92 | 39552 | 85 | 51000
| Note | Note Details
2.64.5 | - | Wall Finishes
2.64.6 | - | Prepare and apply paint on Plaster including all necessary work as per drawing ,specifications and subject to engineers approval.DIVISION 9 - 09 91 23
| Item Code | Description | Item Remarks | Unit of Measurement | Quantity/Base Price |  |  | Unit Price/Discount % (Excluding VAT) | Total |  | Unit Price/Discount % (Excluding VAT) | Total |  | Unit Price/Discount % (Excluding VAT) | Total |  | Unit Price/Discount % (Excluding VAT) | Total | Unit Price/Discount % (Excluding VAT) | Total | Unit Price/Discount % (Excluding VAT) | Total
2.64.7 | B7.7.2 | (*) Internal Epoxy Paint |  | m2 | 296 |  |  | 39 | 11544 |  | 91.2 | 26995.2 |  | 30 | 8880 |  | 40 | 11840 | 41.95 | 12417.2 | 65 | 19240
| Note | Note Details
2.64.8 | - | Floor Finishes
2.64.9 | - | Supply and fix Epoxy paint on cement screed including all necessary wrok as per drawing and specifications ,DIVISION 9 - 096723
| Item Code | Description | Item Remarks | Unit of Measurement | Quantity/Base Price |  |  | Unit Price/Discount % (Excluding VAT) | Total |  | Unit Price/Discount % (Excluding VAT) | Total |  | Unit Price/Discount % (Excluding VAT) | Total |  | Unit Price/Discount % (Excluding VAT) | Total | Unit Price/Discount % (Excluding VAT) | Total | Unit Price/Discount % (Excluding VAT) | Total
2.64.10 | B7.7.3 | (*) Epoxy on cement screed |  | m2 | 128 |  |  | 56 | 7168 |  | 91.2 | 11673.6 |  | 30 | 3840 |  | 71 | 9088 | 117.46 | 15034.88 | 100 | 12800
| Note | Note Details
2.64.11 | - | Ceiling Finishes
2.64.12 | - | Supply andApply Epoxy Paint over plaster including all necessary work as per drawing , specifications subject to engineers approval.DIVISION 9-09 91 23
| Item Code | Description | Item Remarks | Unit of Measurement | Quantity/Base Price |  |  | Unit Price/Discount % (Excluding VAT) | Total |  | Unit Price/Discount % (Excluding VAT) | Total |  | Unit Price/Discount % (Excluding VAT) | Total |  | Unit Price/Discount % (Excluding VAT) | Total | Unit Price/Discount % (Excluding VAT) | Total | Unit Price/Discount % (Excluding VAT) | Total
2.64.13 | B7.7.4 | (*) Epoxy Paint over plaster |  | m2 | 128 |  |  | 39 | 4992 |  | 91.2 | 11673.6 |  | 30 | 3840 |  | 40 | 5120 | 41.95 | 5369.6 | 65 | 8320
| Note | Note Details
2.64.14 | - | Backgrounds
2.64.15 | - | Supply and apply ready mixed sand cement plaster with all related accessories mesh, angles, etc., as per drawings and specifications. Cement plaster finish to internal surfaces
| Item Code | Description | Item Remarks | Unit of Measurement | Quantity/Base Price |  |  | Unit Price/Discount % (Excluding VAT) | Total |  | Unit Price/Discount % (Excluding VAT) | Total |  | Unit Price/Discount % (Excluding VAT) | Total |  | Unit Price/Discount % (Excluding VAT) | Total | Unit Price/Discount % (Excluding VAT) | Total | Unit Price/Discount % (Excluding VAT) | Total
2.64.16 | B7.7.5 | (*) Internal Wall plaster |  | m2 | 296 |  |  | 39 | 11544 |  | 153.9 | 45554.4 |  | 35 | 10360 |  | 36 | 10656 | 113.86 | 33702.56 | 35 | 10360
2.64.17 | B7.7.6 | (*) External wall plaster |  | m2 | 1200 |  |  | 50 | 60000 |  | 153.9 | 184680 |  | 45 | 54000 |  | 41 | 49200 | 146.22 | 175464 | 45 | 54000
2.64.18 | B7.7.7 | (*) Ceiling plaster |  | m2 | 128 |  |  | 40 | 5120 |  | 136.8 | 17510.4 |  | 40 | 5120 |  | 36 | 4608 | 113.86 | 14574.08 | 35 | 4480
| Note | Note Details
2.64.19 | - | Additional items
| Item Code | Description | Item Remarks | Unit of Measurement | Quantity/Base Price |  |  | Unit Price/Discount % (Excluding VAT) | Total |  | Unit Price/Discount % (Excluding VAT) | Total |  | Unit Price/Discount % (Excluding VAT) | Total |  | Unit Price/Discount % (Excluding VAT) | Total | Unit Price/Discount % (Excluding VAT) | Total | Unit Price/Discount % (Excluding VAT) | Total
2.64.20 | AI | (*) Contractor may price here any items which has been shown in the Contract drawings or any other Contract Documents but overlooked or not specifically mentioned inthe schedule of items and is necessary for the satisfactory completion of the Works. Should the Contractor fail to insert any item here, it will be deemed that lump sum Contract Price includes all such items and no claims for additional items will be entertained. |  | Item | 1 |  |  | 0 | 0 |  | 0 | 0 |  | 0 | 0 |  | 0 | 0 | 0 | 0 | 0 | 0
| Note | Note Details
2.64.21 | - | Please attach one PDF file to be named "Additional Items for (insert bill no/name & Section No/name)" for the details of these additional items in the additional attachment area at the end of the BOQ.
2.65 NR-PR&UGW: B7-8 ACCESSORIES | [6 empty] | 2000 | 2 (out of 2) | 8000 |  | 2 (out of 2) | 11400 |  | 2 (out of 2) | 1000 |  | 2 (out of 2) | 37500 | 2 (out of 2) | 5992.81 | 2 (out of 2) | 25000
| Note | Note Details
2.65.1 | - | All the Below Quantities are for 2 Pump Rooms
2.65.2 | - | Signage
2.65.3 | - | Supply and install Signage ,including all accessories needed for installation as per mention in drawings & specifications
| Item Code | Description | Item Remarks | Unit of Measurement | Quantity/Base Price |  |  | Unit Price/Discount % (Excluding VAT) | Total |  | Unit Price/Discount % (Excluding VAT) | Total |  | Unit Price/Discount % (Excluding VAT) | Total |  | Unit Price/Discount % (Excluding VAT) | Total | Unit Price/Discount % (Excluding VAT) | Total | Unit Price/Discount % (Excluding VAT) | Total
2.65.4 | B7.8.1 | (*) Signage |  | Item | 1 |  |  | 8000 | 8000 |  | 11400 | 11400 |  | 1000 | 1000 |  | 37500 | 37500 | 5992.81 | 5992.81 | 25000 | 25000
| Note | Note Details
2.65.5 | - | Additional items
| Item Code | Description | Item Remarks | Unit of Measurement | Quantity/Base Price |  |  | Unit Price/Discount % (Excluding VAT) | Total |  | Unit Price/Discount % (Excluding VAT) | Total |  | Unit Price/Discount % (Excluding VAT) | Total |  | Unit Price/Discount % (Excluding VAT) | Total | Unit Price/Discount % (Excluding VAT) | Total | Unit Price/Discount % (Excluding VAT) | Total
2.65.6 | AI | (*) Contractor may price here any items which has been shown in the Contract drawings or any other Contract Documents but overlooked or not specifically mentioned inthe schedule of items and is necessary for the satisfactory completion of the Works. Should the Contractor fail to insert any item here, it will be deemed that lump sum Contract Price includes all such items and no claims for additional items will be entertained. |  | Item | 1 |  |  | 0 | 0 |  | 0 | 0 |  | 0 | 0 |  | 0 | 0 | 0 | 0 | 0 | 0
| Note | Note Details
2.65.7 | - | Please attach one PDF file to be named "Additional Items for (insert bill no/name & Section No/name)" for the details of these additional items in the additional attachment area at the end of the BOQ.
2.66 NR-PR&UGW: B7-9 MECHANICAL INSTALLATION | [6 empty] | 720380 | 30 (out of 30) | 276580 |  | 30 (out of 30) | 1466815.2 |  | 30 (out of 30) | 2550920 |  | 30 (out of 30) | 0 | 30 (out of 30) | 2785614.21 | 30 (out of 30) | 1200000
| Note | Note Details
2.66.1 | - | All the Below Quantities are for 2 Pump Rooms
2.66.2 | - | Air Conditioning
| Item Code | Description | Item Remarks | Unit of Measurement | Quantity/Base Price |  |  | Unit Price/Discount % (Excluding VAT) | Total |  | Unit Price/Discount % (Excluding VAT) | Total |  | Unit Price/Discount % (Excluding VAT) | Total |  | Unit Price/Discount % (Excluding VAT) | Total | Unit Price/Discount % (Excluding VAT) | Total | Unit Price/Discount % (Excluding VAT) | Total
2.66.3 | B7.9.1 | (*) Supply, install , test and commissioning of Wall mounted DX Split Unit with refrigerant pipe, Insulation, complete accessories, fittings, fixings and wirings etc.. all in accordance with specifications and drawings. |  | No. | 4 |  |  | 0 | 0 |  | 7410 | 29640 |  | 9500 | 38000 |  | 0 | 0 | 19870.88 | 79483.52 | 0 | 0
| Note | Note Details
2.66.4 | - | Storm Water
| Item Code | Description | Item Remarks | Unit of Measurement | Quantity/Base Price |  |  | Unit Price/Discount % (Excluding VAT) | Total |  | Unit Price/Discount % (Excluding VAT) | Total |  | Unit Price/Discount % (Excluding VAT) | Total |  | Unit Price/Discount % (Excluding VAT) | Total | Unit Price/Discount % (Excluding VAT) | Total | Unit Price/Discount % (Excluding VAT) | Total
2.66.5 | B7.9.2 | (*) Soakaway Pit Cover |  | No. | 2 |  |  | 0 | 0 |  | 5700 | 11400 |  | 6500 | 13000 |  | 0 | 0 | 4059.34 | 8118.68 | 0 | 0
2.66.6 | B7.9.3 | (*) Rain Water Inlet |  | No. | 2 |  |  | 0 | 0 |  | 627 | 1254 |  | 850 | 1700 |  | 0 | 0 | 6812.87 | 13625.74 | 0 | 0
2.66.7 | B7.9.4 | (*) Rain water pipe 110 mm |  | m | 20 |  |  | 0 | 0 |  | 125.4 | 2508 |  | 120 | 2400 |  | 0 | 0 | 136.26 | 2725.2 | 0 | 0
| Note | Note Details
2.66.8 | - | Water Supply
| Item Code | Description | Item Remarks | Unit of Measurement | Quantity/Base Price |  |  | Unit Price/Discount % (Excluding VAT) | Total |  | Unit Price/Discount % (Excluding VAT) | Total |  | Unit Price/Discount % (Excluding VAT) | Total |  | Unit Price/Discount % (Excluding VAT) | Total | Unit Price/Discount % (Excluding VAT) | Total | Unit Price/Discount % (Excluding VAT) | Total
2.66.9 | B7.9.5 | (*) Pump Set complete including valves, flexible connections, pressure vessel, vibration isolators, safety devices, prewired control panels, DDC with buzzer and flash indicator strainers, foundations and electrical connections to local outlets; all in accordance with the specification and drawings; Transfer Pump |  | No. | 2 |  |  | 0 | 0 |  | 18240 | 36480 |  | 65000 | 130000 |  | 0 | 0 | 68128.75 | 136257.5 | 0 | 0
2.66.10 | B7.9.6 | (*) Ditto; Filtration Pump |  | No. | 2 |  |  | 0 | 0 |  | 18240 | 36480 |  | 15000 | 30000 |  | 0 | 0 | 8516.09 | 17032.18 | 0 | 0
2.66.11 | B7.9.9 | (*) Polypropylene pipe and fittings including insulation, accessories and connections; all in accordance with the specification and drawings; 32 mm dia |  | m | 28 |  |  | 0 | 0 |  | 39.9 | 1117.2 |  | 60 | 1680 |  | 0 | 0 | 283.87 | 7948.36 | 0 | 0
2.66.12 | B7.9.7 | (*) Multimedia Filtration System; all in accordance with the specification and drawings |  | No. | 2 |  |  | 0 | 0 |  | 57000 | 114000 |  | 50000 | 100000 |  | 0 | 0 | 85160.93 | 170321.86 | 0 | 0
2.66.13 | B7.9.8 | (*) Copper Silver Ionization Filtration System; all in accordance with the specification and drawings |  | No. | 2 |  |  | 0 | 0 |  | 34200 | 68400 |  | 75000 | 150000 |  | 0 | 0 | 170321.87 | 340643.74 | 0 | 0
2.66.14 | B7.9.9 | (*) Water GRP tank complete with all interconnecting piping, fittings, valves, etc.; all in accordance with the specification and drawings |  | No. | 2 |  |  | 0 | 0 |  | 39900 | 79800 |  | 62000 | 124000 |  | 0 | 0 | 34064.37 | 68128.74 | 0 | 0
| Note | Note Details
2.66.15 | - | Fire protection
2.66.16 | - | Supply and installation, testing, commissioning fire fighting system with all accessories as per ADDC latest code
| Item Code | Description | Item Remarks | Unit of Measurement | Quantity/Base Price |  |  | Unit Price/Discount % (Excluding VAT) | Total |  | Unit Price/Discount % (Excluding VAT) | Total |  | Unit Price/Discount % (Excluding VAT) | Total |  | Unit Price/Discount % (Excluding VAT) | Total | Unit Price/Discount % (Excluding VAT) | Total | Unit Price/Discount % (Excluding VAT) | Total
2.66.17 | B7.9.10 | (*) Fire extinguishers and equipment complete as specified including supports, brackets, instruction signs and the like; all in accordance with the specification and drawings; 6 kg dry powder fire extinguisher |  | No. | 2 |  |  | 0 | 0 |  | 228 | 456 |  | 400 | 800 |  | 0 | 0 | 1021.93 | 2043.86 | 0 | 0
2.66.18 | B7.9.11 | (*) 5 kg CO2 Fire Extinguisher |  | No. | 2 |  |  | 0 | 0 |  | 285 | 570 |  | 420 | 840 |  | 0 | 0 | 510.97 | 1021.94 | 0 | 0
2.66.19 | B7.9.12 | (*) 2x4 way Inlet Breaching |  | No. | 2 |  |  | 0 | 0 |  | 3990 | 7980 |  | 10000 | 20000 |  | 0 | 0 | 1703.22 | 3406.44 | 0 | 0
2.66.20 | B7.9.13 | (*) UL/FM Fire pump controller |  | No. | 4 |  |  | 0 | 0 |  | 22800 | 91200 |  | 7000 | 28000 |  | 0 | 0 | 22709.58 | 90838.32 | 0 | 0
2.66.21 | B7.9.14 | (*) Tank Circulation Pump set complete including valves, flexible connections, pressure vessel, vibration isolators, safety devices, prewired control panels, DDC with buzzer and flash indicator strainers, foundations and electrical connections to local outlets; all in accordance with the specification and drawings; |  | No. | 2 |  |  | 0 | 0 |  | 22800 | 45600 |  | 40000 | 80000 |  | 0 | 0 | 13625.75 | 27251.5 | 0 | 0
2.66.22 | B7.9.15 | (*) Fire fighting pump set complete including pump accessories all piping within pump room, valves, flexible connections, pressure vessel, strainer, vibrator, isolators, pre-wired control panels and electrical connection to local outlets; all in accordance with the specification and drawings; Fire pump set for building sprinkler and standpipe system (1 Electrical / 1 Diesel and jockey) |  | No. | 2 |  |  | 0 | 0 |  | 444600 | 889200 |  | 900000 | 1800000 |  | 0 | 0 | 851609.34 | 1703218.68 | 0 | 0
| Note | Note Details
2.66.23 | - | SUNDRIES:-
| Item Code | Description | Item Remarks | Unit of Measurement | Quantity/Base Price |  |  | Unit Price/Discount % (Excluding VAT) | Total |  | Unit Price/Discount % (Excluding VAT) | Total |  | Unit Price/Discount % (Excluding VAT) | Total |  | Unit Price/Discount % (Excluding VAT) | Total | Unit Price/Discount % (Excluding VAT) | Total | Unit Price/Discount % (Excluding VAT) | Total
2.66.24 | B7.9.16 | (*) Allow for supports |  | Item | 1 |  |  | 0 | 0 |  | 2280 | 2280 |  | 5000 | 5000 |  | 0 | 0 | 17032.19 | 17032.19 | 0 | 0
2.66.25 | B7.9.17 | (*) Allow for identifications, tag plates, labels, signage and colour coding for all services. |  | Item | 1 |  |  | 0 | 0 |  | 2280 | 2280 |  | 2500 | 2500 |  | 0 | 0 | 5677.4 | 5677.4 | 0 | 0
2.66.26 | B7.9.18 | (*) Allow for testing and pre-commissioning |  | Item | 1 |  |  | 0 | 0 |  | 3420 | 3420 |  | 1000 | 1000 |  | 0 | 0 | 17032.19 | 17032.19 | 0 | 0
2.66.27 | B7.9.19 | (*) Allow for commissioning |  | Item | 1 |  |  | 0 | 0 |  | 570 | 570 |  | 1500 | 1500 |  | 0 | 0 | 11354.79 | 11354.79 | 0 | 0
2.66.28 | B7.9.20 | (*) Allow for tools and spares |  | Item | 1 |  |  | 0 | 0 |  | 570 | 570 |  | 500 | 500 |  | 0 | 0 | 11354.79 | 11354.79 | 0 | 0
2.66.29 | B7.9.21 | (*) Allow for document and certification |  | Item | 1 |  |  | 0 | 0 |  | 570 | 570 |  | 1500 | 1500 |  | 0 | 0 | 5677.4 | 5677.4 | 0 | 0
2.66.30 | B7.9.22 | (*) Allow for co-ordination with other services |  | Item | 1 |  |  | 0 | 0 |  | 1140 | 1140 |  | 1000 | 1000 |  | 0 | 0 | 5677.4 | 5677.4 | 0 | 0
2.66.31 | B7.9.23 | (*) Allow for cutting or forming holes, mortises, chases, or the like and making good finishing |  | Item | 1 |  |  | 0 | 0 |  | 2280 | 2280 |  | 2000 | 2000 |  | 0 | 0 | 5677.4 | 5677.4 | 0 | 0
2.66.32 | B7.9.24 | (*) Allow for building in or cutting and pinning brackets or the like and making good finishing |  | Item | 1 |  |  | 0 | 0 |  | 3420 | 3420 |  | 2000 | 2000 |  | 0 | 0 | 5677.4 | 5677.4 | 0 | 0
2.66.33 | B7.9.25 | (*) Allow for protective painting to all systems |  | Item | 1 |  |  | 0 | 0 |  | 3420 | 3420 |  | 1500 | 1500 |  | 0 | 0 | 5677.4 | 5677.4 | 0 | 0
2.66.34 | B7.9.26 | (*) Allow for decorative painting to all systems |  | Item | 1 |  |  | 0 | 0 |  | 4560 | 4560 |  | 1500 | 1500 |  | 0 | 0 | 5677.4 | 5677.4 | 0 | 0
2.66.35 | B7.9.27 | (*) Allow for drawings, manuals, submittal, samples inspections, instruction books |  | Item | 1 |  |  | 0 | 0 |  | 17100 | 17100 |  | 2500 | 2500 |  | 0 | 0 | 5677.4 | 5677.4 | 0 | 0
2.66.36 | B7.9.28 | (*) Allow for builders work |  | Item | 1 |  |  | 276580 | 276580 |  | 9120 | 9120 |  | 8000 | 8000 |  | 0 | 0 | 11354.79 | 11354.79 | 0 | 0
| Note | Note Details
2.66.37 | - | Additional items
| Item Code | Description | Item Remarks | Unit of Measurement | Quantity/Base Price |  |  | Unit Price/Discount % (Excluding VAT) | Total |  | Unit Price/Discount % (Excluding VAT) | Total |  | Unit Price/Discount % (Excluding VAT) | Total |  | Unit Price/Discount % (Excluding VAT) | Total | Unit Price/Discount % (Excluding VAT) | Total | Unit Price/Discount % (Excluding VAT) | Total
2.66.38 | AI | (*) Contractor may price here any items which has been shown in the Contract drawings or any other Contract Documents but overlooked or not specifically mentioned inthe schedule of items and is necessary for the satisfactory completion of the Works. Should the Contractor fail to insert any item here, it will be deemed that lump sum Contract Price includes all such items and no claims for additional items will be entertained. |  | Item | 1 |  |  | 0 | 0 |  | 0 | 0 |  | 0 | 0 |  | 0 | 0 | 0 | 0 | 1200000 | 1200000
| Note | Note Details
2.66.39 | - | Please attach one PDF file to be named "Additional Items for (insert bill no/name & Section No/name)" for the details of these additional items in the additional attachment area at the end of the BOQ.
2.67 NR-PR&UGW: B7-10 ELECTRICAL INSTALLATION | [6 empty] | 48550 | 34 (out of 34) | 94082 |  | 34 (out of 34) | 136341.72 |  | 34 (out of 34) | 104358 |  | 34 (out of 34) | 0 | 34 (out of 34) | 257583.35 | 34 (out of 34) | 492000
| Note | Note Details
2.67.1 | - | All the Below Quantities are for 2 Pump Rooms
2.67.2 | - | Electrical Works
2.67.3 | - | Final Distribution Board
2.67.4 | - | Supply, install, test and commission Wall mounted/ Free Standing Final Distribution Boards including circuit breakers, energy monitoring, conduits, ducts and trays from incoming/Outgoing power supply and all terminations as shown on the Drawings & Specifications for the following:-
| Item Code | Description | Item Remarks | Unit of Measurement | Quantity/Base Price |  |  | Unit Price/Discount % (Excluding VAT) | Total |  | Unit Price/Discount % (Excluding VAT) | Total |  | Unit Price/Discount % (Excluding VAT) | Total |  | Unit Price/Discount % (Excluding VAT) | Total | Unit Price/Discount % (Excluding VAT) | Total | Unit Price/Discount % (Excluding VAT) | Total
2.67.5 | B7.10.1 | (*) DB-Pump |  | No. | 2 |  |  | 0 | 0 |  | 1710 | 3420 |  | 4000 | 8000 |  | 0 | 0 | 5677.4 | 11354.8 | 0 | 0
| Note | Note Details
2.67.6 | - | CABLES AND CABLES SUPPORT SYSTEMS:-
2.67.7 | - | Supply, install, test and commission of Low Voltage armoured cables including glands, connections, conduits, cable ducts, Cable Trays, GI cable trunking, civil works, cable cleats, earthing cable, fixings and termination complete as shown on Drawings and Specifications
2.67.8 | - | Cables from SMDB to the following
| Item Code | Description | Item Remarks | Unit of Measurement | Quantity/Base Price |  |  | Unit Price/Discount % (Excluding VAT) | Total |  | Unit Price/Discount % (Excluding VAT) | Total |  | Unit Price/Discount % (Excluding VAT) | Total |  | Unit Price/Discount % (Excluding VAT) | Total | Unit Price/Discount % (Excluding VAT) | Total | Unit Price/Discount % (Excluding VAT) | Total
2.67.9 | B7.10.2 | (*) (4C 16mm2 XLPE/SWA/PVC + 1C 10mm2 CU PVC) |  | m | 50 |  |  | 0 | 0 |  | 239.4 | 11970 |  | 70 | 3500 |  | 0 | 0 | 79.48 | 3974 | 0 | 0
| Note | Note Details
2.67.10 | - | Cables Trays and Trunking
2.67.11 | - | Internal armoured cables, cable trays, cable ducts, GI cable trunking, civil works etc. including all fixings and termination complete as per shown in schematic diagram, load schedules and drawings.
| Item Code | Description | Item Remarks | Unit of Measurement | Quantity/Base Price |  |  | Unit Price/Discount % (Excluding VAT) | Total |  | Unit Price/Discount % (Excluding VAT) | Total |  | Unit Price/Discount % (Excluding VAT) | Total |  | Unit Price/Discount % (Excluding VAT) | Total | Unit Price/Discount % (Excluding VAT) | Total | Unit Price/Discount % (Excluding VAT) | Total
2.67.12 | B7.10.3 | (*) GI Trunking 50mm x 50mm |  | Item | 1 |  |  | 0 | 0 |  | 38.76 | 38.76 |  | 500 | 500 |  | 0 | 0 | 8516.09 | 8516.09 | 0 | 0
2.67.13 | B7.10.4 | (*) GI Trunking 100mm x 100mm |  | Item | 1 |  |  | 0 | 0 |  | 84.36 | 84.36 |  | 500 | 500 |  | 0 | 0 | 9651.57 | 9651.57 | 0 | 0
2.67.14 | B7.10.5 | (*) GI Trunking 150mm x 150mm |  | Item | 1 |  |  | 0 | 0 |  | 152.76 | 152.76 |  | 500 | 500 |  | 0 | 0 | 9935.44 | 9935.44 | 0 | 0
2.67.15 | B7.10.6 | (*) 100mm HDGI cable tray |  | Item | 1 |  |  | 0 | 0 |  | 57 | 57 |  | 2500 | 2500 |  | 0 | 0 | 9083.83 | 9083.83 | 0 | 0
2.67.16 | B7.10.7 | (*) 150 mm HDGI cable tray |  | Item | 1 |  |  | 0 | 0 |  | 70.68 | 70.68 |  | 1000 | 1000 |  | 0 | 0 | 9651.57 | 9651.57 | 0 | 0
2.67.17 | B7.10.8 | (*) 200 mm HDGI cable tray |  | Item | 1 |  |  | 0 | 0 |  | 88.92 | 88.92 |  | 1000 | 1000 |  | 0 | 0 | 11354.79 | 11354.79 | 0 | 0
2.67.18 | B7.10.9 | (*) 300 mm HDGI cable tray |  | Item | 1 |  |  | 0 | 0 |  | 109.44 | 109.44 |  | 10800 | 10800 |  | 0 | 0 | 13625.75 | 13625.75 | 0 | 0
| Note | Note Details
2.67.19 | - | DISCONNECTING SWITCHES:-
2.67.20 | - | Supply ,Install, testing and commissioning AC23,IP65 Disconnecting switches including all interconnecting cables, wires , trays and Equipments Points from SMD panels and terminations.
| Item Code | Description | Item Remarks | Unit of Measurement | Quantity/Base Price |  |  | Unit Price/Discount % (Excluding VAT) | Total |  | Unit Price/Discount % (Excluding VAT) | Total |  | Unit Price/Discount % (Excluding VAT) | Total |  | Unit Price/Discount % (Excluding VAT) | Total | Unit Price/Discount % (Excluding VAT) | Total | Unit Price/Discount % (Excluding VAT) | Total
2.67.21 | B7.10.10 | (*) Single phase Isolator (SPN) IP65 |  | No. | 4 |  |  | 0 | 0 |  | 912 | 3648 |  | 300 | 1200 |  | 0 | 0 | 965.16 | 3860.64 | 0 | 0
2.67.22 | B7.10.11 | (*) Three Phase Isolator (TPN) IP 65 |  | No. | 6 |  |  | 0 | 0 |  | 1596 | 9576 |  | 650 | 3900 |  | 0 | 0 | 1703.22 | 10219.32 | 0 | 0
2.67.23 | B7.10.12 | (*) Three Phase Isolator (TPN) IP 65 |  | No. | 2 |  |  | 0 | 0 |  | 1596 | 3192 |  | 6000 | 12000 |  | 0 | 0 | 1703.22 | 3406.44 | 0 | 0
| Note | Note Details
2.67.24 | - | POWER INSTALLATION:
2.67.25 | - | Wiring Devices Points
2.67.26 | - | Supply ,Install, testing and commissioning complete including points of Wiring devices with cover plates and outlet boxes , wiring cable tray & required all terminations,conduits,boxes , back boxes, couplers, draw boxes, junction boxes, wiring etc complete as per Drawings and Specifications.
| Item Code | Description | Item Remarks | Unit of Measurement | Quantity/Base Price |  |  | Unit Price/Discount % (Excluding VAT) | Total |  | Unit Price/Discount % (Excluding VAT) | Total |  | Unit Price/Discount % (Excluding VAT) | Total |  | Unit Price/Discount % (Excluding VAT) | Total | Unit Price/Discount % (Excluding VAT) | Total | Unit Price/Discount % (Excluding VAT) | Total
2.67.27 | B7.10.13 | (*) 13A switched double socket outlet WEATHER PROOF |  | No. | 6 |  |  | 0 | 0 |  | 342 | 2052 |  | 480 | 2880 |  | 0 | 0 | 851.61 | 5109.66 | 0 | 0
| Note | Note Details
2.67.28 | - | LIGHTING FIXTURES
2.67.29 | - | Supply, install, testing and commissioning complete Light fittings including cabling, wiring, conduits and switches in connections to permanent wiring system
| Item Code | Description | Item Remarks | Unit of Measurement | Quantity/Base Price |  |  | Unit Price/Discount % (Excluding VAT) | Total |  | Unit Price/Discount % (Excluding VAT) | Total |  | Unit Price/Discount % (Excluding VAT) | Total |  | Unit Price/Discount % (Excluding VAT) | Total | Unit Price/Discount % (Excluding VAT) | Total | Unit Price/Discount % (Excluding VAT) | Total
2.67.30 | B7.10.14 | (*) Electrical points for Type L3 |  | No. | 18 |  |  | 0 | 0 |  | 427.5 | 7695 |  | 0 | 0 |  | 0 | 0 | 965.16 | 17372.88 | 0 | 0
2.67.31 | B7.10.15 | (*) Surface Mountain Self Contained Non Maintained, 3 Hours Duration 1x12W Emergency Light |  | No. | 4 |  |  | 0 | 0 |  | 820.8 | 3283.2 |  | 1170 | 4680 |  | 0 | 0 | 1703.22 | 6812.88 | 0 | 0
| Note | Note Details
2.67.32 | - | WIRING DEVICES & ACCESSORIES
2.67.33 | - | Supply, install and connect the following devices including device boxes, cover, plates, conduits and wiring between devices and distribution boards, switch panels, etc. as per drawings:
| Item Code | Description | Item Remarks | Unit of Measurement | Quantity/Base Price |  |  | Unit Price/Discount % (Excluding VAT) | Total |  | Unit Price/Discount % (Excluding VAT) | Total |  | Unit Price/Discount % (Excluding VAT) | Total |  | Unit Price/Discount % (Excluding VAT) | Total | Unit Price/Discount % (Excluding VAT) | Total | Unit Price/Discount % (Excluding VAT) | Total
2.67.34 | B7.10.16 | (*) 20A double pole switch |  | No. | 4 |  |  | 0 | 0 |  | 222.3 | 889.2 |  | 300 | 1200 |  | 0 | 0 | 851.61 | 3406.44 | 0 | 0
2.67.35 | B7.10.17 | (*) One way one gang lighting grid switch |  | No. | 2 |  |  | 0 | 0 |  | 205.2 | 410.4 |  | 280 | 560 |  | 0 | 0 | 738.06 | 1476.12 | 0 | 0
| Note | Note Details
2.67.36 | - | FIRE ALARM
2.67.37 | - | ANALOGUE ADDRESSABLE FIRE ALARM SYSTEM
2.67.38 | - | Fire Alarm Installation
2.67.39 | - | Complete addressable fire alarm system including all devices / elements as shown on the drawings and/or in specification including supply, installation, connections, testing & commissioning and documentation. Include all builders work, detector base, fixing accessories, fire resistant cables, tagging, cable tray with cover, trunking, conduits, supports, back boxes, couplers and accessories as required.
| Item Code | Description | Item Remarks | Unit of Measurement | Quantity/Base Price |  |  | Unit Price/Discount % (Excluding VAT) | Total |  | Unit Price/Discount % (Excluding VAT) | Total |  | Unit Price/Discount % (Excluding VAT) | Total |  | Unit Price/Discount % (Excluding VAT) | Total | Unit Price/Discount % (Excluding VAT) | Total | Unit Price/Discount % (Excluding VAT) | Total
2.67.40 | B7.10.18 | (*) Addressable heat detector |  | No. | 6 |  |  | 0 | 0 |  | 399 | 2394 |  | 350 | 2100 |  | 0 | 0 | 1362.57 | 8175.42 | 0 | 0
2.67.41 | B7.10.19 | (*) Addressable Fire Alarm sounder with strobe weather proof |  | No. | 2 |  |  | 0 | 0 |  | 2280 | 4560 |  | 650 | 1300 |  | 0 | 0 | 1362.57 | 2725.14 | 0 | 0
2.67.42 | B7.10.20 | (*) conduits, cabling, trays, ducts, trunking related to fire alarm system. |  | Item | 1 |  |  | 0 | 0 |  | 28500 | 28500 |  | 3500 | 3500 |  | 0 | 0 | 34064.37 | 34064.37 | 0 | 0
| Note | Note Details
2.67.43 | - | SUNDRIES:-
| Item Code | Description | Item Remarks | Unit of Measurement | Quantity/Base Price |  |  | Unit Price/Discount % (Excluding VAT) | Total |  | Unit Price/Discount % (Excluding VAT) | Total |  | Unit Price/Discount % (Excluding VAT) | Total |  | Unit Price/Discount % (Excluding VAT) | Total | Unit Price/Discount % (Excluding VAT) | Total | Unit Price/Discount % (Excluding VAT) | Total
2.67.44 | B7.10.21 | (*) Allow for supports |  | Item | 1 |  |  | 0 | 0 |  | 2850 | 2850 |  | 2000 | 2000 |  | 0 | 0 | 5677.4 | 5677.4 | 0 | 0
2.67.45 | B7.10.22 | (*) Allow for identifications, tag plates, labels, signage and colour coding for all services. |  | Item | 1 |  |  | 0 | 0 |  | 2850 | 2850 |  | 1500 | 1500 |  | 0 | 0 | 5677.4 | 5677.4 | 0 | 0
2.67.46 | B7.10.23 | (*) Allow for testing and pre-commissioning |  | Item | 1 |  |  | 0 | 0 |  | 5700 | 5700 |  | 500 | 500 |  | 0 | 0 | 5677.4 | 5677.4 | 0 | 0
2.67.47 | B7.10.24 | (*) Allow for commissioning |  | Item | 1 |  |  | 0 | 0 |  | 1140 | 1140 |  | 500 | 500 |  | 0 | 0 | 5677.4 | 5677.4 | 0 | 0
2.67.48 | B7.10.25 | (*) Allow for tools and spares |  | Item | 1 |  |  | 0 | 0 |  | 5700 | 5700 |  | 100 | 100 |  | 0 | 0 | 5677.4 | 5677.4 | 0 | 0
2.67.49 | B7.10.26 | (*) Allow for document and certification |  | Item | 1 |  |  | 0 | 0 |  | 5700 | 5700 |  | 1500 | 1500 |  | 0 | 0 | 5677.4 | 5677.4 | 0 | 0
2.67.50 | B7.10.27 | (*) Allow for co-ordination with other services |  | Item | 1 |  |  | 0 | 0 |  | 5700 | 5700 |  | 1000 | 1000 |  | 0 | 0 | 5677.4 | 5677.4 | 0 | 0
2.67.51 | B7.10.28 | (*) Allow for cutting or forming holes, mortises, chases, or the like and making good finishing |  | Item | 1 |  |  | 0 | 0 |  | 3420 | 3420 |  | 2000 | 2000 |  | 0 | 0 | 5677.4 | 5677.4 | 0 | 0
2.67.52 | B7.10.29 | (*) Allow for building in or cutting and pinning brackets or the like and making good finishing |  | Item | 1 |  |  | 0 | 0 |  | 4560 | 4560 |  | 2000 | 2000 |  | 0 | 0 | 5677.4 | 5677.4 | 0 | 0
2.67.53 | B7.10.30 | (*) Allow for protective painting to all systems |  | Item | 1 |  |  | 0 | 0 |  | 1710 | 1710 |  | 500 | 500 |  | 0 | 0 | 5677.4 | 5677.4 | 0 | 0
2.67.54 | B7.10.31 | (*) Allow for decorative painting to all systems |  | Item | 1 |  |  | 0 | 0 |  | 2280 | 2280 |  | 500 | 500 |  | 0 | 0 | 5677.4 | 5677.4 | 0 | 0
2.67.55 | B7.10.32 | (*) Allow for drawings, manuals, submittal, samples inspections, instruction books |  | Item | 1 |  |  | 0 | 0 |  | 3420 | 3420 |  | 2500 | 2500 |  | 0 | 0 | 5677.4 | 5677.4 | 0 | 0
2.67.56 | B7.10.33 | (*) Allow for builders work |  | Item | 1 |  |  | 94082 | 94082 |  | 9120 | 9120 |  | 10000 | 10000 |  | 0 | 0 | 5677.4 | 5677.4 | 0 | 0
| Note | Note Details
2.67.57 | - | Additional items
| Item Code | Description | Item Remarks | Unit of Measurement | Quantity/Base Price |  |  | Unit Price/Discount % (Excluding VAT) | Total |  | Unit Price/Discount % (Excluding VAT) | Total |  | Unit Price/Discount % (Excluding VAT) | Total |  | Unit Price/Discount % (Excluding VAT) | Total | Unit Price/Discount % (Excluding VAT) | Total | Unit Price/Discount % (Excluding VAT) | Total
2.67.58 | AI | (*) Contractor may price here any items which has been shown in the Contract drawings or any other Contract Documents but overlooked or not specifically mentioned inthe schedule of items and is necessary for the satisfactory completion of the Works. Should the Contractor fail to insert any item here, it will be deemed that lump sum Contract Price includes all such items and no claims for additional items will be entertained. |  | Item | 1 |  |  | 0 | 0 |  | 0 | 0 |  | 18138 | 18138 |  | 0 | 0 | 0 | 0 | 492000 | 492000
| Note | Note Details
2.67.59 | - | Please attach one PDF file to be named "Additional Items for (insert bill no/name & Section No/name)" for the details of these additional items in the additional attachment area at the end of the BOQ.
2.68 NR-SUB: BILL NO 08 - SUBSTATION (2 Typical Substations) | [6 empty] | 3475076 |  | 3393050 |  | 0 (out of 0) | 3727314.36 |  | 0 (out of 0) | 4678733 |  | 0 (out of 0) | 1087359 | 0 (out of 0) | 4530199.64 | 0 (out of 0) | 3520085
2.69 NR-SUB: B8-01 SITE WORK | [6 empty] | 22508 | 4 (out of 4) | 16392 |  | 4 (out of 4) | 38497.8 |  | 4 (out of 4) | 15467 |  | 4 (out of 4) | 23642 | 4 (out of 4) | 72410.75 | 4 (out of 4) | 63560
| Note | Note Details
2.69.1 | - | All the Below Quantities are for 2 substations
2.69.2 | - | Excavation
| Item Code | Description | Item Remarks | Unit of Measurement | Quantity/Base Price |  |  | Unit Price/Discount % (Excluding VAT) | Total |  | Unit Price/Discount % (Excluding VAT) | Total |  | Unit Price/Discount % (Excluding VAT) | Total |  | Unit Price/Discount % (Excluding VAT) | Total | Unit Price/Discount % (Excluding VAT) | Total | Unit Price/Discount % (Excluding VAT) | Total
2.69.3 | B8.1.1 | (*) Pit excavation to receive foundation bases depth 1.5 m |  | m3 | 564 |  |  | 18 | 10152 |  | 45.6 | 25718.4 |  | 15 | 8460 |  | 28 | 15792 | 69.52 | 39209.28 | 40 | 22560
| Note | Note Details
2.69.4 | - | Filling
| Item Code | Description | Item Remarks | Unit of Measurement | Quantity/Base Price |  |  | Unit Price/Discount % (Excluding VAT) | Total |  | Unit Price/Discount % (Excluding VAT) | Total |  | Unit Price/Discount % (Excluding VAT) | Total |  | Unit Price/Discount % (Excluding VAT) | Total | Unit Price/Discount % (Excluding VAT) | Total | Unit Price/Discount % (Excluding VAT) | Total
2.69.5 | B8.1.2 | (*) Selected fill from excavated materials all in accordance with the Specifications |  | m3 | 280 |  |  | 18 | 5040 |  | 45.6 | 12768 |  | 25 | 7000 |  | 25 | 7000 | 53.94 | 15103.2 | 75 | 21000
| Note | Note Details
2.69.6 | - | Anti Treatment
2.69.7 | - | Allow for termite control; prepare and apply anti-termite treatment; all in accordance with the Specifications and subject to the Contractor's approval
| Item Code | Description | Item Remarks | Unit of Measurement | Quantity/Base Price |  |  | Unit Price/Discount % (Excluding VAT) | Total |  | Unit Price/Discount % (Excluding VAT) | Total |  | Unit Price/Discount % (Excluding VAT) | Total |  | Unit Price/Discount % (Excluding VAT) | Total | Unit Price/Discount % (Excluding VAT) | Total | Unit Price/Discount % (Excluding VAT) | Total
2.69.8 | B8.1.3 | (*) To horizontal and vertical surfaces |  | m2 | 1 |  |  | 1200 | 1200 |  | 11.4 | 11.4 |  | 7 | 7 |  | 850 | 850 | 1198.56 | 1198.56 | 20000 | 20000
| Note | Note Details
2.69.9 | - | Additional items
| Item Code | Description | Item Remarks | Unit of Measurement | Quantity/Base Price |  |  | Unit Price/Discount % (Excluding VAT) | Total |  | Unit Price/Discount % (Excluding VAT) | Total |  | Unit Price/Discount % (Excluding VAT) | Total |  | Unit Price/Discount % (Excluding VAT) | Total | Unit Price/Discount % (Excluding VAT) | Total | Unit Price/Discount % (Excluding VAT) | Total
2.69.10 | AI | (*) Contractor may price here any items which has been shown in the Contract drawings or any other Contract Documents but overlooked or not specifically mentioned inthe schedule of items and is necessary for the satisfactory completion of the Works. Should the Contractor fail to insert any item here, it will be deemed that lump sum Contract Price includes all such items and no claims for additional items will be entertained. |  | Item | 1 |  |  | 0 | 0 |  | 0 | 0 |  | 0 | 0 |  | 0 | 0 | 16899.71 | 16899.71 | 0 | 0
| Note | Note Details
2.69.11 | - | Please attach one PDF file to be named "Additional Items for (insert bill no/name & Section No/name)" for the details of these additional items in the additional attachment area at the end of the BOQ.
2.70 NR-SUB: B8-02 CONCRETE WORK | [6 empty] | 404450 | 16 (out of 16) | 452216 |  | 16 (out of 16) | 578436 |  | 16 (out of 16) | 414200 |  | 16 (out of 16) | 513669 | 16 (out of 16) | 670781.8 | 16 (out of 16) | 543100
| Note | Note Details
2.70.1 | - | All the Below Quantities are for 2 substations
2.70.2 | - | SUBSTRUCTURE
2.70.3 | - | Poured Concrete
2.70.4 | - | Plain concrete (20 N/mm2) as per specifications and drawings.
| Item Code | Description | Item Remarks | Unit of Measurement | Quantity/Base Price |  |  | Unit Price/Discount % (Excluding VAT) | Total |  | Unit Price/Discount % (Excluding VAT) | Total |  | Unit Price/Discount % (Excluding VAT) | Total |  | Unit Price/Discount % (Excluding VAT) | Total | Unit Price/Discount % (Excluding VAT) | Total | Unit Price/Discount % (Excluding VAT) | Total
2.70.5 | B8.2.1 | (*) PCC 05 cm for Grade Slab / Solid Block / Ground Beams |  | m3 | 16 |  |  | 460 | 7360 |  | 798 | 12768 |  | 385 | 6160 |  | 413 | 6608 | 496.2 | 7939.2 | 600 | 9600
2.70.6 | B8.2.2 | (*) PCC 10 cm for Footings |  | m3 | 22 |  |  | 23 | 506 |  | 798 | 17556 |  | 385 | 8470 |  | 413 | 9086 | 496.2 | 10916.4 | 600 | 13200
| Note | Note Details
2.70.7 | - | Reinforcment Concrete (40 N/mm2) in Type I SRC cement including all shuttering,supportsand all related works as per specifications and drawings.
| Item Code | Description | Item Remarks | Unit of Measurement | Quantity/Base Price |  |  | Unit Price/Discount % (Excluding VAT) | Total |  | Unit Price/Discount % (Excluding VAT) | Total |  | Unit Price/Discount % (Excluding VAT) | Total |  | Unit Price/Discount % (Excluding VAT) | Total | Unit Price/Discount % (Excluding VAT) | Total | Unit Price/Discount % (Excluding VAT) | Total
2.70.8 | B8.2.3 | (*) Footing |  | m3 | 63 |  |  | 1334 | 84042 |  | 1710 | 107730 |  | 890 | 56070 |  | 951 | 59913 | 1549.74 | 97633.62 | 1300 | 81900
2.70.9 | B8.2.4 | (*) Concrete ground beams |  | m3 | 22 |  |  | 1440 | 31680 |  | 1710 | 37620 |  | 1625 | 35750 |  | 1398 | 30756 | 2174.19 | 47832.18 | 1700 | 37400
2.70.10 | B8.2.5 | (*) Neck cloumns |  | m3 | 10 |  |  | 1479 | 14790 |  | 1710 | 17100 |  | 2340 | 23400 |  | 2655 | 26550 | 2475.03 | 24750.3 | 1900 | 19000
2.70.11 | B8.2.6 | (*) WALLS and steps |  | m3 | 27 |  |  | 1387 | 37449 |  | 1710 | 46170 |  | 1230 | 33210 |  | 2263 | 61101 | 2475.03 | 66825.81 | 1700 | 45900
2.70.12 | B8.2.7 | (*) ramp |  | m3 | 16 |  |  | 1334 | 21344 |  | 1710 | 27360 |  | 1000 | 16000 |  | 1329 | 21264 | 835.4 | 13366.4 | 1300 | 20800
2.70.13 | B8.2.8 | (*) slab on grade |  | m3 | 37 |  |  | 1149 | 42513 |  | 1710 | 63270 |  | 830 | 30710 |  | 567 | 20979 | 835.4 | 30909.8 | 1200 | 44400
| Note | Note Details
2.70.14 | - | SUPER STRUCTURE
2.70.15 | - | Reinforcmen Concrete (40 N/mm2) in Type I OPC cement including all shuttering,supportsand all related works as per specifications and drawings.
| Item Code | Description | Item Remarks | Unit of Measurement | Quantity/Base Price |  |  | Unit Price/Discount % (Excluding VAT) | Total |  | Unit Price/Discount % (Excluding VAT) | Total |  | Unit Price/Discount % (Excluding VAT) | Total |  | Unit Price/Discount % (Excluding VAT) | Total | Unit Price/Discount % (Excluding VAT) | Total | Unit Price/Discount % (Excluding VAT) | Total
2.70.16 | B8.2.9 | (*) Concrete columns |  | m3 | 16 |  |  | 1460 | 23360 |  | 1710 | 27360 |  | 2340 | 37440 |  | 2116 | 33856 | 3004.79 | 48076.64 | 1600 | 25600
2.70.17 | B8.2.10 | (*) Concrete beams |  | m3 | 20 |  |  | 1447 | 28940 |  | 1710 | 34200 |  | 1460 | 29200 |  | 1992 | 39840 | 2798.64 | 55972.8 | 1500 | 30000
2.70.18 | B8.2.11 | (*) Concrete slab |  | m3 | 68 |  |  | 1328 | 90304 |  | 1710 | 116280 |  | 1150 | 78200 |  | 1405 | 95540 | 2196.96 | 149393.28 | 1400 | 95200
2.70.19 | B8.2.12 | (*) parapet |  | m3 | 37 |  |  | 1328 | 49136 |  | 1710 | 63270 |  | 1270 | 46990 |  | 1914 | 70818 | 2798.64 | 103549.68 | 1300 | 48100
2.70.20 | B8.2.13 | (*) foundation for the roof equipment |  | Item | 1 |  |  | 12742 | 12742 |  | 5700 | 5700 |  | 3000 | 3000 |  | 3548 | 3548 | 7790.65 | 7790.65 | 20000 | 20000
2.70.21 | B8.2.14 | (*) Cement Claustra LW2 |  | m2 | 12 |  |  | 575 | 6900 |  | 171 | 2052 |  | 800 | 9600 |  | 1380 | 16560 | 185.78 | 2229.36 | 1000 | 12000
| Note | Note Details
2.70.22 | - | Sundries
| Item Code | Description | Item Remarks | Unit of Measurement | Quantity/Base Price |  |  | Unit Price/Discount % (Excluding VAT) | Total |  | Unit Price/Discount % (Excluding VAT) | Total |  | Unit Price/Discount % (Excluding VAT) | Total |  | Unit Price/Discount % (Excluding VAT) | Total | Unit Price/Discount % (Excluding VAT) | Total | Unit Price/Discount % (Excluding VAT) | Total
2.70.23 | B8.2.15 | (*) Expansion joints; all in accordance with the Specifications |  | Item | 1 |  |  | 1150 | 1150 |  | 0 | 0 |  | 0 | 0 |  | 17250 | 17250 | 3595.68 | 3595.68 | 40000 | 40000
| Note | Note Details
2.70.24 | - | Additional items
| Item Code | Description | Item Remarks | Unit of Measurement | Quantity/Base Price |  |  | Unit Price/Discount % (Excluding VAT) | Total |  | Unit Price/Discount % (Excluding VAT) | Total |  | Unit Price/Discount % (Excluding VAT) | Total |  | Unit Price/Discount % (Excluding VAT) | Total | Unit Price/Discount % (Excluding VAT) | Total | Unit Price/Discount % (Excluding VAT) | Total
2.70.25 | AI | (*) Contractor may price here any items which has been shown in the Contract drawings or any other Contract Documents but overlooked or not specifically mentioned inthe schedule of items and is necessary for the satisfactory completion of the Works. Should the Contractor fail to insert any item here, it will be deemed that lump sum Contract Price includes all such items and no claims for additional items will be entertained. |  | Item | 1 |  |  | 0 | 0 |  | 0 | 0 |  | 0 | 0 |  | 0 | 0 | 0 | 0 | 0 | 0
| Note | Note Details
2.70.26 | - | Please attach one PDF file to be named "Additional Items for (insert bill no/name & Section No/name)" for the details of these additional items in the additional attachment area at the end of the BOQ.
2.71 NR-SUB: B8-03 MASONRY | [6 empty] | 64360 | 4 (out of 4) | 59332 |  | 4 (out of 4) | 92978.4 |  | 4 (out of 4) | 61824 |  | 4 (out of 4) | 75660 | 4 (out of 4) | 100316.12 | 4 (out of 4) | 96800
| Note | Note Details
2.71.1 | - | All the Below Quantities are for 2 substations
2.71.2 | - | External block work
2.71.3 | - | Concrete masonry units bedded and jointed in cement including mortar including concrete filling, wall ties, bed joints, reinforcement metal lath (where required), head restraint,anchors, and column stiffeners; including all necessary accessories; as shown on Drawing all in accordance with the SpecificationsDIVISION 4 - 042219
| Item Code | Description | Item Remarks | Unit of Measurement | Quantity/Base Price |  |  | Unit Price/Discount % (Excluding VAT) | Total |  | Unit Price/Discount % (Excluding VAT) | Total |  | Unit Price/Discount % (Excluding VAT) | Total |  | Unit Price/Discount % (Excluding VAT) | Total | Unit Price/Discount % (Excluding VAT) | Total | Unit Price/Discount % (Excluding VAT) | Total
2.71.4 | B8.3.1 | (*) Thermal insulated blockwork External 200MM |  | m2 | 308 |  |  | 111 | 34188 |  | 171 | 52668 |  | 120 | 36960 |  | 149 | 45892 | 194.17 | 59804.36 | 200 | 61600
| Note | Note Details
2.71.5 | - | Hollow Block work
2.71.6 | - | Concrete masonry units bedded and jointed in cement including mortar including concrete filling, wall ties, bed joints, reinforcement metal lath (where required), head restraint,anchors, and column stiffeners; including all necessary accessories; as shown on Drawing all in accordance with the Specifications,DIVISION 4 - 042219
| Item Code | Description | Item Remarks | Unit of Measurement | Quantity/Base Price |  |  | Unit Price/Discount % (Excluding VAT) | Total |  | Unit Price/Discount % (Excluding VAT) | Total |  | Unit Price/Discount % (Excluding VAT) | Total |  | Unit Price/Discount % (Excluding VAT) | Total | Unit Price/Discount % (Excluding VAT) | Total | Unit Price/Discount % (Excluding VAT) | Total
2.71.7 | B8.3.2 | (*) Hollow Block 200mm |  | m2 | 208 |  |  | 79 | 16432 |  | 131.1 | 27268.8 |  | 73 | 15184 |  | 86 | 17888 | 135.44 | 28171.52 | 110 | 22880
| Note | Note Details
2.71.8 | - | Solid block work
| Item Code | Description | Item Remarks | Unit of Measurement | Quantity/Base Price |  |  | Unit Price/Discount % (Excluding VAT) | Total |  | Unit Price/Discount % (Excluding VAT) | Total |  | Unit Price/Discount % (Excluding VAT) | Total |  | Unit Price/Discount % (Excluding VAT) | Total | Unit Price/Discount % (Excluding VAT) | Total | Unit Price/Discount % (Excluding VAT) | Total
2.71.9 | B8.3.3 | (*) Solid blockwork |  | m2 | 88 |  |  | 99 | 8712 |  | 148.2 | 13041.6 |  | 110 | 9680 |  | 135 | 11880 | 140.23 | 12340.24 | 140 | 12320
| Note | Note Details
2.71.10 | - | Additional items
| Item Code | Description | Item Remarks | Unit of Measurement | Quantity/Base Price |  |  | Unit Price/Discount % (Excluding VAT) | Total |  | Unit Price/Discount % (Excluding VAT) | Total |  | Unit Price/Discount % (Excluding VAT) | Total |  | Unit Price/Discount % (Excluding VAT) | Total | Unit Price/Discount % (Excluding VAT) | Total | Unit Price/Discount % (Excluding VAT) | Total
2.71.11 | AI | (*) Contractor may price here any items which has been shown in the Contract drawings or any other Contract Documents but overlooked or not specifically mentioned inthe schedule of items and is necessary for the satisfactory completion of the Works. Should the Contractor fail to insert any item here, it will be deemed that lump sum Contract Price includes all such items and no claims for additional items will be entertained. |  | Item | 1 |  |  | 0 | 0 |  | 0 | 0 |  | 0 | 0 |  | 0 | 0 | 0 | 0 | 0 | 0
| Note | Note Details
2.71.12 | - | Please attach one PDF file to be named "Additional Items for (insert bill no/name & Section No/name)" for the details of these additional items in the additional attachment area at the end of the BOQ.
2.72 NR-SUB: B8-04 METAL WORK | [6 empty] | 56800 | 3 (out of 3) | 53240 |  | 3 (out of 3) | 36024 |  | 3 (out of 3) | 96800 |  | 3 (out of 3) | 39592 | 3 (out of 3) | 79104.98 | 3 (out of 3) | 100800
| Note | Note Details
2.72.1 | - | All the Below Quantities are for 2 substations
2.72.2 | - | checkered plate
2.72.3 | - | Supply and installation of checkered plate cover . including all accessories,fixing etc. all complete as detailed on drawing and engineer approval
| Item Code | Description | Item Remarks | Unit of Measurement | Quantity/Base Price |  |  | Unit Price/Discount % (Excluding VAT) | Total |  | Unit Price/Discount % (Excluding VAT) | Total |  | Unit Price/Discount % (Excluding VAT) | Total |  | Unit Price/Discount % (Excluding VAT) | Total | Unit Price/Discount % (Excluding VAT) | Total | Unit Price/Discount % (Excluding VAT) | Total
2.72.4 | B8.4.1 | (*) 6mm thk checkered plate cover |  | m2 | 64 |  |  | 660 | 42240 |  | 456 | 29184 |  | 1200 | 76800 |  | 403 | 25792 | 898.92 | 57530.88 | 1200 | 76800
| Note | Note Details
2.72.5 | - | Cat Ladder
2.72.6 | - | Supply and installation of Cat Ladder including all accessories,fixing etc. all complete as detailed on drawing and engineer approval
| Item Code | Description | Item Remarks | Unit of Measurement | Quantity/Base Price |  |  | Unit Price/Discount % (Excluding VAT) | Total |  | Unit Price/Discount % (Excluding VAT) | Total |  | Unit Price/Discount % (Excluding VAT) | Total |  | Unit Price/Discount % (Excluding VAT) | Total | Unit Price/Discount % (Excluding VAT) | Total | Unit Price/Discount % (Excluding VAT) | Total
2.72.7 | B8.4.2 | (*) Cat Ladder 5000mm htr |  | No. | 2 |  |  | 5500 | 11000 |  | 3420 | 6840 |  | 10000 | 20000 |  | 6900 | 13800 | 10787.05 | 21574.1 | 12000 | 24000
| Note | Note Details
2.72.8 | - | Additional items
| Item Code | Description | Item Remarks | Unit of Measurement | Quantity/Base Price |  |  | Unit Price/Discount % (Excluding VAT) | Total |  | Unit Price/Discount % (Excluding VAT) | Total |  | Unit Price/Discount % (Excluding VAT) | Total |  | Unit Price/Discount % (Excluding VAT) | Total | Unit Price/Discount % (Excluding VAT) | Total | Unit Price/Discount % (Excluding VAT) | Total
2.72.9 | AI | (*) Contractor may price here any items which has been shown in the Contract drawings or any other Contract Documents but overlooked or not specifically mentioned inthe schedule of items and is necessary for the satisfactory completion of the Works. Should the Contractor fail to insert any item here, it will be deemed that lump sum Contract Price includes all such items and no claims for additional items will be entertained. |  | Item | 1 |  |  | 0 | 0 |  | 0 | 0 |  | 0 | 0 |  | 0 | 0 | 0 | 0 | 0 | 0
| Note | Note Details
2.72.10 | - | Please attach one PDF file to be named "Additional Items for (insert bill no/name & Section No/name)" for the details of these additional items in the additional attachment area at the end of the BOQ.
2.73 NR-SUB: B8-05 THERMAL AND MOISTURE PROTECTION | [6 empty] | 64618 | 6 (out of 6) | 71702 |  | 6 (out of 6) | 121163.76 |  | 6 (out of 6) | 100254 |  | 6 (out of 6) | 97504 | 6 (out of 6) | 152967.89 | 6 (out of 6) | 116645
| Note | Note Details
2.73.1 | - | All the Below Quantities are for 2 substations
2.73.2 | - | Waterproofing courses
2.73.3 | - | Waterproofing system for the substructure, 2 coat of bitumen paint as per drawings and specifications.
| Item Code | Description | Item Remarks | Unit of Measurement | Quantity/Base Price |  |  | Unit Price/Discount % (Excluding VAT) | Total |  | Unit Price/Discount % (Excluding VAT) | Total |  | Unit Price/Discount % (Excluding VAT) | Total |  | Unit Price/Discount % (Excluding VAT) | Total | Unit Price/Discount % (Excluding VAT) | Total | Unit Price/Discount % (Excluding VAT) | Total
2.73.4 | B8.5.1 | (*) To horizontal areas & vertical areas |  | m2 | 363 |  |  | 10 | 3630 |  | 136.8 | 49658.4 |  | 10 | 3630 |  | 72 | 26136 | 104.27 | 37850.01 | 35 | 12705
| Note | Note Details
2.73.5 | - | 1000 Gauge Polythene Sheet, all in accordance with the Specifications
| Item Code | Description | Item Remarks | Unit of Measurement | Quantity/Base Price |  |  | Unit Price/Discount % (Excluding VAT) | Total |  | Unit Price/Discount % (Excluding VAT) | Total |  | Unit Price/Discount % (Excluding VAT) | Total |  | Unit Price/Discount % (Excluding VAT) | Total | Unit Price/Discount % (Excluding VAT) | Total | Unit Price/Discount % (Excluding VAT) | Total
2.73.6 | B8.5.2 | (*) To horizontal areas |  | m2 | 532 |  |  | 5 | 2660 |  | 13.68 | 7277.76 |  | 7 | 3724 |  | 4 | 2128 | 4.44 | 2362.08 | 35 | 18620
| Note | Note Details
2.73.7 | - | Supply and Apply isolation joints as per drawings ,specifications
| Item Code | Description | Item Remarks | Unit of Measurement | Quantity/Base Price |  |  | Unit Price/Discount % (Excluding VAT) | Total |  | Unit Price/Discount % (Excluding VAT) | Total |  | Unit Price/Discount % (Excluding VAT) | Total |  | Unit Price/Discount % (Excluding VAT) | Total | Unit Price/Discount % (Excluding VAT) | Total | Unit Price/Discount % (Excluding VAT) | Total
2.73.8 | B8.5.4 | (*) Isolation Joint for Grade Slab 15 cm |  | m | 164 |  |  | 22 | 3608 |  | 17.1 | 2804.4 |  | 10 | 1640 |  | 22 | 3608 | 148.62 | 24373.68 | 30 | 4920
| Note | Note Details
2.73.9 | - | Roof waterproofing
2.73.10 | - | Waterproofing system for the Roof, as per drawings and specifications.
| Item Code | Description | Item Remarks | Unit of Measurement | Quantity/Base Price |  |  | Unit Price/Discount % (Excluding VAT) | Total |  | Unit Price/Discount % (Excluding VAT) | Total |  | Unit Price/Discount % (Excluding VAT) | Total |  | Unit Price/Discount % (Excluding VAT) | Total | Unit Price/Discount % (Excluding VAT) | Total | Unit Price/Discount % (Excluding VAT) | Total
2.73.11 | B8.5.5 | (*) Roof water proofing |  | m2 | 284 |  |  | 164 | 46576 |  | 171 | 48564 |  | 275 | 78100 |  | 198 | 56232 | 251.7 | 71482.8 | 250 | 71000
2.73.12 | B8.5.6 | (*) Roofing wp skirting |  | m | 188 |  |  | 81 | 15228 |  | 68.4 | 12859.2 |  | 70 | 13160 |  | 50 | 9400 | 89.89 | 16899.32 | 50 | 9400
| Note | Note Details
2.73.13 | - | Additional items
| Item Code | Description | Item Remarks | Unit of Measurement | Quantity/Base Price |  |  | Unit Price/Discount % (Excluding VAT) | Total |  | Unit Price/Discount % (Excluding VAT) | Total |  | Unit Price/Discount % (Excluding VAT) | Total |  | Unit Price/Discount % (Excluding VAT) | Total | Unit Price/Discount % (Excluding VAT) | Total | Unit Price/Discount % (Excluding VAT) | Total
2.73.14 | AI | (*) Contractor may price here any items which has been shown in the Contract drawings or any other Contract Documents but overlooked or not specifically mentioned inthe schedule of items and is necessary for the satisfactory completion of the Works. Should the Contractor fail to insert any item here, it will be deemed that lump sum Contract Price includes all such items and no claims for additional items will be entertained. |  | Item | 1 |  |  | 0 | 0 |  | 0 | 0 |  | 0 | 0 |  | 0 | 0 | 0 | 0 | 0 | 0
| Note | Note Details
2.73.15 | - | Please attach one PDF file to be named "Additional Items for (insert bill no/name & Section No/name)" for the details of these additional items in the additional attachment area at the end of the BOQ.
2.74 NR-SUB: B8-06 DOORS AND WINDOWS | [6 empty] | 68400 | 4 (out of 4) | 91344 |  | 4 (out of 4) | 52668 |  | 4 (out of 4) | 36100 |  | 4 (out of 4) | 118668 | 4 (out of 4) | 153415.86 | 4 (out of 4) | 96000
| Note | Note Details
2.74.1 | - | All the Below Quantities are for 2 substations
2.74.2 | - | Aluminium Door
2.74.3 | - | Supply and install Metal Door,including all accessories needed for installation as per mention in drawings & specifications
| Item Code | Description | Item Remarks | Unit of Measurement | Quantity/Base Price |  |  | Unit Price/Discount % (Excluding VAT) | Total |  | Unit Price/Discount % (Excluding VAT) | Total |  | Unit Price/Discount % (Excluding VAT) | Total |  | Unit Price/Discount % (Excluding VAT) | Total | Unit Price/Discount % (Excluding VAT) | Total | Unit Price/Discount % (Excluding VAT) | Total
2.74.4 | B8.6.1 | (*) D2, size 1200mm x 3000mm. Aluminum door |  | No. | 2 |  |  | 3762 | 7524 |  | 2394 | 4788 |  | 3250 | 6500 |  | 5544 | 11088 | 10787.05 | 21574.1 | 8000 | 16000
2.74.5 | B8.6.2 | (*) D3, 2000mm x 3000mm Aluminum door |  | No. | 2 |  |  | 6270 | 12540 |  | 5700 | 11400 |  | 4600 | 9200 |  | 9240 | 18480 | 17978.42 | 35956.84 | 12000 | 24000
| Note | Note Details
2.74.6 | - | Steel gril type door
2.74.7 | - | Supply and install Steel gril type door ,including all accessories needed for installation as per mention in drawings & specifications
| Item Code | Description | Item Remarks | Unit of Measurement | Quantity/Base Price |  |  | Unit Price/Discount % (Excluding VAT) | Total |  | Unit Price/Discount % (Excluding VAT) | Total |  | Unit Price/Discount % (Excluding VAT) | Total |  | Unit Price/Discount % (Excluding VAT) | Total | Unit Price/Discount % (Excluding VAT) | Total | Unit Price/Discount % (Excluding VAT) | Total
2.74.8 | B8.6.3 | (*) D01 Size 2700x 3000 mm |  | No. | 4 |  |  | 17820 | 71280 |  | 9120 | 36480 |  | 5100 | 20400 |  | 22275 | 89100 | 23971.23 | 95884.92 | 14000 | 56000
| Note | Note Details
2.74.9 | - | Additional items
| Item Code | Description | Item Remarks | Unit of Measurement | Quantity/Base Price |  |  | Unit Price/Discount % (Excluding VAT) | Total |  | Unit Price/Discount % (Excluding VAT) | Total |  | Unit Price/Discount % (Excluding VAT) | Total |  | Unit Price/Discount % (Excluding VAT) | Total | Unit Price/Discount % (Excluding VAT) | Total | Unit Price/Discount % (Excluding VAT) | Total
2.74.10 | AI | (*) Contractor may price here any items which has been shown in the Contract drawings or any other Contract Documents but overlooked or not specifically mentioned inthe schedule of items and is necessary for the satisfactory completion of the Works. Should the Contractor fail to insert any item here, it will be deemed that lump sum Contract Price includes all such items and no claims for additional items will be entertained. |  | Item | 1 |  |  | 0 | 0 |  | 0 | 0 |  | 0 | 0 |  | 0 | 0 | 0 | 0 | 0 | 0
| Note | Note Details
2.74.11 | - | Please attach one PDF file to be named "Additional Items for (insert bill no/name & Section No/name)" for the details of these additional items in the additional attachment area at the end of the BOQ.
2.75 NR-SUB: B8-07 FINISHES | [6 empty] | 172200 | 9 (out of 9) | 184532 |  | 9 (out of 9) | 432196.8 |  | 9 (out of 9) | 183680 |  | 9 (out of 9) | 181124 | 9 (out of 9) | 389687 | 9 (out of 9) | 331180
| Note | Note Details
2.75.1 | - | All the Below Quantities are for 2 substations
2.75.2 | - | External Finishes
2.75.3 | - | Prapare and apply paint on Plaster including all necessary wrok as per drawing and specifications
| Item Code | Description | Item Remarks | Unit of Measurement | Quantity/Base Price |  |  | Unit Price/Discount % (Excluding VAT) | Total |  | Unit Price/Discount % (Excluding VAT) | Total |  | Unit Price/Discount % (Excluding VAT) | Total |  | Unit Price/Discount % (Excluding VAT) | Total | Unit Price/Discount % (Excluding VAT) | Total | Unit Price/Discount % (Excluding VAT) | Total
2.75.4 | B8.7.1 | (*) External epoxy paint over plaster and inside Parapet |  | m2 | 832 |  |  | 45 | 37440 |  | 91.2 | 75878.4 |  | 30 | 24960 |  | 40 | 33280 | 65.92 | 54845.44 | 120 | 99840
| Note | Note Details
2.75.5 | - | Wall Finishes
2.75.6 | - | Prapare and apply paint on Plaster including all necessary wrok as per drawing and specifications DIVISION 9 - 09 91 23
| Item Code | Description | Item Remarks | Unit of Measurement | Quantity/Base Price |  |  | Unit Price/Discount % (Excluding VAT) | Total |  | Unit Price/Discount % (Excluding VAT) | Total |  | Unit Price/Discount % (Excluding VAT) | Total |  | Unit Price/Discount % (Excluding VAT) | Total | Unit Price/Discount % (Excluding VAT) | Total | Unit Price/Discount % (Excluding VAT) | Total
2.75.7 | B8.7.2 | (*) Internal Epoxy Paint |  | m2 | 824 |  |  | 39 | 32136 |  | 91.2 | 75148.8 |  | 30 | 24720 |  | 40 | 32960 | 41.95 | 34566.8 | 65 | 53560
| Note | Note Details
2.75.8 | - | Floor Finishes
2.75.9 | - | Supply and fix Epoxy Paint on cement screed including all necessary wrok as per drawing and specifications DIVISION 9 - 096723
| Item Code | Description | Item Remarks | Unit of Measurement | Quantity/Base Price |  |  | Unit Price/Discount % (Excluding VAT) | Total |  | Unit Price/Discount % (Excluding VAT) | Total |  | Unit Price/Discount % (Excluding VAT) | Total |  | Unit Price/Discount % (Excluding VAT) | Total | Unit Price/Discount % (Excluding VAT) | Total | Unit Price/Discount % (Excluding VAT) | Total
2.75.10 | B8.7.3 | (*) Epoxy on cement screed |  | m2 | 284 |  |  | 56 | 15904 |  | 91.2 | 25900.8 |  | 160 | 45440 |  | 71 | 20164 | 117.46 | 33358.64 | 200 | 56800
2.75.11 | B8.7.4 | (*) 150mm epoxy skirting |  | m | 240 |  |  | 12 | 2880 |  | 34.2 | 8208 |  | 10 | 2400 |  | 39 | 9360 | 29.96 | 7190.4 | 80 | 19200
| Note | Note Details
2.75.12 | - | Ceiling Finishes
2.75.13 | - | Prapare and apply paint on Plaster including all necessary wrok as per drawing and specifications DIVISION 9-09 91 23
| Item Code | Description | Item Remarks | Unit of Measurement | Quantity/Base Price |  |  | Unit Price/Discount % (Excluding VAT) | Total |  | Unit Price/Discount % (Excluding VAT) | Total |  | Unit Price/Discount % (Excluding VAT) | Total |  | Unit Price/Discount % (Excluding VAT) | Total | Unit Price/Discount % (Excluding VAT) | Total | Unit Price/Discount % (Excluding VAT) | Total
2.75.14 | B8.7.5 | (*) Epoxy Paint |  | m2 | 284 |  |  | 39 | 11076 |  | 91.2 | 25900.8 |  | 30 | 8520 |  | 40 | 11360 | 41.95 | 11913.8 | 90 | 25560
| Note | Note Details
2.75.15 | - | Backgrounds
2.75.16 | - | Supply and apply ready mixed sand cement plaster with all related accessories mesh, angles, etc., as per drawings and specifications. Cement plaster finish to internal surfaces
| Item Code | Description | Item Remarks | Unit of Measurement | Quantity/Base Price |  |  | Unit Price/Discount % (Excluding VAT) | Total |  | Unit Price/Discount % (Excluding VAT) | Total |  | Unit Price/Discount % (Excluding VAT) | Total |  | Unit Price/Discount % (Excluding VAT) | Total | Unit Price/Discount % (Excluding VAT) | Total | Unit Price/Discount % (Excluding VAT) | Total
2.75.17 | B8.7.6 | (*) Internal Wall plaster |  | m2 | 824 |  |  | 39 | 32136 |  | 114 | 93936 |  | 35 | 28840 |  | 36 | 29664 | 113.86 | 93820.64 | 35 | 28840
2.75.18 | B8.7.7 | (*) External wall plaster |  | m2 | 832 |  |  | 50 | 41600 |  | 114 | 94848 |  | 45 | 37440 |  | 41 | 34112 | 146.22 | 121655.04 | 45 | 37440
2.75.19 | B8.7.8 | (*) Ceiling plaster |  | m2 | 284 |  |  | 40 | 11360 |  | 114 | 32376 |  | 40 | 11360 |  | 36 | 10224 | 113.86 | 32336.24 | 35 | 9940
| Note | Note Details
2.75.20 | - | Additional items
| Item Code | Description | Item Remarks | Unit of Measurement | Quantity/Base Price |  |  | Unit Price/Discount % (Excluding VAT) | Total |  | Unit Price/Discount % (Excluding VAT) | Total |  | Unit Price/Discount % (Excluding VAT) | Total |  | Unit Price/Discount % (Excluding VAT) | Total | Unit Price/Discount % (Excluding VAT) | Total | Unit Price/Discount % (Excluding VAT) | Total
2.75.21 | AI | (*) Contractor may price here any items which has been shown in the Contract drawings or any other Contract Documents but overlooked or not specifically mentioned inthe schedule of items and is necessary for the satisfactory completion of the Works. Should the Contractor fail to insert any item here, it will be deemed that lump sum Contract Price includes all such items and no claims for additional items will be entertained. |  | Item | 1 |  |  | 0 | 0 |  | 0 | 0 |  | 0 | 0 |  | 0 | 0 | 0 | 0 | 0 | 0
| Note | Note Details
2.75.22 | - | Please attach one PDF file to be named "Additional Items for (insert bill no/name & Section No/name)" for the details of these additional items in the additional attachment area at the end of the BOQ.
2.76 NR-SUB: B8-8 ACCESSORIES | [6 empty] | 4000 | 2 (out of 2) | 6000 |  | 2 (out of 2) | 11400 |  | 2 (out of 2) | 2000 |  | 2 (out of 2) | 37500 | 2 (out of 2) | 5992.81 | 2 (out of 2) | 40000
| Note | Note Details
2.76.1 | - | All the Below Quantities are for 2 substations
2.76.2 | - | Signage
2.76.3 | - | Supply and install Signage ,including all accessories needed for installation as per mention in drawings & specifications
| Item Code | Description | Item Remarks | Unit of Measurement | Quantity/Base Price |  |  | Unit Price/Discount % (Excluding VAT) | Total |  | Unit Price/Discount % (Excluding VAT) | Total |  | Unit Price/Discount % (Excluding VAT) | Total |  | Unit Price/Discount % (Excluding VAT) | Total | Unit Price/Discount % (Excluding VAT) | Total | Unit Price/Discount % (Excluding VAT) | Total
2.76.4 | B8.8.1 | (*) All internal and external signage |  | Item | 1 |  |  | 6000 | 6000 |  | 11400 | 11400 |  | 2000 | 2000 |  | 37500 | 37500 | 5992.81 | 5992.81 | 40000 | 40000
| Note | Note Details
2.76.5 | - | Additional items
| Item Code | Description | Item Remarks | Unit of Measurement | Quantity/Base Price |  |  | Unit Price/Discount % (Excluding VAT) | Total |  | Unit Price/Discount % (Excluding VAT) | Total |  | Unit Price/Discount % (Excluding VAT) | Total |  | Unit Price/Discount % (Excluding VAT) | Total | Unit Price/Discount % (Excluding VAT) | Total | Unit Price/Discount % (Excluding VAT) | Total
2.76.6 | AI | (*) Contractor may price here any items which has been shown in the Contract drawings or any other Contract Documents but overlooked or not specifically mentioned inthe schedule of items and is necessary for the satisfactory completion of the Works. Should the Contractor fail to insert any item here, it will be deemed that lump sum Contract Price includes all such items and no claims for additional items will be entertained. |  | Item | 1 |  |  | 0 | 0 |  | 0 | 0 |  | 0 | 0 |  | 0 | 0 | 0 | 0 | 0 | 0
| Note | Note Details
2.76.7 | - | Please attach one PDF file to be named "Additional Items for (insert bill no/name & Section No/name)" for the details of these additional items in the additional attachment area at the end of the BOQ.
2.77 NR-SUB: B8-9 MECHANICAL INSTALLATION | [6 empty] | 377060 | 28 (out of 28) | 84980 |  | 28 (out of 28) | 712317.6 |  | 28 (out of 28) | 687440 |  | 28 (out of 28) | 0 | 28 (out of 28) | 470008.93 | 28 (out of 28) | 132000
| Note | Note Details
2.77.1 | - | All the Below Quantities are for 2 substations
2.77.2 | - | Air Conditioning
| Item Code | Description | Item Remarks | Unit of Measurement | Quantity/Base Price |  |  | Unit Price/Discount % (Excluding VAT) | Total |  | Unit Price/Discount % (Excluding VAT) | Total |  | Unit Price/Discount % (Excluding VAT) | Total |  | Unit Price/Discount % (Excluding VAT) | Total | Unit Price/Discount % (Excluding VAT) | Total | Unit Price/Discount % (Excluding VAT) | Total
2.77.3 | B8.9.1 | (*) Fan Coil Units (FCU) complete with necessary Pipework, ductworks, valves, strainers, flexible connections, thermometers; controls and associated accessories, vibration isolators, sound liner, attenuators comply with manufacturer's details, final electrical connection, control panel and acoustic linings to reduced noise level; condensate drain piping up to the nearest floor drain, etc.; all in accordance with the specification and drawings; |  | No. | 4 |  |  | 0 | 0 |  | 7410 | 29640 |  | 11000 | 44000 |  | 0 | 0 | 24980.54 | 99922.16 | 0 | 0
2.77.4 | B8.9.2 | (*) VRF Outdoor Unit complete with necessary Pipework, ductworks, valves, strainers, flexible connections, thermometers; controls and associated accessories, vibration isolators, sound liner, attenuators comply with manufacturer's details, final electrical connection, control panel and acoustic linings to reduced noise level; condensate drain piping up to the nearest floor drain, etc.; all in accordance with the specification and drawings |  | No. | 2 |  |  | 0 | 0 |  | 9690 | 19380 |  | 3600 | 7200 |  | 0 | 0 | 17032.19 | 34064.38 | 0 | 0
| Note | Note Details
2.77.5 | - | Storm Water
| Item Code | Description | Item Remarks | Unit of Measurement | Quantity/Base Price |  |  | Unit Price/Discount % (Excluding VAT) | Total |  | Unit Price/Discount % (Excluding VAT) | Total |  | Unit Price/Discount % (Excluding VAT) | Total |  | Unit Price/Discount % (Excluding VAT) | Total | Unit Price/Discount % (Excluding VAT) | Total | Unit Price/Discount % (Excluding VAT) | Total
2.77.6 | B8.9.3 | (*) Soakaway Pit Cover |  | No. | 2 |  |  | 0 | 0 |  | 5700 | 11400 |  | 6500 | 13000 |  | 0 | 0 | 4059.34 | 8118.68 | 0 | 0
2.77.7 | B8.9.4 | (*) Rain Water Inlet |  | No. | 2 |  |  | 0 | 0 |  | 627 | 1254 |  | 850 | 1700 |  | 0 | 0 | 6812.87 | 13625.74 | 0 | 0
2.77.8 | B8.9.5 | (*) Rain water pipe 110 mm |  | m | 14 |  |  | 0 | 0 |  | 125.4 | 1755.6 |  | 120 | 1680 |  | 0 | 0 | 136.26 | 1907.64 | 0 | 0
| Note | Note Details
2.77.9 | - | Fire protection
2.77.10 | - | Supply and installation, testing, commissioning fire fighting system with all accessories as per ADDC latest code
| Item Code | Description | Item Remarks | Unit of Measurement | Quantity/Base Price |  |  | Unit Price/Discount % (Excluding VAT) | Total |  | Unit Price/Discount % (Excluding VAT) | Total |  | Unit Price/Discount % (Excluding VAT) | Total |  | Unit Price/Discount % (Excluding VAT) | Total | Unit Price/Discount % (Excluding VAT) | Total | Unit Price/Discount % (Excluding VAT) | Total
2.77.11 | B8.9.6 | (*) 6 kg Dry Powder Fire Extinguisher |  | No. | 8 |  |  | 0 | 0 |  | 228 | 1824 |  | 400 | 3200 |  | 0 | 0 | 454.19 | 3633.52 | 0 | 0
2.77.12 | B8.9.7 | (*) 5 kg CO2 Fire Extinguisher |  | No. | 8 |  |  | 0 | 0 |  | 285 | 2280 |  | 420 | 3360 |  | 0 | 0 | 510.97 | 4087.76 | 0 | 0
2.77.13 | B8.9.8 | (*) 9 ltr Foam Fire Extinguisher |  | No. | 2 |  |  | 0 | 0 |  | 342 | 684 |  | 750 | 1500 |  | 0 | 0 | 1021.93 | 2043.86 | 0 | 0
2.77.14 | B8.9.9 | (*) 30 kg Trolley CO2 Fire Extinguisher |  | No. | 4 |  |  | 0 | 0 |  | 17100 | 68400 |  | 1500 | 6000 |  | 0 | 0 | 3406.44 | 13625.76 | 0 | 0
2.77.15 | B8.9.10 | (*) 50 kg Trolley Dry Powder Fire Extinguisher |  | No. | 2 |  |  | 0 | 0 |  | 28500 | 57000 |  | 2500 | 5000 |  | 0 | 0 | 4541.92 | 9083.84 | 0 | 0
2.77.16 | B8.9.11 | (*) 50 ltr Trolley Foam Fire Extinguisher |  | No. | 2 |  |  | 0 | 0 |  | 28500 | 57000 |  | 2800 | 5600 |  | 0 | 0 | 5109.66 | 10219.32 | 0 | 0
2.77.17 | B8.9.12 | (*) UL/FM Clean agent system |  | No. | 4 |  |  | 0 | 0 |  | 9120 | 36480 |  | 50000 | 200000 |  | 0 | 0 | 5677.4 | 22709.6 | 0 | 0
2.77.18 | B8.9.13 | (*) UL/FM Water spray system |  | No. | 2 |  |  | 0 | 0 |  | 91200 | 182400 |  | 75000 | 150000 |  | 0 | 0 | 28386.98 | 56773.96 | 0 | 0
2.77.19 | B8.9.14 | (*) UL/FM Foam system |  | No. | 2 |  |  | 0 | 0 |  | 91200 | 182400 |  | 120000 | 240000 |  | 0 | 0 | 39741.77 | 79483.54 | 0 | 0
| Note | Note Details
2.77.20 | - | SUNDRIES:-
| Item Code | Description | Item Remarks | Unit of Measurement | Quantity/Base Price |  |  | Unit Price/Discount % (Excluding VAT) | Total |  | Unit Price/Discount % (Excluding VAT) | Total |  | Unit Price/Discount % (Excluding VAT) | Total |  | Unit Price/Discount % (Excluding VAT) | Total | Unit Price/Discount % (Excluding VAT) | Total | Unit Price/Discount % (Excluding VAT) | Total
2.77.21 | B8.9.15 | (*) Allow for supports |  | Item | 1 |  |  | 0 | 0 |  | 2280 | 2280 |  | 200 | 200 |  | 0 | 0 | 8516.09 | 8516.09 | 0 | 0
2.77.22 | B8.9.16 | (*) Allow for identifications, tag plates, labels, signage and colour coding for all services. |  | Item | 1 |  |  | 0 | 0 |  | 2280 | 2280 |  | 100 | 100 |  | 0 | 0 | 8516.09 | 8516.09 | 0 | 0
2.77.23 | B8.9.17 | (*) Allow for testing and pre-commissioning |  | Item | 1 |  |  | 0 | 0 |  | 3420 | 3420 |  | 100 | 100 |  | 0 | 0 | 8516.09 | 8516.09 | 0 | 0
2.77.24 | B8.9.18 | (*) Allow for commissioning |  | Item | 1 |  |  | 0 | 0 |  | 5700 | 5700 |  | 100 | 100 |  | 0 | 0 | 8516.09 | 8516.09 | 0 | 0
2.77.25 | B8.9.19 | (*) Allow for tools and spares |  | Item | 1 |  |  | 0 | 0 |  | 2280 | 2280 |  | 100 | 100 |  | 0 | 0 | 8516.09 | 8516.09 | 0 | 0
2.77.26 | B8.9.20 | (*) Allow for document and certification |  | Item | 1 |  |  | 0 | 0 |  | 1140 | 1140 |  | 100 | 100 |  | 0 | 0 | 8516.09 | 8516.09 | 0 | 0
2.77.27 | B8.9.21 | (*) Allow for co-ordination with other services |  | Item | 1 |  |  | 0 | 0 |  | 2280 | 2280 |  | 100 | 100 |  | 0 | 0 | 8516.09 | 8516.09 | 0 | 0
2.77.28 | B8.9.22 | (*) Allow for cutting or forming holes, mortises, chases, or the like and making good finishing |  | Item | 1 |  |  | 0 | 0 |  | 1140 | 1140 |  | 100 | 100 |  | 0 | 0 | 8516.09 | 8516.09 | 0 | 0
2.77.29 | B8.9.23 | (*) Allow for building in or cutting and pinning brackets or the like and making good finishing |  | Item | 1 |  |  | 0 | 0 |  | 5700 | 5700 |  | 100 | 100 |  | 0 | 0 | 8516.09 | 8516.09 | 0 | 0
2.77.30 | B8.9.24 | (*) Allow for protective painting to all systems |  | Item | 1 |  |  | 0 | 0 |  | 3420 | 3420 |  | 100 | 100 |  | 0 | 0 | 8516.09 | 8516.09 | 0 | 0
2.77.31 | B8.9.25 | (*) Allow for decorative painting to all systems |  | Item | 1 |  |  | 0 | 0 |  | 4560 | 4560 |  | 100 | 100 |  | 0 | 0 | 8516.09 | 8516.09 | 0 | 0
2.77.32 | B8.9.26 | (*) Allow for drawings, manuals, submittal, samples inspections, instruction books |  | Item | 1 |  |  | 0 | 0 |  | 17100 | 17100 |  | 1500 | 1500 |  | 0 | 0 | 8516.09 | 8516.09 | 0 | 0
2.77.33 | B8.9.27 | (*) Allow for builders work |  | Item | 1 |  |  | 84980 | 84980 |  | 9120 | 9120 |  | 2500 | 2500 |  | 0 | 0 | 8516.09 | 8516.09 | 0 | 0
| Note | Note Details
2.77.34 | - | Additional items
| Item Code | Description | Item Remarks | Unit of Measurement | Quantity/Base Price |  |  | Unit Price/Discount % (Excluding VAT) | Total |  | Unit Price/Discount % (Excluding VAT) | Total |  | Unit Price/Discount % (Excluding VAT) | Total |  | Unit Price/Discount % (Excluding VAT) | Total | Unit Price/Discount % (Excluding VAT) | Total | Unit Price/Discount % (Excluding VAT) | Total
2.77.35 | AI | (*) Contractor may price here any items which has been shown in the Contract drawings or any other Contract Documents but overlooked or not specifically mentioned inthe schedule of items and is necessary for the satisfactory completion of the Works. Should the Contractor fail to insert any item here, it will be deemed that lump sum Contract Price includes all such items and no claims for additional items will be entertained. |  | Item | 1 |  |  | 0 | 0 |  | 0 | 0 |  | 0 | 0 |  | 0 | 0 | 0 | 0 | 132000 | 132000
| Note | Note Details
2.77.36 | - | Please attach one PDF file to be named "Additional Items for (insert bill no/name & Section No/name)" for the details of these additional items in the additional attachment area at the end of the BOQ.
2.78 NR-SUB: B8-10 ELECTRICAL INSTALLATION | [6 empty] | 2240680 | 58 (out of 58) | 2373312 |  | 58 (out of 58) | 1651632 |  | 58 (out of 58) | 3080968 |  | 58 (out of 58) | 0 | 58 (out of 58) | 2435513.5 | 58 (out of 58) | 2000000
| Note | Note Details
2.78.1 | - | All the Below Quantities are for 2 substations
2.78.2 | - | Electrical Works
2.78.3 | - | HV Equipment & HV Cable & LV PANEL
| Item Code | Description | Item Remarks | Unit of Measurement | Quantity/Base Price |  |  | Unit Price/Discount % (Excluding VAT) | Total |  | Unit Price/Discount % (Excluding VAT) | Total |  | Unit Price/Discount % (Excluding VAT) | Total |  | Unit Price/Discount % (Excluding VAT) | Total | Unit Price/Discount % (Excluding VAT) | Total | Unit Price/Discount % (Excluding VAT) | Total
2.78.4 | B8.10.1 | (*) SUPPLY INSTALL TERMIANT 3C X 240mm 11KV cable as per AADC spceification |  | No. | 2040 |  |  | 0 | 0 |  | 364.8 | 744192 |  | 810 | 1652400 |  | 0 | 0 | 425.8 | 868632 | 0 | 0
2.78.5 | B8.10.2 | (*) SUPPLY INSTALL TEST & COMMISSION TRM as per AADC spceification |  | No. | 2 |  |  | 0 | 0 |  | 17100 | 34200 |  | 120000 | 240000 |  | 0 | 0 | 93677.03 | 187354.06 | 0 | 0
2.78.6 | B8.10.3 | (*) SUPPLY INSTALL TERMIANT 11X1C X 630mm cable as per AADC spceification |  | No. | 40 |  |  | 0 | 0 |  | 2188.8 | 87552 |  | 1700 | 68000 |  | 0 | 0 | 2248.25 | 89930 | 0 | 0
2.78.7 | B8.10.4 | (*) SUPPLY INSTALL TEST & COMMISSION 500 KVA TRANSFORMER 0.4/11KVA as per AADC spceification |  | No. | 1 |  |  | 0 | 0 |  | 102600 | 102600 |  | 85000 | 85000 |  | 0 | 0 | 85160.93 | 85160.93 | 0 | 0
2.78.8 | B8.10.5 | (*) SUPPLY INSTALL TEST & COMMISSION 1000KVA TRANSFORMER 0.4/11KVA as per AADC spceification |  | No. | 1 |  |  | 0 | 0 |  | 119700 | 119700 |  | 100000 | 100000 |  | 0 | 0 | 119225.31 | 119225.31 | 0 | 0
2.78.9 | B8.10.6 | (*) SUPPLY INSTALL TEST & COMMISSION LV PANEL |  | No. | 2 |  |  | 0 | 0 |  | 108300 | 216600 |  | 190000 | 380000 |  | 0 | 0 | 198708.85 | 397417.7 | 0 | 0
2.78.10 | B8.10.7 | (*) SUPPLY INSTALL TEST & COMMISSION 250 KVAR CAPACITOR BANK |  | No. | 1 |  |  | 0 | 0 |  | 43320 | 43320 |  | 60000 | 60000 |  | 0 | 0 | 62451.35 | 62451.35 | 0 | 0
2.78.11 | B8.10.8 | (*) SUPPLY INSTALL TEST & COMMISSION 145KVAR CAPACITOR BANK |  | No. | 1 |  |  | 0 | 0 |  | 33060 | 33060 |  | 45000 | 45000 |  | 0 | 0 | 51096.56 | 51096.56 | 0 | 0
| Note | Note Details
2.78.12 | - | Final Distribution Board
2.78.13 | - | Supply, install, test and commission Wall mounted/ Free Standing Final Distribution Boards including circuit breakers, energy monitoring, conduits, ducts and trays from incoming/Outgoing power supply and all terminations as shown on the Drawings & Specifications for the following:-
| Item Code | Description | Item Remarks | Unit of Measurement | Quantity/Base Price |  |  | Unit Price/Discount % (Excluding VAT) | Total |  | Unit Price/Discount % (Excluding VAT) | Total |  | Unit Price/Discount % (Excluding VAT) | Total |  | Unit Price/Discount % (Excluding VAT) | Total | Unit Price/Discount % (Excluding VAT) | Total | Unit Price/Discount % (Excluding VAT) | Total
2.78.14 | B8.10.9 | (*) DB-SS |  | No. | 2 |  |  | 0 | 0 |  | 1995 | 3990 |  | 3500 | 7000 |  | 0 | 0 | 5677.4 | 11354.8 | 0 | 0
2.78.15 | B8.10.10 | (*) CONTAIMENT & UPVC DUCT |  | Item | 1 |  |  | 2373312 | 2373312 |  | 17100 | 17100 |  | 100000 | 100000 |  | 0 | 0 | 11354.79 | 11354.79 | 0 | 0
| Note | Note Details
2.78.16 | - | CABLES AND CABLES SUPPORT SYSTEMS:-
2.78.17 | - | Supply, install, test and commission of Low Voltage armoured cables including glands, connections, conduits, cable ducts, Cable Trays, GI cable trunking, civil works, cable cleats, earthing cable, fixings and termination complete as shown on Drawings and Specifications
2.78.18 | - | Cables from SMDB to the following
| Item Code | Description | Item Remarks | Unit of Measurement | Quantity/Base Price |  |  | Unit Price/Discount % (Excluding VAT) | Total |  | Unit Price/Discount % (Excluding VAT) | Total |  | Unit Price/Discount % (Excluding VAT) | Total |  | Unit Price/Discount % (Excluding VAT) | Total | Unit Price/Discount % (Excluding VAT) | Total | Unit Price/Discount % (Excluding VAT) | Total
2.78.19 | B8.10.11 | (*) (4C 10mm2 XLPE/SWA/PVC + 1C 10mm2 CU PVC) |  | m | 20 |  |  | 0 | 0 |  | 41.04 | 820.8 |  | 55 | 1100 |  | 0 | 0 | 68.13 | 1362.6 | 0 | 0
2.78.20 | B8.10.12 | (*) (4C 150mm2 XLPE/SWA/PVC + 1C 70mm2 CU PVC) |  | m | 120 |  |  | 0 | 0 |  | 285 | 34200 |  | 345 | 41400 |  | 0 | 0 | 305.44 | 36652.8 | 0 | 0
2.78.21 | B8.10.13 | (*) (4C 240mm2 XLPE/SWA/PVC + 1C 120mm2 CU PVC) |  | m | 20 |  |  | 0 | 0 |  | 427.5 | 8550 |  | 530 | 10600 |  | 0 | 0 | 403.1 | 8062 | 0 | 0
| Note | Note Details
2.78.22 | - | Cables Trays and Trunking
2.78.23 | - | Internal armoured cables, cable trays, cable ducts, GI cable trunking, civil works etc. including all fixings and termination complete as per shown in schematic diagram, load schedules and drawings.
| Item Code | Description | Item Remarks | Unit of Measurement | Quantity/Base Price |  |  | Unit Price/Discount % (Excluding VAT) | Total |  | Unit Price/Discount % (Excluding VAT) | Total |  | Unit Price/Discount % (Excluding VAT) | Total |  | Unit Price/Discount % (Excluding VAT) | Total | Unit Price/Discount % (Excluding VAT) | Total | Unit Price/Discount % (Excluding VAT) | Total
2.78.24 | B8.10.14 | (*) GI Trunking 50mm x 50mm |  | Item | 1 |  |  | 0 | 0 |  | 307.8 | 307.8 |  | 500 | 500 |  | 0 | 0 | 8516.09 | 8516.09 | 0 | 0
2.78.25 | B8.10.15 | (*) GI Trunking 100mm x 100mm |  | Item | 1 |  |  | 0 | 0 |  | 467.4 | 467.4 |  | 500 | 500 |  | 0 | 0 | 9651.57 | 9651.57 | 0 | 0
2.78.26 | B8.10.16 | (*) GI Trunking 150mm x 150mm |  | Item | 1 |  |  | 0 | 0 |  | 763.8 | 763.8 |  | 500 | 500 |  | 0 | 0 | 9935.44 | 9935.44 | 0 | 0
2.78.27 | B8.10.17 | (*) 100mm HDGI cable tray |  | Item | 1 |  |  | 0 | 0 |  | 820.8 | 820.8 |  | 1000 | 1000 |  | 0 | 0 | 9083.83 | 9083.83 | 0 | 0
2.78.28 | B8.10.18 | (*) 150 mm HDGI cable tray |  | Item | 1 |  |  | 0 | 0 |  | 855 | 855 |  | 2000 | 2000 |  | 0 | 0 | 9651.57 | 9651.57 | 0 | 0
2.78.29 | B8.10.19 | (*) 200 mm HDGI cable tray |  | Item | 1 |  |  | 0 | 0 |  | 912 | 912 |  | 2000 | 2000 |  | 0 | 0 | 11354.79 | 11354.79 | 0 | 0
2.78.30 | B8.10.20 | (*) 300 mm HDGI cable tray |  | Item | 1 |  |  | 0 | 0 |  | 1140 | 1140 |  | 5000 | 5000 |  | 0 | 0 | 13625.75 | 13625.75 | 0 | 0
| Note | Note Details
2.78.31 | - | DISCONNECTING SWITCHES:-
2.78.32 | - | Supply ,Install, testing and commissioning AC23,IP65 Disconnecting switches including all interconnecting cables, wires , trays and Equipments Points from SMD panels and terminations.
| Item Code | Description | Item Remarks | Unit of Measurement | Quantity/Base Price |  |  | Unit Price/Discount % (Excluding VAT) | Total |  | Unit Price/Discount % (Excluding VAT) | Total |  | Unit Price/Discount % (Excluding VAT) | Total |  | Unit Price/Discount % (Excluding VAT) | Total | Unit Price/Discount % (Excluding VAT) | Total | Unit Price/Discount % (Excluding VAT) | Total
2.78.33 | B8.10.21 | (*) Three Phase Isolator (TPN) IP 65 |  | No. | 2 |  |  | 0 | 0 |  | 1596 | 3192 |  | 650 | 1300 |  | 0 | 0 | 1703.22 | 3406.44 | 0 | 0
| Note | Note Details
2.78.34 | - | POWER INSTALLATION:
2.78.35 | - | Wiring Devices Points
2.78.36 | - | Supply ,Install, testing and commissioning complete including points of Wiring devices with cover plates and outlet boxes , wiring cable tray & required all terminations,conduits,boxes , back boxes, couplers, draw boxes, junction boxes, wiring etc complete as per Drawings and Specifications.
| Item Code | Description | Item Remarks | Unit of Measurement | Quantity/Base Price |  |  | Unit Price/Discount % (Excluding VAT) | Total |  | Unit Price/Discount % (Excluding VAT) | Total |  | Unit Price/Discount % (Excluding VAT) | Total |  | Unit Price/Discount % (Excluding VAT) | Total | Unit Price/Discount % (Excluding VAT) | Total | Unit Price/Discount % (Excluding VAT) | Total
2.78.37 | B8.10.22 | (*) 13A switched double socket outlet WEATHER PROOF |  | No. | 6 |  |  | 0 | 0 |  | 239.4 | 1436.4 |  | 480 | 2880 |  | 0 | 0 | 965.16 | 5790.96 | 0 | 0
2.78.38 | B8.10.23 | (*) 13A switched double socket outlet |  | No. | 6 |  |  | 0 | 0 |  | 273.6 | 1641.6 |  | 380 | 2280 |  | 0 | 0 | 794.84 | 4769.04 | 0 | 0
2.78.39 | B8.10.24 | (*) 13A switched double socket outlet W/P |  | No. | 6 |  |  | 0 | 0 |  | 285 | 1710 |  | 480 | 2880 |  | 0 | 0 | 851.61 | 5109.66 | 0 | 0
| Note | Note Details
2.78.40 | - | LIGHTING FIXTURES
2.78.41 | - | Supply, install, testing and commissioning complete Light fittings including cabling, wiring, conduits and switches in connections to permanent wiring system
| Item Code | Description | Item Remarks | Unit of Measurement | Quantity/Base Price |  |  | Unit Price/Discount % (Excluding VAT) | Total |  | Unit Price/Discount % (Excluding VAT) | Total |  | Unit Price/Discount % (Excluding VAT) | Total |  | Unit Price/Discount % (Excluding VAT) | Total | Unit Price/Discount % (Excluding VAT) | Total | Unit Price/Discount % (Excluding VAT) | Total
2.78.42 | B8.10.25 | (*) Electrical points for Type L3 |  | No. | 16 |  |  | 0 | 0 |  | 427.5 | 6840 |  | 0 | 0 |  | 0 | 0 | 965.16 | 15442.56 | 0 | 0
2.78.43 | B8.10.26 | (*) Electrical points for Type L7 |  | No. | 6 |  |  | 0 | 0 |  | 370.5 | 2223 |  | 0 | 0 |  | 0 | 0 | 908.38 | 5450.28 | 0 | 0
2.78.44 | B8.10.27 | (*) Surface Mountain Self Contained Non Maintained, 3 Hours Duration 1x12W Emergency Light |  | No. | 4 |  |  | 0 | 0 |  | 478.8 | 1915.2 |  | 1170 | 4680 |  | 0 | 0 | 1703.22 | 6812.88 | 0 | 0
| Note | Note Details
2.78.45 | - | WIRING DEVICES & ACCESSORIES
2.78.46 | - | Supply, install and connect the following devices including device boxes, cover, plates, conduits and wiring between devices and distribution boards, switch panels, etc. as per drawings:
| Item Code | Description | Item Remarks | Unit of Measurement | Quantity/Base Price |  |  | Unit Price/Discount % (Excluding VAT) | Total |  | Unit Price/Discount % (Excluding VAT) | Total |  | Unit Price/Discount % (Excluding VAT) | Total |  | Unit Price/Discount % (Excluding VAT) | Total | Unit Price/Discount % (Excluding VAT) | Total | Unit Price/Discount % (Excluding VAT) | Total
2.78.47 | B8.10.28 | (*) 20A double pole switch |  | No. | 4 |  |  | 0 | 0 |  | 222.3 | 889.2 |  | 300 | 1200 |  | 0 | 0 | 851.61 | 3406.44 | 0 | 0
2.78.48 | B8.10.29 | (*) One way one gang lighting grid switch |  | No. | 10 |  |  | 0 | 0 |  | 205.2 | 2052 |  | 280 | 2800 |  | 0 | 0 | 738.06 | 7380.6 | 0 | 0
| Note | Note Details
2.78.49 | - | CCTV System Installation
2.78.50 | - | Allow for all necessary works in connection with CCTV installation complete including supply, installation, testing and commissioning as per the drawings and/or the specifications
2.78.51 | - | Complete CCTV system including NVR,work station,CAT6 cabling ,power caling... ETC and all devices / elements as shown on the drawings and/or in specification including supply, installation, connections, testing & commissioning and documentation. Include all builders work, fixing accessories, wires/ cables, tagging, cable tray with cover, trunking, conduits, supports, back boxes,couplers and accessories as required
| Item Code | Description | Item Remarks | Unit of Measurement | Quantity/Base Price |  |  | Unit Price/Discount % (Excluding VAT) | Total |  | Unit Price/Discount % (Excluding VAT) | Total |  | Unit Price/Discount % (Excluding VAT) | Total |  | Unit Price/Discount % (Excluding VAT) | Total | Unit Price/Discount % (Excluding VAT) | Total | Unit Price/Discount % (Excluding VAT) | Total
2.78.52 | B8.10.30 | (*) Dome type camera IP (Day & Night) POE ,Recognize |  | No. | 4 |  |  | 0 | 0 |  | 6840 | 27360 |  | 6000 | 24000 |  | 0 | 0 | 9083.83 | 36335.32 | 0 | 0
| Note | Note Details
2.78.53 | - | Earthing & bonding System
| Item Code | Description | Item Remarks | Unit of Measurement | Quantity/Base Price |  |  | Unit Price/Discount % (Excluding VAT) | Total |  | Unit Price/Discount % (Excluding VAT) | Total |  | Unit Price/Discount % (Excluding VAT) | Total |  | Unit Price/Discount % (Excluding VAT) | Total | Unit Price/Discount % (Excluding VAT) | Total | Unit Price/Discount % (Excluding VAT) | Total
2.78.54 | B8.10.31 | (*) Supply, install ,testing and commissioning with all accessories of the earthing and bonding system complete including Earth Bar main earth electrodes , earthing continuity conductors ,bonding conductors and earth pit etc, as specified. |  | Item | 1 |  |  | 0 | 0 |  | 7410 | 7410 |  | 100000 | 100000 |  | 0 | 0 | 28386.98 | 28386.98 | 0 | 0
| Note | Note Details
2.78.55 | - | Lightning Protection System
2.78.56 | - | Supply, install, test and commission complete lightning protection system air termination network, fitting and connection complete in accordance with Specifications and Drawings.
| Item Code | Description | Item Remarks | Unit of Measurement | Quantity/Base Price |  |  | Unit Price/Discount % (Excluding VAT) | Total |  | Unit Price/Discount % (Excluding VAT) | Total |  | Unit Price/Discount % (Excluding VAT) | Total |  | Unit Price/Discount % (Excluding VAT) | Total | Unit Price/Discount % (Excluding VAT) | Total | Unit Price/Discount % (Excluding VAT) | Total
2.78.57 | B8.10.32 | (*) Earth pit |  | Item | 1 |  |  | 0 | 0 |  | 5700 | 5700 |  | 10000 | 10000 |  | 0 | 0 | 17032.19 | 17032.19 | 0 | 0
2.78.58 | B8.10.33 | (*) Free standing air terminal for protection of mechanical |  | Item | 1 |  |  | 0 | 0 |  | 5130 | 5130 |  | 2000 | 2000 |  | 0 | 0 | 5677.4 | 5677.4 | 0 | 0
2.78.59 | B8.10.34 | (*) Thermo weld in all joints |  | Item | 1 |  |  | 0 | 0 |  | 627 | 627 |  | 1300 | 1300 |  | 0 | 0 | 5677.4 | 5677.4 | 0 | 0
2.78.60 | B8.10.35 | (*) Copper tape down conductor |  | Item | 1 |  |  | 0 | 0 |  | 627 | 627 |  | 1000 | 1000 |  | 0 | 0 | 5677.4 | 5677.4 | 0 | 0
2.78.61 | B8.10.36 | (*) Down conductor to earth pit |  | Item | 1 |  |  | 0 | 0 |  | 399 | 399 |  | 1000 | 1000 |  | 0 | 0 | 5109.66 | 5109.66 | 0 | 0
2.78.62 | B8.10.37 | (*) 1C 70mm² PVC/SC direct buried cable |  | Item | 1 |  |  | 0 | 0 |  | 18240 | 18240 |  | 5000 | 5000 |  | 0 | 0 | 1703.22 | 1703.22 | 0 | 0
2.78.63 | B8.10.38 | (*) 25x 3mm bare copper tape lightning protection air terminal |  | Item | 1 |  |  | 0 | 0 |  | 39900 | 39900 |  | 7000 | 7000 |  | 0 | 0 | 9651.57 | 9651.57 | 0 | 0
| Note | Note Details
2.78.64 | - | FIRE ALARM
2.78.65 | - | ANALOGUE ADDRESSABLE FIRE ALARM SYSTEM
2.78.66 | - | Fire Alarm Installation
2.78.67 | - | Complete addressable fire alarm system including all devices / elements as shown on the drawings and/or in specification including supply, installation, connections, testing & commissioning and documentation. Include all builders work, detector base, fixing accessories, fire resistant cables, tagging, cable tray with cover, trunking, conduits, supports, back boxes, couplers and accessories as required.
| Item Code | Description | Item Remarks | Unit of Measurement | Quantity/Base Price |  |  | Unit Price/Discount % (Excluding VAT) | Total |  | Unit Price/Discount % (Excluding VAT) | Total |  | Unit Price/Discount % (Excluding VAT) | Total |  | Unit Price/Discount % (Excluding VAT) | Total | Unit Price/Discount % (Excluding VAT) | Total | Unit Price/Discount % (Excluding VAT) | Total
2.78.68 | B8.10.39 | (*) Addressable smoke detector |  | No. | 4 |  |  | 0 | 0 |  | 399 | 1596 |  | 350 | 1400 |  | 0 | 0 | 1419.35 | 5677.4 | 0 | 0
2.78.69 | B8.10.40 | (*) Addressable heat detector |  | No. | 4 |  |  | 0 | 0 |  | 399 | 1596 |  | 450 | 1800 |  | 0 | 0 | 1362.57 | 5450.28 | 0 | 0
2.78.70 | B8.10.41 | (*) Addressable manual call point |  | No. | 2 |  |  | 0 | 0 |  | 399 | 798 |  | 500 | 1000 |  | 0 | 0 | 1419.35 | 2838.7 | 0 | 0
2.78.71 | B8.10.42 | (*) Addressable Fire Alarm sounder with strobe weather proof |  | No. | 2 |  |  | 0 | 0 |  | 513 | 1026 |  | 650 | 1300 |  | 0 | 0 | 1362.57 | 2725.14 | 0 | 0
2.78.72 | B8.10.43 | (*) Monitor Module |  | No. | 4 |  |  | 0 | 0 |  | 228 | 912 |  | 1500 | 6000 |  | 0 | 0 | 2838.7 | 11354.8 | 0 | 0
2.78.73 | B8.10.44 | (*) conduits, cabling, trays, ducts, trunking related to fire alarm system. |  | Item | 1 |  |  | 0 | 0 |  | 5130 | 5130 |  | 5000 | 5000 |  | 0 | 0 | 34064.37 | 34064.37 | 0 | 0
| Note | Note Details
2.78.74 | - | SUNDRIES:-
| Item Code | Description | Item Remarks | Unit of Measurement | Quantity/Base Price |  |  | Unit Price/Discount % (Excluding VAT) | Total |  | Unit Price/Discount % (Excluding VAT) | Total |  | Unit Price/Discount % (Excluding VAT) | Total |  | Unit Price/Discount % (Excluding VAT) | Total | Unit Price/Discount % (Excluding VAT) | Total | Unit Price/Discount % (Excluding VAT) | Total
2.78.75 | B8.10.45 | (*) Allow for supports |  | Item | 1 |  |  | 0 | 0 |  | 2850 | 2850 |  | 5000 | 5000 |  | 0 | 0 | 14193.49 | 14193.49 | 0 | 0
2.78.76 | B8.10.46 | (*) Allow for identifications, tag plates, labels, signage and colour coding for all services. |  | Item | 1 |  |  | 0 | 0 |  | 2850 | 2850 |  | 2000 | 2000 |  | 0 | 0 | 14193.49 | 14193.49 | 0 | 0
2.78.77 | B8.10.47 | (*) Allow for testing and pre-commissioning |  | Item | 1 |  |  | 0 | 0 |  | 5700 | 5700 |  | 1000 | 1000 |  | 0 | 0 | 14193.49 | 14193.49 | 0 | 0
2.78.78 | B8.10.48 | (*) Allow for commissioning |  | Item | 1 |  |  | 0 | 0 |  | 11400 | 11400 |  | 500 | 500 |  | 0 | 0 | 14193.49 | 14193.49 | 0 | 0
2.78.79 | B8.10.49 | (*) Allow for tools and spares |  | Item | 1 |  |  | 0 | 0 |  | 9120 | 9120 |  | 500 | 500 |  | 0 | 0 | 14193.49 | 14193.49 | 0 | 0
2.78.80 | B8.10.50 | (*) Allow for document and certification |  | Item | 1 |  |  | 0 | 0 |  | 5700 | 5700 |  | 1500 | 1500 |  | 0 | 0 | 14193.49 | 14193.49 | 0 | 0
2.78.81 | B8.10.51 | (*) Allow for co-ordination with other services |  | Item | 1 |  |  | 0 | 0 |  | 3420 | 3420 |  | 1000 | 1000 |  | 0 | 0 | 14193.49 | 14193.49 | 0 | 0
2.78.82 | B8.10.52 | (*) Allow for cutting or forming holes, mortises, chases, or the like and making good finishing |  | Item | 1 |  |  | 0 | 0 |  | 2280 | 2280 |  | 1000 | 1000 |  | 0 | 0 | 17032.19 | 17032.19 | 0 | 0
2.78.83 | B8.10.53 | (*) Allow for building in or cutting and pinning brackets or the like and making good finishing |  | Item | 1 |  |  | 0 | 0 |  | 2280 | 2280 |  | 1000 | 1000 |  | 0 | 0 | 17032.19 | 17032.19 | 0 | 0
2.78.84 | B8.10.54 | (*) Allow for protective painting to all systems |  | Item | 1 |  |  | 0 | 0 |  | 1710 | 1710 |  | 1000 | 1000 |  | 0 | 0 | 14193.49 | 14193.49 | 0 | 0
2.78.85 | B8.10.55 | (*) Allow for decorative painting to all systems |  | Item | 1 |  |  | 0 | 0 |  | 2280 | 2280 |  | 1000 | 1000 |  | 0 | 0 | 17032.19 | 17032.19 | 0 | 0
2.78.86 | B8.10.56 | (*) Allow for drawings, manuals, submittal, samples inspections, instruction books |  | Item | 1 |  |  | 0 | 0 |  | 3420 | 3420 |  | 5000 | 5000 |  | 0 | 0 | 17032.19 | 17032.19 | 0 | 0
2.78.87 | B8.10.57 | (*) Allow for builders work |  | Item | 1 |  |  | 0 | 0 |  | 9120 | 9120 |  | 25000 | 25000 |  | 0 | 0 | 17032.19 | 17032.19 | 0 | 0
| Note | Note Details
2.78.88 | - | Additional items
| Item Code | Description | Item Remarks | Unit of Measurement | Quantity/Base Price |  |  | Unit Price/Discount % (Excluding VAT) | Total |  | Unit Price/Discount % (Excluding VAT) | Total |  | Unit Price/Discount % (Excluding VAT) | Total |  | Unit Price/Discount % (Excluding VAT) | Total | Unit Price/Discount % (Excluding VAT) | Total | Unit Price/Discount % (Excluding VAT) | Total
2.78.89 | AI | (*) Contractor may price here any items which has been shown in the Contract drawings or any other Contract Documents but overlooked or not specifically mentioned inthe schedule of items and is necessary for the satisfactory completion of the Works. Should the Contractor fail to insert any item here, it will be deemed that lump sum Contract Price includes all such items and no claims for additional items will be entertained. |  | Item | 1 |  |  | 0 | 0 |  | 0 | 0 |  | 47648 | 47648 |  | 0 | 0 | 0 | 0 | 2000000 | 2000000
| Note | Note Details
2.78.90 | - | Please attach one PDF file to be named "Additional Items for (insert bill no/name & Section No/name)" for the details of these additional items in the additional attachment area at the end of the BOQ.
2.79 NR-NH: BILL NO 09 - ANIMAL HOLDING | [6 empty] | 7804351 |  | 7693203.33 |  | 0 (out of 0) | 7448014.38 |  | 0 (out of 0) | 19869808.5 |  | 0 (out of 0) | 9691052 | 0 (out of 0) | 24934621.916 | 0 (out of 0) | 28049514
2.80 NR-NH: B9-01 SITE WORK | [6 empty] | 7646 | 4 (out of 4) | 5844 |  | 4 (out of 4) | 13953.6 |  | 4 (out of 4) | 6318 |  | 4 (out of 4) | 7820 | 4 (out of 4) | 21389.56 | 4 (out of 4) | 14844
| Note | Note Details
2.80.1 | - | Excavation
| Item Code | Description | Item Remarks | Unit of Measurement | Quantity/Base Price |  |  | Unit Price/Discount % (Excluding VAT) | Total |  | Unit Price/Discount % (Excluding VAT) | Total |  | Unit Price/Discount % (Excluding VAT) | Total |  | Unit Price/Discount % (Excluding VAT) | Total | Unit Price/Discount % (Excluding VAT) | Total | Unit Price/Discount % (Excluding VAT) | Total
2.80.2 | B9.1.1 | (*) Pit excavation to receive foundation bases depth 1.5 m |  | m3 | 150 |  |  | 18 | 2700 |  | 45.6 | 6840 |  | 15 | 2250 |  | 28 | 4200 | 69.52 | 10428 | 40 | 6000
| Note | Note Details
2.80.3 | - | Filling
| Item Code | Description | Item Remarks | Unit of Measurement | Quantity/Base Price |  |  | Unit Price/Discount % (Excluding VAT) | Total |  | Unit Price/Discount % (Excluding VAT) | Total |  | Unit Price/Discount % (Excluding VAT) | Total |  | Unit Price/Discount % (Excluding VAT) | Total | Unit Price/Discount % (Excluding VAT) | Total | Unit Price/Discount % (Excluding VAT) | Total
2.80.4 | B9.1.2 | (*) Selected fill from excavated materials all in accordance with the Specifications |  | m3 | 100 |  |  | 18 | 1800 |  | 45.6 | 4560 |  | 25 | 2500 |  | 25 | 2500 | 53.94 | 5394 | 75 | 7500
| Note | Note Details
2.80.5 | - | Anti Treatment
2.80.6 | - | Allow for termite control; prepare and apply anti-termite treatment; all in accordance with the Specifications and subject to the Contractor's approval
| Item Code | Description | Item Remarks | Unit of Measurement | Quantity/Base Price |  |  | Unit Price/Discount % (Excluding VAT) | Total |  | Unit Price/Discount % (Excluding VAT) | Total |  | Unit Price/Discount % (Excluding VAT) | Total |  | Unit Price/Discount % (Excluding VAT) | Total | Unit Price/Discount % (Excluding VAT) | Total | Unit Price/Discount % (Excluding VAT) | Total
2.80.7 | B8.1.3 | (*) To horizontal and vertical surfaces |  | m2 | 224 |  |  | 6 | 1344 |  | 11.4 | 2553.6 |  | 7 | 1568 |  | 5 | 1120 | 4.79 | 1072.96 | 6 | 1344
| Note | Note Details
2.80.8 | - | Additional items
| Item Code | Description | Item Remarks | Unit of Measurement | Quantity/Base Price |  |  | Unit Price/Discount % (Excluding VAT) | Total |  | Unit Price/Discount % (Excluding VAT) | Total |  | Unit Price/Discount % (Excluding VAT) | Total |  | Unit Price/Discount % (Excluding VAT) | Total | Unit Price/Discount % (Excluding VAT) | Total | Unit Price/Discount % (Excluding VAT) | Total
2.80.9 | AI | (*) Contractor may price here any items which has been shown in the Contract drawings or any other Contract Documents but overlooked or not specifically mentioned inthe schedule of items and is necessary for the satisfactory completion of the Works. Should the Contractor fail to insert any item here, it will be deemed that lump sum Contract Price includes all such items and no claims for additional items will be entertained. |  | Item | 1 |  |  | 0 | 0 |  | 0 | 0 |  | 0 | 0 |  | 0 | 0 | 4494.6 | 4494.6 | 0 | 0
| Note | Note Details
2.80.10 | - | Please attach one PDF file to be named "Additional Items for (insert bill no/name & Section No/name)" for the details of these additional items in the additional attachment area at the end of the BOQ.
2.81 NR-NH: B9-02 CONCRETE WORK | [6 empty] | 69700 | 8 (out of 8) | 73293 |  | 8 (out of 8) | 104994 |  | 8 (out of 8) | 56140 |  | 8 (out of 8) | 77440 | 8 (out of 8) | 94016.33 | 8 (out of 8) | 123900
| Note | Note Details
2.81.1 | - | SUBSTRUCTURE
2.81.2 | - | Poured Concrete
2.81.3 | - | Plain concrete (20 N/mm2) as per specifications and drawings.
| Item Code | Description | Item Remarks | Unit of Measurement | Quantity/Base Price |  |  | Unit Price/Discount % (Excluding VAT) | Total |  | Unit Price/Discount % (Excluding VAT) | Total |  | Unit Price/Discount % (Excluding VAT) | Total |  | Unit Price/Discount % (Excluding VAT) | Total | Unit Price/Discount % (Excluding VAT) | Total | Unit Price/Discount % (Excluding VAT) | Total
2.81.4 | B9.2.1 | (*) PCC 10 cm for Footings |  | m3 | 14 |  |  | 23 | 322 |  | 798 | 11172 |  | 385 | 5390 |  | 413 | 5782 | 496.2 | 6946.8 | 600 | 8400
| Note | Note Details
2.81.5 | - | Reinforcment Concrete (40 N/mm2) in Type I SRC cement including all shuttering,supportsand all related works as per specifications and drawings.
| Item Code | Description | Item Remarks | Unit of Measurement | Quantity/Base Price |  |  | Unit Price/Discount % (Excluding VAT) | Total |  | Unit Price/Discount % (Excluding VAT) | Total |  | Unit Price/Discount % (Excluding VAT) | Total |  | Unit Price/Discount % (Excluding VAT) | Total | Unit Price/Discount % (Excluding VAT) | Total | Unit Price/Discount % (Excluding VAT) | Total
2.81.6 | B9.2.2 | (*) Footings |  | m3 | 25 |  |  | 1334 | 33350 |  | 1710 | 42750 |  | 890 | 22250 |  | 951 | 23775 | 1549.74 | 38743.5 | 1300 | 32500
2.81.7 | B9.2.3 | (*) Concrete ground beams |  | m3 | 12 |  |  | 1440 | 17280 |  | 1710 | 20520 |  | 1200 | 14400 |  | 1398 | 16776 | 2174.19 | 26090.28 | 1700 | 20400
2.81.8 | B9.2.4 | (*) slab on grde |  | m3 | 16 |  |  | 1149 | 18384 |  | 1710 | 27360 |  | 800 | 12800 |  | 567 | 9072 | 835.4 | 13366.4 | 1200 | 19200
2.81.9 | B9.2.5 | (*) Neck cloumns |  | m3 | 1 |  |  | 1479 | 1479 |  | 1710 | 1710 |  | 1300 | 1300 |  | 2655 | 2655 | 2475.03 | 2475.03 | 1900 | 1900
| Note | Note Details
2.81.10 | - | SUPER STRUCTURE
2.81.11 | - | Reinforcmen Concrete (40 N/mm2) in Type I OPC cement including all shuttering,supportsand all related works as per specifications and drawings.
| Item Code | Description | Item Remarks | Unit of Measurement | Quantity/Base Price |  |  | Unit Price/Discount % (Excluding VAT) | Total |  | Unit Price/Discount % (Excluding VAT) | Total |  | Unit Price/Discount % (Excluding VAT) | Total |  | Unit Price/Discount % (Excluding VAT) | Total | Unit Price/Discount % (Excluding VAT) | Total | Unit Price/Discount % (Excluding VAT) | Total
2.81.12 | B9.2.6 | (*) LINTELS |  | m3 | 1 |  |  | 1328 | 1328 |  | 1482 | 1482 |  | 0 | 0 |  | 2130 | 2130 | 2798.64 | 2798.64 | 1500 | 1500
| Note | Note Details
2.81.13 | - | Sundries
| Item Code | Description | Item Remarks | Unit of Measurement | Quantity/Base Price |  |  | Unit Price/Discount % (Excluding VAT) | Total |  | Unit Price/Discount % (Excluding VAT) | Total |  | Unit Price/Discount % (Excluding VAT) | Total |  | Unit Price/Discount % (Excluding VAT) | Total | Unit Price/Discount % (Excluding VAT) | Total | Unit Price/Discount % (Excluding VAT) | Total
2.81.14 | B9.2.7 | (*) Expansion joints; all in accordance with the Specifications |  | Item | 1 |  |  | 1150 | 1150 |  | 0 | 0 |  | 0 | 0 |  | 17250 | 17250 | 3595.68 | 3595.68 | 40000 | 40000
| Note | Note Details
2.81.15 | - | Additional items
| Item Code | Description | Item Remarks | Unit of Measurement | Quantity/Base Price |  |  | Unit Price/Discount % (Excluding VAT) | Total |  | Unit Price/Discount % (Excluding VAT) | Total |  | Unit Price/Discount % (Excluding VAT) | Total |  | Unit Price/Discount % (Excluding VAT) | Total | Unit Price/Discount % (Excluding VAT) | Total | Unit Price/Discount % (Excluding VAT) | Total
2.81.16 | AI | (*) Contractor may price here any items which has been shown in the Contract drawings or any other Contract Documents but overlooked or not specifically mentioned inthe schedule of items and is necessary for the satisfactory completion of the Works. Should the Contractor fail to insert any item here, it will be deemed that lump sum Contract Price includes all such items and no claims for additional items will be entertained. |  | Item | 1 |  |  | 0 | 0 |  | 0 | 0 |  | 0 | 0 |  | 0 | 0 | 0 | 0 | 0 | 0
| Note | Note Details
2.81.17 | - | Please attach one PDF file to be named "Additional Items for (insert bill no/name & Section No/name)" for the details of these additional items in the additional attachment area at the end of the BOQ.
2.82 NR-NH: B9-03 MASONRY | [6 empty] | 6800 | 3 (out of 3) | 6600 |  | 3 (out of 3) | 9484.8 |  | 3 (out of 3) | 2640 |  | 3 (out of 3) | 7944 | 3 (out of 3) | 8974.72 | 3 (out of 3) | 9920
| Note | Note Details
2.82.1 | - | External block work
2.82.2 | - | Concrete masonry units bedded and jointed in cement including mortar including concrete filling, wall ties, bed joints, reinforcement metal lath (where required), head restraint,anchors, and column stiffeners; including all necessary accessories; as shown on Drawing all in accordance with the Specifications,DIVISION 4 - 042219
| Item Code | Description | Item Remarks | Unit of Measurement | Quantity/Base Price |  |  | Unit Price/Discount % (Excluding VAT) | Total |  | Unit Price/Discount % (Excluding VAT) | Total |  | Unit Price/Discount % (Excluding VAT) | Total |  | Unit Price/Discount % (Excluding VAT) | Total | Unit Price/Discount % (Excluding VAT) | Total | Unit Price/Discount % (Excluding VAT) | Total
2.82.3 | B9.3.1 | (*) External SOLD BLOCK 200MM UNDER THE MESH |  | m2 | 24 |  |  | 110 | 2640 |  | 148.2 | 3556.8 |  | 110 | 2640 |  | 106 | 2544 | 140.23 | 3365.52 | 180 | 4320
| Note | Note Details
2.82.4 | - | Solid block work
| Item Code | Description | Item Remarks | Unit of Measurement | Quantity/Base Price |  |  | Unit Price/Discount % (Excluding VAT) | Total |  | Unit Price/Discount % (Excluding VAT) | Total |  | Unit Price/Discount % (Excluding VAT) | Total |  | Unit Price/Discount % (Excluding VAT) | Total | Unit Price/Discount % (Excluding VAT) | Total | Unit Price/Discount % (Excluding VAT) | Total
2.82.5 | B9.3.2 | (*) Solid blockwork |  | m2 | 40 |  |  | 99 | 3960 |  | 148.2 | 5928 |  | 0 | 0 |  | 135 | 5400 | 140.23 | 5609.2 | 140 | 5600
| Note | Note Details
2.82.6 | - | Additional items
| Item Code | Description | Item Remarks | Unit of Measurement | Quantity/Base Price |  |  | Unit Price/Discount % (Excluding VAT) | Total |  | Unit Price/Discount % (Excluding VAT) | Total |  | Unit Price/Discount % (Excluding VAT) | Total |  | Unit Price/Discount % (Excluding VAT) | Total | Unit Price/Discount % (Excluding VAT) | Total | Unit Price/Discount % (Excluding VAT) | Total
2.82.7 | AI | (*) Contractor may price here any items which has been shown in the Contract drawings or any other Contract Documents but overlooked or not specifically mentioned inthe schedule of items and is necessary for the satisfactory completion of the Works. Should the Contractor fail to insert any item here, it will be deemed that lump sum Contract Price includes all such items and no claims for additional items will be entertained. |  | Item | 1 |  |  | 0 | 0 |  | 0 | 0 |  | 0 | 0 |  | 0 | 0 | 0 | 0 | 0 | 0
| Note | Note Details
2.82.8 | - | Please attach one PDF file to be named "Additional Items for (insert bill no/name & Section No/name)" for the details of these additional items in the additional attachment area at the end of the BOQ.
2.83 NR-NH: B9-04 METAL WORKS | [6 empty] | 82100 | 3 (out of 3) | 75900 |  | 3 (out of 3) | 83448 |  | 3 (out of 3) | 247320 |  | 3 (out of 3) | 56166 | 3 (out of 3) | 135197.22 | 3 (out of 3) | 378000
| Note | Note Details
2.83.1 | - | METAL WORKS
2.83.2 | - | Supply and fix GI Mesh ncluding all necessary work as per drawing, specifications and subject to engineers approval.
| Item Code | Description | Item Remarks | Unit of Measurement | Quantity/Base Price |  |  | Unit Price/Discount % (Excluding VAT) | Total |  | Unit Price/Discount % (Excluding VAT) | Total |  | Unit Price/Discount % (Excluding VAT) | Total |  | Unit Price/Discount % (Excluding VAT) | Total | Unit Price/Discount % (Excluding VAT) | Total | Unit Price/Discount % (Excluding VAT) | Total
2.83.3 | B9.4.1 | (*) GI Mesh Fence |  | m2 | 90 |  |  | 440 | 39600 |  | 342 | 30780 |  | 1120 | 100800 |  | 253 | 22770 | 359.57 | 32361.3 | 2000 | 180000
2.83.4 | B9.4.2 | (*) Metal Ceiling |  | m2 | 132 |  |  | 275 | 36300 |  | 399 | 52668 |  | 1110 | 146520 |  | 253 | 33396 | 779.06 | 102835.92 | 1500 | 198000
| Note | Note Details
2.83.5 | - | Additional items
| Item Code | Description | Item Remarks | Unit of Measurement | Quantity/Base Price |  |  | Unit Price/Discount % (Excluding VAT) | Total |  | Unit Price/Discount % (Excluding VAT) | Total |  | Unit Price/Discount % (Excluding VAT) | Total |  | Unit Price/Discount % (Excluding VAT) | Total | Unit Price/Discount % (Excluding VAT) | Total | Unit Price/Discount % (Excluding VAT) | Total
2.83.6 | AI | (*) Contractor may price here any items which has been shown in the Contract drawings or any other Contract Documents but overlooked or not specifically mentioned inthe schedule of items and is necessary for the satisfactory completion of the Works. Should the Contractor fail to insert any item here, it will be deemed that lump sum Contract Price includes all such items and no claims for additional items will be entertained. |  | Item | 1 |  |  | 0 | 0 |  | 0 | 0 |  | 0 | 0 |  | 0 | 0 | 0 | 0 | 0 | 0
| Note | Note Details
2.83.7 | - | Please attach one PDF file to be named "Additional Items for (insert bill no/name & Section No/name)" for the details of these additional items in the additional attachment area at the end of the BOQ.
2.84 NR-NH: B9-05 THERMAL AND MOISTURE PROTECTION | [6 empty] | 4736 | 5 (out of 5) | 6760 |  | 5 (out of 5) | 46156.32 |  | 5 (out of 5) | 5008 |  | 5 (out of 5) | 26764 | 5 (out of 5) | 29989.36 | 5 (out of 5) | 34880
| Note | Note Details
2.84.1 | - | Waterproofing courses
2.84.2 | - | Waterproofing system for the substructure, 2 coat of bitumen paint as per drawings and specifications.
| Item Code | Description | Item Remarks | Unit of Measurement | Quantity/Base Price |  |  | Unit Price/Discount % (Excluding VAT) | Total |  | Unit Price/Discount % (Excluding VAT) | Total |  | Unit Price/Discount % (Excluding VAT) | Total |  | Unit Price/Discount % (Excluding VAT) | Total | Unit Price/Discount % (Excluding VAT) | Total | Unit Price/Discount % (Excluding VAT) | Total
2.84.3 | B9.5.1 | (*) To horizontal areas |  | m2 | 224 |  |  | 10 | 2240 |  | 114 | 25536 |  | 10 | 2240 |  | 72 | 16128 | 57.53 | 12886.72 | 35 | 7840
2.84.4 | B9.5.2 | (*) To vertical areas |  | m2 | 120 |  |  | 10 | 1200 |  | 136.8 | 16416 |  | 10 | 1200 |  | 72 | 8640 | 104.27 | 12512.4 | 35 | 4200
| Note | Note Details
2.84.5 | - | 1000 Gauge Polythene Sheet, all in accordance with the Specifications
| Item Code | Description | Item Remarks | Unit of Measurement | Quantity/Base Price |  |  | Unit Price/Discount % (Excluding VAT) | Total |  | Unit Price/Discount % (Excluding VAT) | Total |  | Unit Price/Discount % (Excluding VAT) | Total |  | Unit Price/Discount % (Excluding VAT) | Total | Unit Price/Discount % (Excluding VAT) | Total | Unit Price/Discount % (Excluding VAT) | Total
2.84.6 | B9.5.3 | (*) To horizontal areas |  | m2 | 224 |  |  | 5 | 1120 |  | 13.68 | 3064.32 |  | 7 | 1568 |  | 4 | 896 | 4.44 | 994.56 | 35 | 7840
| Note | Note Details
2.84.7 | - | Supply and Apply isolation joints as per drawings ,specifications
| Item Code | Description | Item Remarks | Unit of Measurement | Quantity/Base Price |  |  | Unit Price/Discount % (Excluding VAT) | Total |  | Unit Price/Discount % (Excluding VAT) | Total |  | Unit Price/Discount % (Excluding VAT) | Total |  | Unit Price/Discount % (Excluding VAT) | Total | Unit Price/Discount % (Excluding VAT) | Total | Unit Price/Discount % (Excluding VAT) | Total
2.84.8 | B9.5.4 | (*) Isolation Joint for Grade Slab 15 cm |  | Item | 1 |  |  | 2200 | 2200 |  | 1140 | 1140 |  | 0 | 0 |  | 1100 | 1100 | 3595.68 | 3595.68 | 15000 | 15000
| Note | Note Details
2.84.9 | - | Additional items
| Item Code | Description | Item Remarks | Unit of Measurement | Quantity/Base Price |  |  | Unit Price/Discount % (Excluding VAT) | Total |  | Unit Price/Discount % (Excluding VAT) | Total |  | Unit Price/Discount % (Excluding VAT) | Total |  | Unit Price/Discount % (Excluding VAT) | Total | Unit Price/Discount % (Excluding VAT) | Total | Unit Price/Discount % (Excluding VAT) | Total
2.84.10 | AI | (*) Contractor may price here any items which has been shown in the Contract drawings or any other Contract Documents but overlooked or not specifically mentioned inthe schedule of items and is necessary for the satisfactory completion of the Works. Should the Contractor fail to insert any item here, it will be deemed that lump sum Contract Price includes all such items and no claims for additional items will be entertained. |  | Item | 1 |  |  | 0 | 0 |  | 0 | 0 |  | 0 | 0 |  | 0 | 0 | 0 | 0 | 0 | 0
| Note | Note Details
2.84.11 | - | Please attach one PDF file to be named "Additional Items for (insert bill no/name & Section No/name)" for the details of these additional items in the additional attachment area at the end of the BOQ.
2.85 NR-NH: B9-06 DOORS AND WINDOWS | [6 empty] | 13248 | 2 (out of 2) | 23684 |  | 2 (out of 2) | 11400 |  | 2 (out of 2) | 27200 |  | 2 (out of 2) | 45540 | 2 (out of 2) | 19177 | 2 (out of 2) | 32000
| Note | Note Details
2.85.1 | - | GI Mesh door
2.85.2 | - | Supply and install GI Mesh door,including all accessories needed for installation as per mention in drawings & specifications
| Item Code | Description | Item Remarks | Unit of Measurement | Quantity/Base Price |  |  | Unit Price/Discount % (Excluding VAT) | Total |  | Unit Price/Discount % (Excluding VAT) | Total |  | Unit Price/Discount % (Excluding VAT) | Total |  | Unit Price/Discount % (Excluding VAT) | Total | Unit Price/Discount % (Excluding VAT) | Total | Unit Price/Discount % (Excluding VAT) | Total
2.85.3 | B9.6.1 | (*) D, size 1800mm x 2300mm. GI Mesh door |  | No. | 4 |  |  | 5921 | 23684 |  | 2850 | 11400 |  | 6800 | 27200 |  | 11385 | 45540 | 4794.25 | 19177 | 8000 | 32000
| Note | Note Details
2.85.4 | - | Additional items
| Item Code | Description | Item Remarks | Unit of Measurement | Quantity/Base Price |  |  | Unit Price/Discount % (Excluding VAT) | Total |  | Unit Price/Discount % (Excluding VAT) | Total |  | Unit Price/Discount % (Excluding VAT) | Total |  | Unit Price/Discount % (Excluding VAT) | Total | Unit Price/Discount % (Excluding VAT) | Total | Unit Price/Discount % (Excluding VAT) | Total
2.85.5 | AI | (*) Contractor may price here any items which has been shown in the Contract drawings or any other Contract Documents but overlooked or not specifically mentioned inthe schedule of items and is necessary for the satisfactory completion of the Works. Should the Contractor fail to insert any item here, it will be deemed that lump sum Contract Price includes all such items and no claims for additional items will be entertained. |  | Item | 1 |  |  | 0 | 0 |  | 0 | 0 |  | 0 | 0 |  | 0 | 0 | 0 | 0 | 0 | 0
| Note | Note Details
2.85.6 | - | Please attach one PDF file to be named "Additional Items for (insert bill no/name & Section No/name)" for the details of these additional items in the additional attachment area at the end of the BOQ.
2.86 NR-NH: B9-07 FINISHES | [6 empty] | 11160 | 6 (out of 6) | 10872 |  | 6 (out of 6) | 20793.6 |  | 6 (out of 6) | 20280 |  | 6 (out of 6) | 12288 | 6 (out of 6) | 22926 | 6 (out of 6) | 29880
| Note | Note Details
2.86.1 | - | External Finishes
2.86.2 | - | Prapare and apply paint on Plaster including all necessary wrok as per drawing and specifications
| Item Code | Description | Item Remarks | Unit of Measurement | Quantity/Base Price |  |  | Unit Price/Discount % (Excluding VAT) | Total |  | Unit Price/Discount % (Excluding VAT) | Total |  | Unit Price/Discount % (Excluding VAT) | Total |  | Unit Price/Discount % (Excluding VAT) | Total | Unit Price/Discount % (Excluding VAT) | Total | Unit Price/Discount % (Excluding VAT) | Total
2.86.3 | B9.7.1 | (*) External epoxy paint over plaster and inside Parapet |  | m2 | 24 |  |  | 45 | 1080 |  | 91.2 | 2188.8 |  | 0 | 0 |  | 40 | 960 | 65.92 | 1582.08 | 100 | 2400
| Note | Note Details
2.86.4 | - | Wall Finishes
2.86.5 | - | Prapare and apply paint on Plaster including all necessary wrok as per drawing and specifications ,DIVISION 9 - 09 91 23
| Item Code | Description | Item Remarks | Unit of Measurement | Quantity/Base Price |  |  | Unit Price/Discount % (Excluding VAT) | Total |  | Unit Price/Discount % (Excluding VAT) | Total |  | Unit Price/Discount % (Excluding VAT) | Total |  | Unit Price/Discount % (Excluding VAT) | Total | Unit Price/Discount % (Excluding VAT) | Total | Unit Price/Discount % (Excluding VAT) | Total
2.86.6 | B9.7.2 | (*) Internal Epoxy Paint |  | m2 | 24 |  |  | 39 | 936 |  | 91.2 | 2188.8 |  | 0 | 0 |  | 40 | 960 | 41.95 | 1006.8 | 65 | 1560
| Note | Note Details
2.86.7 | - | Floor Finishes
2.86.8 | - | Supply and fix Epoxy Paint on cement screed including all necessary wrok as per drawing and specifications DIVISION 9 - 096723
| Item Code | Description | Item Remarks | Unit of Measurement | Quantity/Base Price |  |  | Unit Price/Discount % (Excluding VAT) | Total |  | Unit Price/Discount % (Excluding VAT) | Total |  | Unit Price/Discount % (Excluding VAT) | Total |  | Unit Price/Discount % (Excluding VAT) | Total | Unit Price/Discount % (Excluding VAT) | Total | Unit Price/Discount % (Excluding VAT) | Total
2.86.9 | B9.7.3 | (*) Epoxy on cement screed |  | m2 | 120 |  |  | 56 | 6720 |  | 91.2 | 10944 |  | 160 | 19200 |  | 71 | 8520 | 117.46 | 14095.2 | 200 | 24000
| Note | Note Details
2.86.10 | - | Backgrounds
2.86.11 | - | Supply and apply ready mixed sand cement plaster with all related accessories mesh, angles, etc., as per drawings and specifications. Cement plaster finish to internal surfaces
| Item Code | Description | Item Remarks | Unit of Measurement | Quantity/Base Price |  |  | Unit Price/Discount % (Excluding VAT) | Total |  | Unit Price/Discount % (Excluding VAT) | Total |  | Unit Price/Discount % (Excluding VAT) | Total |  | Unit Price/Discount % (Excluding VAT) | Total | Unit Price/Discount % (Excluding VAT) | Total | Unit Price/Discount % (Excluding VAT) | Total
2.86.12 | B9.7.4 | (*) External wall plaster |  | m2 | 24 |  |  | 50 | 1200 |  | 114 | 2736 |  | 45 | 1080 |  | 41 | 984 | 146.22 | 3509.28 | 45 | 1080
2.86.13 | B9.7.5 | (*) Internal wall plaster |  | m2 | 24 |  |  | 39 | 936 |  | 114 | 2736 |  | 0 | 0 |  | 36 | 864 | 113.86 | 2732.64 | 35 | 840
| Note | Note Details
2.86.14 | - | Additional items
| Item Code | Description | Item Remarks | Unit of Measurement | Quantity/Base Price |  |  | Unit Price/Discount % (Excluding VAT) | Total |  | Unit Price/Discount % (Excluding VAT) | Total |  | Unit Price/Discount % (Excluding VAT) | Total |  | Unit Price/Discount % (Excluding VAT) | Total | Unit Price/Discount % (Excluding VAT) | Total | Unit Price/Discount % (Excluding VAT) | Total
2.86.15 | AI | (*) Contractor may price here any items which has been shown in the Contract drawings or any other Contract Documents but overlooked or not specifically mentioned inthe schedule of items and is necessary for the satisfactory completion of the Works. Should the Contractor fail to insert any item here, it will be deemed that lump sum Contract Price includes all such items and no claims for additional items will be entertained. |  | Item | 1 |  |  | 0 | 0 |  | 0 | 0 |  | 0 | 0 |  | 0 | 0 | 0 | 0 | 0 | 0
| Note | Note Details
2.86.16 | - | Please attach one PDF file to be named "Additional Items for (insert bill no/name & Section No/name)" for the details of these additional items in the additional attachment area at the end of the BOQ.
2.87 NR-NH: B9-8 ACCESSORIES | [6 empty] | 1600 | 2 (out of 2) | 6000 |  | 2 (out of 2) | 11400 |  | 2 (out of 2) | 1000 |  | 2 (out of 2) | 37500 | 2 (out of 2) | 2397.12 | 2 (out of 2) | 20000
| Note | Note Details
2.87.1 | - | Signage
2.87.2 | - | Supply and install Signage ,including all accessories needed for installation as per mention in drawings & specifications
| Item Code | Description | Item Remarks | Unit of Measurement | Quantity/Base Price |  |  | Unit Price/Discount % (Excluding VAT) | Total |  | Unit Price/Discount % (Excluding VAT) | Total |  | Unit Price/Discount % (Excluding VAT) | Total |  | Unit Price/Discount % (Excluding VAT) | Total | Unit Price/Discount % (Excluding VAT) | Total | Unit Price/Discount % (Excluding VAT) | Total
2.87.3 | B9.8.1 | (*) All internal and external signage |  | Item | 1 |  |  | 6000 | 6000 |  | 11400 | 11400 |  | 1000 | 1000 |  | 37500 | 37500 | 2397.12 | 2397.12 | 20000 | 20000
| Note | Note Details
2.87.4 | - | Additional items
| Item Code | Description | Item Remarks | Unit of Measurement | Quantity/Base Price |  |  | Unit Price/Discount % (Excluding VAT) | Total |  | Unit Price/Discount % (Excluding VAT) | Total |  | Unit Price/Discount % (Excluding VAT) | Total |  | Unit Price/Discount % (Excluding VAT) | Total | Unit Price/Discount % (Excluding VAT) | Total | Unit Price/Discount % (Excluding VAT) | Total
2.87.5 | AI | (*) Contractor may price here any items which has been shown in the Contract drawings or any other Contract Documents but overlooked or not specifically mentioned inthe schedule of items and is necessary for the satisfactory completion of the Works. Should the Contractor fail to insert any item here, it will be deemed that lump sum Contract Price includes all such items and no claims for additional items will be entertained. |  | Item | 1 |  |  | 0 | 0 |  | 0 | 0 |  | 0 | 0 |  | 0 | 0 | 0 | 0 | 0 | 0
| Note | Note Details
2.87.6 | - | Please attach one PDF file to be named "Additional Items for (insert bill no/name & Section No/name)" for the details of these additional items in the additional attachment area at the end of the BOQ.
2.88 NR: BILL NO 10 - EXTERNAL CIVIL WORKS | [7 empty] | 0 (out of 0) | 0 |  | 0 (out of 0) | 0 |  | 0 (out of 0) | 0 |  | 0 (out of 0) | 0 | 0 (out of 0) | 0 | 0 (out of 0) | 0
2.89 NR: B10-01 EXTERNAL CIVIL WORKS | [6 empty] | 6513882 | 31 (out of 31) | 5823077 |  | 31 (out of 31) | 4819395.6 |  | 31 (out of 31) | 15897357 |  | 31 (out of 31) | 9054590 | 31 (out of 31) | 21792757.3 | 31 (out of 31) | 23444528
| Note | Note Details
2.89.1 | - | EXTERNAL CIVIL WORKS
2.89.2 | - | Water Ponds
| Item Code | Description | Item Remarks | Unit of Measurement | Quantity/Base Price |  |  | Unit Price/Discount % (Excluding VAT) | Total |  | Unit Price/Discount % (Excluding VAT) | Total |  | Unit Price/Discount % (Excluding VAT) | Total |  | Unit Price/Discount % (Excluding VAT) | Total | Unit Price/Discount % (Excluding VAT) | Total | Unit Price/Discount % (Excluding VAT) | Total
2.89.3 | B10.1.1 | (*) Water Ponds 143 M2 Each, including all necessary wrok as per drawing and specifications. |  | Item | 1 |  |  | 156880 | 156880 |  | 391248 | 391248 |  | 460000 | 460000 |  | 536250 | 536250 | 2516978.71 | 2516978.71 | 900000 | 900000
| Note | Note Details
2.89.4 | - | Water Dam
| Item Code | Description | Item Remarks | Unit of Measurement | Quantity/Base Price |  |  | Unit Price/Discount % (Excluding VAT) | Total |  | Unit Price/Discount % (Excluding VAT) | Total |  | Unit Price/Discount % (Excluding VAT) | Total |  | Unit Price/Discount % (Excluding VAT) | Total | Unit Price/Discount % (Excluding VAT) | Total | Unit Price/Discount % (Excluding VAT) | Total
2.89.5 | B10.1.2 | (*) Water Dam 1 L9 ( Sand Filling & Artificial Rock ) including all necessary wrok as per drawing and specifications. |  | m2 | 55 |  |  | 2120 | 116600 |  | 1368 | 75240 |  | 2150 | 118250 |  | 1500 | 82500 | 8389.93 | 461446.15 | 6000 | 330000
2.89.6 | B10.1.3 | (*) Water Dam 2 L10 ( Sand Filling & Artificial Rock ) including all necessary wrok as per drawing and specifications. |  | m2 | 45 |  |  | 2120 | 95400 |  | 1368 | 61560 |  | 2150 | 96750 |  | 1500 | 67500 | 8389.93 | 377546.85 | 6500 | 292500
| Note | Note Details
2.89.7 | - | Stone Benches
| Item Code | Description | Item Remarks | Unit of Measurement | Quantity/Base Price |  |  | Unit Price/Discount % (Excluding VAT) | Total |  | Unit Price/Discount % (Excluding VAT) | Total |  | Unit Price/Discount % (Excluding VAT) | Total |  | Unit Price/Discount % (Excluding VAT) | Total | Unit Price/Discount % (Excluding VAT) | Total | Unit Price/Discount % (Excluding VAT) | Total
2.89.8 | B10.1.4 | (*) Supply and fix Stone Benches including all necessary wrok as per drawing and specifications |  | No. | 3 |  |  | 10600 | 31800 |  | 4560 | 13680 |  | 3000 | 9000 |  | 12500 | 37500 | 3595.68 | 10787.04 | 30000 | 90000
| Note | Note Details
2.89.9 | - | Stamped Concrete
| Item Code | Description | Item Remarks | Unit of Measurement | Quantity/Base Price |  |  | Unit Price/Discount % (Excluding VAT) | Total |  | Unit Price/Discount % (Excluding VAT) | Total |  | Unit Price/Discount % (Excluding VAT) | Total |  | Unit Price/Discount % (Excluding VAT) | Total | Unit Price/Discount % (Excluding VAT) | Total | Unit Price/Discount % (Excluding VAT) | Total
2.89.10 | B10.1.5 | (*) Sypply and fix Stamped Concrete Pattern 1 - PV-1 (around Admin BLDG), including all necessary wrok as per drawing and specifications |  | m2 | 1004 |  |  | 143 | 143572 |  | 285 | 286140 |  | 450 | 451800 |  | 350 | 351400 | 455.45 | 457271.8 | 600 | 602400
| Note | Note Details
2.89.11 | - | Natural Rock
| Item Code | Description | Item Remarks | Unit of Measurement | Quantity/Base Price |  |  | Unit Price/Discount % (Excluding VAT) | Total |  | Unit Price/Discount % (Excluding VAT) | Total |  | Unit Price/Discount % (Excluding VAT) | Total |  | Unit Price/Discount % (Excluding VAT) | Total | Unit Price/Discount % (Excluding VAT) | Total | Unit Price/Discount % (Excluding VAT) | Total
2.89.12 | B10.1.6 | (*) Sypply and laying Natural Rock PV-2 (around Admin BLDG) , including all necessary wrok as per drawing and specifications. |  | m2 | 2500 |  |  | 159 | 397500 |  | 171 | 427500 |  | 460 | 1150000 |  | 563 | 1407500 | 1168.6 | 2921500 | 700 | 1750000
| Note | Note Details
2.89.13 | - | Road
2.89.14 | B10.1.7 | Construction of Road by Compacted soil including all necessary wrok as per drawing and specifications
2.89.15 | - | FENCE
2.89.16 | Delete | Construction of PROPOSED FENCE - 2969 LM including all necessary wrok as per drawing and specifications.
2.89.17 | - | M0- ELECTRIC ROOM
| Item Code | Description | Item Remarks | Unit of Measurement | Quantity/Base Price |  |  | Unit Price/Discount % (Excluding VAT) | Total |  | Unit Price/Discount % (Excluding VAT) | Total |  | Unit Price/Discount % (Excluding VAT) | Total |  | Unit Price/Discount % (Excluding VAT) | Total | Unit Price/Discount % (Excluding VAT) | Total | Unit Price/Discount % (Excluding VAT) | Total
2.89.18 | B10.1.9 | (*) Construction of Electrical roomt as per drawing and specification ,inclusind all items needed. |  | Item | 1 |  |  | 26500 | 26500 |  | 91200 | 91200 |  | 40000 | 40000 |  | 109375 | 109375 | 53935.26 | 53935.26 | 50000 | 50000
| Note | Note Details
2.89.19 | - | Matt Black welded mesh Fence
| Item Code | Description | Item Remarks | Unit of Measurement | Quantity/Base Price |  |  | Unit Price/Discount % (Excluding VAT) | Total |  | Unit Price/Discount % (Excluding VAT) | Total |  | Unit Price/Discount % (Excluding VAT) | Total |  | Unit Price/Discount % (Excluding VAT) | Total | Unit Price/Discount % (Excluding VAT) | Total | Unit Price/Discount % (Excluding VAT) | Total
2.89.20 | B10.1.10 | (*) Construction of Matt Black welded mesh Fence 2.3M Height, including all necessary wrok as per drawing and specifications |  | m | 2970 |  |  | 318 | 944460 |  | 570 | 1692900 |  | 3640 | 10810800 |  | 1188 | 3528360 | 2219.74 | 6592627.8 | 3500 | 10395000
| Note | Note Details
2.89.21 | - | L1-Bus Parking
| Item Code | Description | Item Remarks | Unit of Measurement | Quantity/Base Price |  |  | Unit Price/Discount % (Excluding VAT) | Total |  | Unit Price/Discount % (Excluding VAT) | Total |  | Unit Price/Discount % (Excluding VAT) | Total |  | Unit Price/Discount % (Excluding VAT) | Total | Unit Price/Discount % (Excluding VAT) | Total | Unit Price/Discount % (Excluding VAT) | Total
2.89.22 | B10.1.11 | (*) Construction of , L1-Bus Parking including all necessary wrok as per drawing and specifications. |  | m2 | 50 |  |  | 530 | 26500 |  | 2280 | 114000 |  | 5730 | 286500 |  | 3125 | 156250 | 3595.68 | 179784 | 3000 | 150000
| Note | Note Details
2.89.23 | - | L2-Car Parking
| Item Code | Description | Item Remarks | Unit of Measurement | Quantity/Base Price |  |  | Unit Price/Discount % (Excluding VAT) | Total |  | Unit Price/Discount % (Excluding VAT) | Total |  | Unit Price/Discount % (Excluding VAT) | Total |  | Unit Price/Discount % (Excluding VAT) | Total | Unit Price/Discount % (Excluding VAT) | Total | Unit Price/Discount % (Excluding VAT) | Total
2.89.24 | B10.1.12 | (*) Construction of ,L2-Car Parking including all necessary wrok as per drawing and specifications |  | m2 | 25 |  |  | 530 | 13250 |  | 2280 | 57000 |  | 61000 | 1525000 |  | 3125 | 78125 | 4194.96 | 104874 | 3500 | 87500
| Note | Note Details
2.89.25 | - | L3-Main Gate
| Item Code | Description | Item Remarks | Unit of Measurement | Quantity/Base Price |  |  | Unit Price/Discount % (Excluding VAT) | Total |  | Unit Price/Discount % (Excluding VAT) | Total |  | Unit Price/Discount % (Excluding VAT) | Total |  | Unit Price/Discount % (Excluding VAT) | Total | Unit Price/Discount % (Excluding VAT) | Total | Unit Price/Discount % (Excluding VAT) | Total
2.89.26 | B10.1.13 | (*) Construction of ,L3-Main Gate including all necessary wrok as per drawing and specifications. |  | Item | 1 |  |  | 21200 | 21200 |  | 100320 | 100320 |  | 110000 | 110000 |  | 121875 | 121875 | 89892.1 | 89892.1 | 400000 | 400000
| Note | Note Details
2.89.27 | - | L5-Bird Watching
| Item Code | Description | Item Remarks | Unit of Measurement | Quantity/Base Price |  |  | Unit Price/Discount % (Excluding VAT) | Total |  | Unit Price/Discount % (Excluding VAT) | Total |  | Unit Price/Discount % (Excluding VAT) | Total |  | Unit Price/Discount % (Excluding VAT) | Total | Unit Price/Discount % (Excluding VAT) | Total | Unit Price/Discount % (Excluding VAT) | Total
2.89.28 | B10.1.14 | (*) Construction of , L5-Bird Watching including all necessary wrok as per drawing and specifications ( MEP measured elsewhre) |  | Item | 1 |  |  | 63600 | 63600 |  | 102600 | 102600 |  | 106000 | 106000 |  | 75000 | 75000 | 291250.39 | 291250.39 | 250000 | 250000
| Note | Note Details
2.89.29 | - | L6-VULTURE RESTAURANT
| Item Code | Description | Item Remarks | Unit of Measurement | Quantity/Base Price |  |  | Unit Price/Discount % (Excluding VAT) | Total |  | Unit Price/Discount % (Excluding VAT) | Total |  | Unit Price/Discount % (Excluding VAT) | Total |  | Unit Price/Discount % (Excluding VAT) | Total | Unit Price/Discount % (Excluding VAT) | Total | Unit Price/Discount % (Excluding VAT) | Total
2.89.30 | B10.1.15 | (*) Construction of , L6-VULTURE RESTAURANT including all necessary wrok as per drawing and specifications. |  | m2 | 1050 |  |  | 2650 | 2782500 |  | 171 | 179550 |  | 285 | 299250 |  | 1875 | 1968750 | 838.99 | 880939.5 | 5000 | 5250000
| Note | Note Details
2.89.31 | - | L9-SERVICE GATE
| Item Code | Description | Item Remarks | Unit of Measurement | Quantity/Base Price |  |  | Unit Price/Discount % (Excluding VAT) | Total |  | Unit Price/Discount % (Excluding VAT) | Total |  | Unit Price/Discount % (Excluding VAT) | Total |  | Unit Price/Discount % (Excluding VAT) | Total | Unit Price/Discount % (Excluding VAT) | Total | Unit Price/Discount % (Excluding VAT) | Total
2.89.32 | B10.1.16 | (*) Construction of , L9-SERVICE GATE including all necessary wrok as per drawing and specifications. |  | Item | 1 |  |  | 305280 | 305280 |  | 34200 | 34200 |  | 110000 | 110000 |  | 140625 | 140625 | 89892.1 | 89892.1 | 150000 | 150000
| Note | Note Details
2.89.33 | - | Culvert
| Item Code | Description | Item Remarks | Unit of Measurement | Quantity/Base Price |  |  | Unit Price/Discount % (Excluding VAT) | Total |  | Unit Price/Discount % (Excluding VAT) | Total |  | Unit Price/Discount % (Excluding VAT) | Total |  | Unit Price/Discount % (Excluding VAT) | Total | Unit Price/Discount % (Excluding VAT) | Total | Unit Price/Discount % (Excluding VAT) | Total
2.89.34 | B10.1.17 | (*) Construction of Natural Culvert including all necessary wrok as per drawing and specifications. |  | Item | 1 |  |  | 265000 | 265000 |  | 855000 | 855000 |  | 65000 | 65000 |  | 43750 | 43750 | 41949.65 | 41949.65 | 650000 | 650000
| Note | Note Details
2.89.35 | - | Bridge:
2.89.36 | - | Construction of Bridge including all necessary wrok as per drawing and specifications.
| Item Code | Description | Item Remarks | Unit of Measurement | Quantity/Base Price |  |  | Unit Price/Discount % (Excluding VAT) | Total |  | Unit Price/Discount % (Excluding VAT) | Total |  | Unit Price/Discount % (Excluding VAT) | Total |  | Unit Price/Discount % (Excluding VAT) | Total | Unit Price/Discount % (Excluding VAT) | Total | Unit Price/Discount % (Excluding VAT) | Total
2.89.37 | B10.1.18 | (*) Excavation |  | M3 | 149 |  |  | 20 | 2980 |  | 45.6 | 6794.4 |  | 20 | 2980 |  | 44 | 6556 | 69.52 | 10358.48 | 100 | 14900
2.89.38 | B10.1.19 | (*) Backfilling |  | M3 | 136 |  |  | 20 | 2720 |  | 45.6 | 6201.6 |  | 20 | 2720 |  | 56 | 7616 | 53.94 | 7335.84 | 250 | 34000
2.89.39 | B10.1.20 | (*) Anti Termite |  | m2 | 33 |  |  | 7 | 231 |  | 9.12 | 300.96 |  | 7 | 231 |  | 5 | 165 | 4.79 | 158.07 | 6 | 198
2.89.40 | B10.1.21 | (*) Polythene Sheet |  | m2 | 33 |  |  | 5 | 165 |  | 13.68 | 451.44 |  | 7 | 231 |  | 5 | 165 | 4.44 | 146.52 | 10 | 330
2.89.41 | B10.1.22 | (*) Foundation & Neck Columns Waterproofing |  | m2 | 159 |  |  | 10 | 1590 |  | 136.8 | 21751.2 |  | 10 | 1590 |  | 94 | 14946 | 104.27 | 16578.93 | 2800 | 445200
2.89.42 | B10.1.23 | (*) PCC 10 cm |  | M3 | 3 |  |  | 488 | 1464 |  | 798 | 2394 |  | 385 | 1155 |  | 44 | 132 | 496.2 | 1488.6 | 600 | 1800
2.89.43 | B10.1.24 | (*) RCC for footing |  | M3 | 9 |  |  | 1415 | 12735 |  | 1710 | 15390 |  | 1000 | 9000 |  | 1750 | 15750 | 1549.74 | 13947.66 | 2800 | 25200
2.89.44 | B10.1.25 | (*) Nek Columns |  | M3 | 3 |  |  | 1568 | 4704 |  | 1710 | 5130 |  | 2500 | 7500 |  | 2500 | 7500 | 2475.03 | 7425.09 | 3500 | 10500
2.89.45 | B10.1.26 | (*) Ground Beams |  | M3 | 10 |  |  | 1527 | 15270 |  | 1710 | 17100 |  | 1500 | 15000 |  | 2000 | 20000 | 2174.19 | 21741.9 | 2500 | 25000
2.89.46 | B10.1.27 | (*) Concrete Slab 20cm |  | M3 | 12 |  |  | 1408 | 16896 |  | 1710 | 20520 |  | 1800 | 21600 |  | 1750 | 21000 | 2196.96 | 26363.52 | 2000 | 24000
2.89.47 | B10.1.28 | (*) Stamped Concrete Flooring |  | m2 | 60 |  |  | 143 | 8580 |  | 296.4 | 17784 |  | 450 | 27000 |  | 350 | 21000 | 287.65 | 17259 | 600 | 36000
2.89.48 | B10.1.29 | (*) Wooden Finish Handrail |  | M | 60 |  |  | 848 | 50880 |  | 1140 | 68400 |  | 1000 | 60000 |  | 2250 | 135000 | 1797.84 | 107870.4 | 5000 | 300000
2.89.49 | B10.1.30 | (*) Painting Work |  | Item | 1 |  |  | 12720 | 12720 |  | 18240 | 18240 |  | 10000 | 10000 |  | 37500 | 37500 | 7191.37 | 7191.37 | 30000 | 30000
| Note | Note Details
2.89.50 | - | signage
| Item Code | Description | Item Remarks | Unit of Measurement | Quantity/Base Price |  |  | Unit Price/Discount % (Excluding VAT) | Total |  | Unit Price/Discount % (Excluding VAT) | Total |  | Unit Price/Discount % (Excluding VAT) | Total |  | Unit Price/Discount % (Excluding VAT) | Total | Unit Price/Discount % (Excluding VAT) | Total | Unit Price/Discount % (Excluding VAT) | Total
2.89.51 | B10.1.31 | (*) Supply and fix All signage including all necessary wrok as per drawing and specifications |  | Item | 1 |  |  | 37100 | 37100 |  | 22800 | 22800 |  | 100000 | 100000 |  | 62500 | 62500 | 95884.9 | 95884.9 | 150000 | 150000
| Note | Note Details
2.89.52 | - | Civil works
| Item Code | Description | Item Remarks | Unit of Measurement | Quantity/Base Price |  |  | Unit Price/Discount % (Excluding VAT) | Total |  | Unit Price/Discount % (Excluding VAT) | Total |  | Unit Price/Discount % (Excluding VAT) | Total |  | Unit Price/Discount % (Excluding VAT) | Total | Unit Price/Discount % (Excluding VAT) | Total | Unit Price/Discount % (Excluding VAT) | Total
2.89.53 | B10.1.32 | (*) Civil work for External MEP Work such as but not limited to ( Excavtion for Pipes & cables, concrete protection, backfilling, concrete manholes,…etc) |  | Item | 1 |  |  | 265000 | 265000 |  | 114000 | 114000 |  | 0 | 0 |  | 0 | 0 | 599280.64 | 599280.64 | 1000000 | 1000000
| Note | Note Details
2.89.54 | - | Equipments for The Project :
2.89.55 | Provisional sum | Nikon Action EX 12x50 Waterproof Binoculars Nikon Action EX 12x50 Waterproof Binoculars
2.89.56 | Provisional sum | MONARCH FIELDSCOPE 82ED-A WITH MEP-20-60 x 82mm– Angled scope
2.89.57 | Provisional sum | Sherman live traps, SFA Folding Trap: 2 x 2.5 x 6.5" (5.08x6.35x16.51 CM) Small Folding Aluminum trap : .020 .ga Aluminum
2.89.58 | Provisional sum | Sherman Live traps-folding , LFAHD Folding Trap: 3 x 3.5 x 9" (7.62x8.89x22.86 CM) Large Folding Aluminum Heavy Duty trap - .025 ga. Aluminum - Capture small to medium sized animals such as rats, etc.
2.89.59 | Provisional sum | Sherman Live traps-folding, XLF15 Folding Trap: 4 x 4.5 x 15" (10.16x11.43x38.1 CM) Extra-Large Folding trap: Body .025 ga. Aluminum; Tr. 30 ga. Galv. & Doors 28 ga. Galv. - Capture larger animals with long tails. Weight: 15.60 OZ.
2.89.60 | Provisional sum | Cage traps, 109 - Rigid Trap with Two Trap Doors Size: 42L x 15W x Wire: 1 x 2 - 12 gauge
2.89.61 | Provisional sum | MAGLITE® ML300L™ LED Flashlight 366 m Beam 524 Lumens
2.89.62 | Provisional sum | Flashlight Super Bright Scorpions Detection 100 LED UV Blacklight Light Control
2.89.63 | Provisional sum | Handheld LED Flashlight Torch Light 100W HID Hunting Spotlight with Battery Chip. 9 inch
2.89.64 | Provisional sum | Nylon nets of two lengths (6m and 12)
2.89.65 | Provisional sum | Animal Handling Gloves 35cm GAUNTLET LEATHER Kevlar DOG CAT BIRD REPTILE by Handmax
2.89.66 | Provisional sum | Infra-red thermos meter , Digital
2.89.67 | Provisional sum | Outdoor weather station. Basic (Temperature, humidity, wind)
2.89.68 | Provisional sum | Reel tape – 200 m
2.89.69 | Provisional sum | Capture nets : Throw net, animal and insect nets. Different sizes
2.89.70 | Provisional sum | Insect surveying equipment:Pitfall traps, insect nets, light traps
2.89.71 | Provisional sum | Reptile surveying equipment: Snake tongue, cotton bags. Heavy duty, stainless steel
2.89.72 | Provisional sum | Plant press, wooden press with steel handles, proffesional heavy duty hebarium
2.89.73 | Provisional sum | Garmin GPS
2.89.74 | Provisional sum | Android tablet (eg Samsung galaxy) for data recording
2.89.75 | Provisional sum | Botany dissection kits
2.89.76 | Provisional sum | General gardening secateurs
2.89.77 | Provisional sum | Metal 10x magnification hand lens
2.89.78 | Provisional sum | Bushnell camera trap 119774 14MP trophy Cam Brown, Low Glow
2.89.79 | Provisional sum | Benro camera tripods
2.89.80 | Provisional sum | Compound microscope 40X-1000X
2.89.81 | Provisional sum | GoPro hero 6 camera
2.89.82 | Provisional sum | Professional Canon or Nikon DSLR with 18-55mm kit lens (or similar)
2.89.83 | Provisional sum | Telephoto Zoom lens: Canon EF 500mm f/4L IS II USM
2.89.84 | Provisional sum | Sigma 105mm f/2.8 EX DG OS HSM Macro Lens
2.89.85 | Provisional sum | Brinno TLC200 HD Timelapse video camera
2.89.86 | - | Additional items
| Item Code | Description | Item Remarks | Unit of Measurement | Quantity/Base Price |  |  | Unit Price/Discount % (Excluding VAT) | Total |  | Unit Price/Discount % (Excluding VAT) | Total |  | Unit Price/Discount % (Excluding VAT) | Total |  | Unit Price/Discount % (Excluding VAT) | Total | Unit Price/Discount % (Excluding VAT) | Total | Unit Price/Discount % (Excluding VAT) | Total
2.89.87 | AI | (*) Contractor may price here any items which has been shown in the Contract drawings or any other Contract Documents but overlooked or not specifically mentioned inthe schedule of items and is necessary for the satisfactory completion of the Works. Should the Contractor fail to insert any item here, it will be deemed that lump sum Contract Price includes all such items and no claims for additional items will be entertained. |  | Item | 1 |  |  | 0 | 0 |  | 0 | 0 |  | 0 | 0 |  | 0 | 0 | 5789051.03 | 5789051.03 | 0 | 0
| Note | Note Details
2.89.88 | - | Please attach one PDF file to be named "Additional Items for (insert bill no/name & Section No/name)" for the details of these additional items in the additional attachment area at the end of the BOQ.
2.90 NR: B10-02 MECHANICAL INSTALLATION | [7 empty] | 38 (out of 38) | 1284173.33 |  | 38 (out of 38) | 1891988.46 |  | 38 (out of 38) | 3223045.5 |  | 38 (out of 38) | 0 | 38 (out of 38) | 2394047.306 | 38 (out of 38) | 3587812
| Note | Note Details
2.90.1 | - | Air Conditioning for Multi purpose Tent
2.90.2 | Deleted. | DX type Split units with compatible outdoor units ; complete with necessary refrigerant pipework, ductworks, flexible connections, thermometers; controls and associated accessories, vibration isolators, sound liner, attenuators comply with manufacturer's details, final electrical connection, control panel and acoustic linings to reduced noise level; condensate drain piping up to the nearest floor drain, etc.; all in accordance with the specification and drawings
2.90.3 | Deleted. | Fire protection for Multi purpose Tent
2.90.4 | Deleted. | Supply and installation, testing, commissioning fire fighting system with all accessories as per ADCD latest code
2.90.5 | Deleted. | Fire extinguishers and equipment complete as specified including supports, brackets, instruction signs and the like; all in accordance with the specification and drawings; 6 kg dry powder fire extinguisher
| Item Code | Description | Item Remarks | Unit of Measurement | Quantity/Base Price |  |  | Unit Price/Discount % (Excluding VAT) | Total |  | Unit Price/Discount % (Excluding VAT) | Total |  | Unit Price/Discount % (Excluding VAT) | Total |  | Unit Price/Discount % (Excluding VAT) | Total | Unit Price/Discount % (Excluding VAT) | Total | Unit Price/Discount % (Excluding VAT) | Total
2.90.6 | B10.2.3 | (*) Ditto; 5 kg co2 fire extinguisher |  | No. | 2 |  |  | 0 | 0 |  | 285 | 570 |  | 420 | 840 |  | 0 | 0 | 454.19 | 908.38 | 1000 | 2000
| Note | Note Details
2.90.7 | - | Storm water for Bird Watching
| Item Code | Description | Item Remarks | Unit of Measurement | Quantity/Base Price |  |  | Unit Price/Discount % (Excluding VAT) | Total |  | Unit Price/Discount % (Excluding VAT) | Total |  | Unit Price/Discount % (Excluding VAT) | Total |  | Unit Price/Discount % (Excluding VAT) | Total | Unit Price/Discount % (Excluding VAT) | Total | Unit Price/Discount % (Excluding VAT) | Total
2.90.8 | B10.2.4 | (*) Soakaway Pit Cover; all in accordance with the drawing and specification |  | No. | 1 |  |  | 0 | 0 |  | 5700 | 5700 |  | 6500 | 6500 |  | 0 | 0 | 4059.34 | 4059.34 | 25000 | 25000
2.90.9 | B10.2.5 | (*) Rainwater outlet; all in accordance with the drawing and specification |  | No. | 1 |  |  | 0 | 0 |  | 513 | 513 |  | 850 | 850 |  | 0 | 0 | 567.74 | 567.74 | 5000 | 5000
2.90.10 | B10.2.6 | (*) uPVC pipe work installation including excavation, accessories, fittings and fixings all in accordance to the specification and drawings; 110 mm dia |  | m | 7 |  |  | 0 | 0 |  | 125.4 | 877.8 |  | 120 | 840 |  | 0 | 0 | 136.26 | 953.82 | 500 | 3500
| Note | Note Details
2.90.11 | - | Fire protection for Bird Watching
2.90.12 | - | Supply and installation, testing, commissioning fire fighting system with all accessories as per ADCD latest code
| Item Code | Description | Item Remarks | Unit of Measurement | Quantity/Base Price |  |  | Unit Price/Discount % (Excluding VAT) | Total |  | Unit Price/Discount % (Excluding VAT) | Total |  | Unit Price/Discount % (Excluding VAT) | Total |  | Unit Price/Discount % (Excluding VAT) | Total | Unit Price/Discount % (Excluding VAT) | Total | Unit Price/Discount % (Excluding VAT) | Total
2.90.13 | B10.2.7 | (*) Fire extinguishers and equipment complete as specified including supports, brackets, instruction signs and the like; all in accordance with the specification and drawings; 6 kg dry powder fire extinguisher |  | No. | 1 |  |  | 0 | 0 |  | 228 | 228 |  | 400 | 400 |  | 0 | 0 | 510.97 | 510.97 | 80000 | 80000
2.90.14 | B10.2.8 | (*) Ditto; 5 kg co2 fire extinguisher |  | No. | 1 |  |  | 0 | 0 |  | 285 | 285 |  | 420 | 420 |  | 0 | 0 | 454.19 | 454.19 | 1000 | 1000
| Note | Note Details
2.90.15 | - | Air Conditioning for Electric Room
| Item Code | Description | Item Remarks | Unit of Measurement | Quantity/Base Price |  |  | Unit Price/Discount % (Excluding VAT) | Total |  | Unit Price/Discount % (Excluding VAT) | Total |  | Unit Price/Discount % (Excluding VAT) | Total |  | Unit Price/Discount % (Excluding VAT) | Total | Unit Price/Discount % (Excluding VAT) | Total | Unit Price/Discount % (Excluding VAT) | Total
2.90.16 | B10.2.9 | (*) DX type Split units with compatible outdoor units ; complete with necessary refrigerant pipework, ductworks, flexible connections, thermometers; controls and associated accessories, vibration isolators, sound liner, attenuators comply with manufacturer's details, final electrical connection, control panel and acoustic linings to reduced noise level; condensate drain piping up to the nearest floor drain, etc.; all in accordance with the specification and drawings |  | No. | 1 |  |  | 1284173.33 | 1284173.33 |  | 9120 | 9120 |  | 7500 | 7500 |  | 0 | 0 | 17599.93 | 17599.93 | 40000 | 40000
| Note | Note Details
2.90.17 | - | Storm water for Electric Room
| Item Code | Description | Item Remarks | Unit of Measurement | Quantity/Base Price |  |  | Unit Price/Discount % (Excluding VAT) | Total |  | Unit Price/Discount % (Excluding VAT) | Total |  | Unit Price/Discount % (Excluding VAT) | Total |  | Unit Price/Discount % (Excluding VAT) | Total | Unit Price/Discount % (Excluding VAT) | Total | Unit Price/Discount % (Excluding VAT) | Total
2.90.18 | B10.2.10 | (*) Soakaway Pit Cover; all in accordance with the drawing and specification |  | No. | 1 |  |  | 0 | 0 |  | 5700 | 5700 |  | 6500 | 6500 |  | 0 | 0 | 4059.34 | 4059.34 | 5000 | 5000
2.90.19 | B10.2.11 | (*) Rainwater outlet; all in accordance with the drawing and specification |  | M | 7 |  |  | 0 | 0 |  | 513 | 3591 |  | 850 | 5950 |  | 0 | 0 | 567.74 | 3974.18 | 7000 | 49000
2.90.20 | B10.2.12 | (*) uPVC pipe work installation including excavation, accessories, fittings and fixings all in accordance to the specification and drawings; 110 mm dia |  | No. | 1 |  |  | 0 | 0 |  | 125.4 | 125.4 |  | 850 | 850 |  | 0 | 0 | 170.32 | 170.32 | 35000 | 35000
| Note | Note Details
2.90.21 | - | Fire protection for Electric Room
2.90.22 | - | Supply and installation, testing, commissioning fire fighting system with all accessories as per ADCD latest code
| Item Code | Description | Item Remarks | Unit of Measurement | Quantity/Base Price |  |  | Unit Price/Discount % (Excluding VAT) | Total |  | Unit Price/Discount % (Excluding VAT) | Total |  | Unit Price/Discount % (Excluding VAT) | Total |  | Unit Price/Discount % (Excluding VAT) | Total | Unit Price/Discount % (Excluding VAT) | Total | Unit Price/Discount % (Excluding VAT) | Total
2.90.23 | B10.2.13 | (*) Fire extinguishers and equipment complete as specified including supports, brackets, instruction signs and the like; all in accordance with the specification and drawings; 6 kg dry powder fire extinguisher |  | No. | 2 |  |  | 0 | 0 |  | 228 | 456 |  | 400 | 800 |  | 0 | 0 | 454.19 | 908.38 | 1500 | 3000
2.90.24 | B10.2.14 | (*) Ditto; 5 kg co2 fire extinguisher |  | No. | 2 |  |  | 0 | 0 |  | 285 | 570 |  | 420 | 840 |  | 0 | 0 | 510.97 | 1021.94 | 1000 | 2000
| Note | Note Details
2.90.25 | - | External Drainage for Site plan
2.90.26 | - | Supply and installation, testing, commissioning Drainage with all accessories as per ADSSC
| Item Code | Description | Item Remarks | Unit of Measurement | Quantity/Base Price |  |  | Unit Price/Discount % (Excluding VAT) | Total |  | Unit Price/Discount % (Excluding VAT) | Total |  | Unit Price/Discount % (Excluding VAT) | Total |  | Unit Price/Discount % (Excluding VAT) | Total | Unit Price/Discount % (Excluding VAT) | Total | Unit Price/Discount % (Excluding VAT) | Total
2.90.27 | B10.2.15 | (*) Supply and installation of Manhole double sealed cover as per design complying to local regulation. |  | No. | 69 |  |  | 0 | 0 |  | 5130 | 353970 |  | 9500 | 655500 |  | 0 | 0 | 17032.19 | 1175221.11 | 6000 | 414000
2.90.28 | B10.2.16 | (*) uPVC pipe work installation including excavation, accessories, fittings and fixings all in accordance to the specification and drawings; 225 mm dia |  | m | 686.62 |  |  | 0 | 0 |  | 285 | 195686.7 |  | 400 | 274648 |  | 0 | 0 | 283.87 | 194910.819 | 450 | 308979
2.90.29 | B10.2.17 | (*) Ditto; 160mm dia |  | m | 995.83 |  |  | 0 | 0 |  | 228 | 227049.24 |  | 300 | 298749 |  | 0 | 0 | 204.39 | 203537.694 | 400 | 398332
2.90.30 | B10.2.17.1 | (*) GRP septic tank including all Civil work ( excavation, backfilling , concrete base ,…etc.) |  | Item | 1 |  |  | 0 | 0 |  | 171000 | 171000 |  | 200000 | 200000 |  | 0 | 0 | 113547.91 | 113547.91 | 650000 | 650000
| Note | Note Details
2.90.31 | - | Fire protection for site plan
2.90.32 | - | Supply and installation, testing, commissioning fire fighting system with all accessories as per ADDC latest code
| Item Code | Description | Item Remarks | Unit of Measurement | Quantity/Base Price |  |  | Unit Price/Discount % (Excluding VAT) | Total |  | Unit Price/Discount % (Excluding VAT) | Total |  | Unit Price/Discount % (Excluding VAT) | Total |  | Unit Price/Discount % (Excluding VAT) | Total | Unit Price/Discount % (Excluding VAT) | Total | Unit Price/Discount % (Excluding VAT) | Total
2.90.33 | B10.2.18 | (*) Fire hydrant; all in accordance with the specification and drawings |  | No. | 9 |  |  | 0 | 0 |  | 7980 | 71820 |  | 25000 | 225000 |  | 0 | 0 | 21574.1 | 194166.9 | 25000 | 225000
2.90.34 | B10.2.19 | (*) Main Gate Valve ; all in accordance with the specification and drawings;110 mm |  | No. | 9 |  |  | 0 | 0 |  | 2280 | 20520 |  | 15000 | 135000 |  | 0 | 0 | 2270.96 | 20438.64 | 20000 | 180000
2.90.35 | B10.2.20 | (*) HDPE pipes and fittings to including all necessary acoustic lagging and accessories, fixing in position; all in accordance with the specification and drawings; 110mm dia |  | m | 123.97 |  |  | 0 | 0 |  | 228 | 28265.16 |  | 550 | 68183.5 |  | 0 | 0 | 113.55 | 14076.794 | 300 | 37191
2.90.36 | B10.2.21 | (*) Ditto; 150mm dia |  | m | 14 |  |  | 0 | 0 |  | 364.8 | 5107.2 |  | 650 | 9100 |  | 0 | 0 | 141.93 | 1987.02 | 350 | 4900
2.90.37 | B10.2.22 | (*) Ditto; 200mm dia |  | m | 1369.06 |  |  | 0 | 0 |  | 456 | 624291.36 |  | 750 | 1026795 |  | 0 | 0 | 170.32 | 233178.299 | 500 | 684530
| Note | Note Details
2.90.38 | - | External water supply for Site plan
| Item Code | Description | Item Remarks | Unit of Measurement | Quantity/Base Price |  |  | Unit Price/Discount % (Excluding VAT) | Total |  | Unit Price/Discount % (Excluding VAT) | Total |  | Unit Price/Discount % (Excluding VAT) | Total |  | Unit Price/Discount % (Excluding VAT) | Total | Unit Price/Discount % (Excluding VAT) | Total | Unit Price/Discount % (Excluding VAT) | Total
2.90.39 | B10.2.23 | (*) Main Gate Valve ; all in accordance with the specification and drawings; |  | No. | 13 |  |  | 0 | 0 |  | 2850 | 37050 |  | 7000 | 91000 |  | 0 | 0 | 2270.96 | 29522.48 | 6000 | 78000
2.90.40 | B10.2.24 | (*) HDPE pipes and fittings to including all necessary acoustic lagging and accessories, fixing in position; all in accordance with the specification and drawings; 50mm dia |  | m | 436 |  |  | 0 | 0 |  | 68.4 | 29822.4 |  | 120 | 52320 |  | 0 | 0 | 85.16 | 37129.76 | 180 | 78480
2.90.41 | B10.2.25 | (*) Ditto; 110mm dia |  | m | 593 |  |  | 0 | 0 |  | 125.4 | 74362.2 |  | 220 | 130460 |  | 0 | 0 | 113.55 | 67335.15 | 300 | 177900
| Note | Note Details
2.90.42 | - | SUNDRIES:-
| Item Code | Description | Item Remarks | Unit of Measurement | Quantity/Base Price |  |  | Unit Price/Discount % (Excluding VAT) | Total |  | Unit Price/Discount % (Excluding VAT) | Total |  | Unit Price/Discount % (Excluding VAT) | Total |  | Unit Price/Discount % (Excluding VAT) | Total | Unit Price/Discount % (Excluding VAT) | Total | Unit Price/Discount % (Excluding VAT) | Total
2.90.43 | B10.2.26 | (*) Allow for supports |  | Item | 1 |  |  | 0 | 0 |  | 570 | 570 |  | 5000 | 5000 |  | 0 | 0 | 5677.4 | 5677.4 | 0 | 0
2.90.44 | B10.2.27 | (*) Allow for identifications, tag plates, labels, signage and colour coding for all services. |  | Item | 1 |  |  | 0 | 0 |  | 570 | 570 |  | 2000 | 2000 |  | 0 | 0 | 5677.4 | 5677.4 | 0 | 0
2.90.45 | B10.2.28 | (*) Allow for testing and pre-commissioning |  | Item | 1 |  |  | 0 | 0 |  | 1140 | 1140 |  | 1000 | 1000 |  | 0 | 0 | 5677.4 | 5677.4 | 0 | 0
2.90.46 | B10.2.29 | (*) Allow for commissioning |  | Item | 1 |  |  | 0 | 0 |  | 1368 | 1368 |  | 1000 | 1000 |  | 0 | 0 | 5677.4 | 5677.4 | 0 | 0
2.90.47 | B10.2.30 | (*) Allow for tools and spares |  | Item | 1 |  |  | 0 | 0 |  | 1140 | 1140 |  | 500 | 500 |  | 0 | 0 | 5677.4 | 5677.4 | 0 | 0
2.90.48 | B10.2.31 | (*) Allow for document and certification |  | Item | 1 |  |  | 0 | 0 |  | 570 | 570 |  | 1500 | 1500 |  | 0 | 0 | 5677.4 | 5677.4 | 0 | 0
2.90.49 | B10.2.32 | (*) Allow for co-ordination with other services |  | Item | 1 |  |  | 0 | 0 |  | 570 | 570 |  | 1000 | 1000 |  | 0 | 0 | 5677.4 | 5677.4 | 0 | 0
2.90.50 | B10.2.33 | (*) Allow for cutting or forming holes, mortises, chases, or the like and making good finishing |  | Item | 1 |  |  | 0 | 0 |  | 3420 | 3420 |  | 1000 | 1000 |  | 0 | 0 | 5677.4 | 5677.4 | 0 | 0
2.90.51 | B10.2.34 | (*) Allow for building in or cutting and pinning brackets or the like and making good finishing |  | Item | 1 |  |  | 0 | 0 |  | 3420 | 3420 |  | 1000 | 1000 |  | 0 | 0 | 5677.4 | 5677.4 | 0 | 0
2.90.52 | B10.2.35 | (*) Allow for protective painting to all systems |  | Item | 1 |  |  | 0 | 0 |  | 2280 | 2280 |  | 1500 | 1500 |  | 0 | 0 | 5677.4 | 5677.4 | 0 | 0
2.90.53 | B10.2.36 | (*) Allow for decorative painting to all systems |  | Item | 1 |  |  | 0 | 0 |  | 570 | 570 |  | 1000 | 1000 |  | 0 | 0 | 5677.4 | 5677.4 | 0 | 0
2.90.54 | B10.2.37 | (*) Allow for drawings, manuals, submittal, samples inspections, instruction books |  | Item | 1 |  |  | 0 | 0 |  | 570 | 570 |  | 2500 | 2500 |  | 0 | 0 | 5677.4 | 5677.4 | 0 | 0
2.90.55 | B10.2.38 | (*) Allow for builders work |  | Item | 1 |  |  | 0 | 0 |  | 9120 | 9120 |  | 5000 | 5000 |  | 0 | 0 | 5677.4 | 5677.4 | 100000 | 100000
| Note | Note Details
2.90.56 | - | Additional items
| Item Code | Description | Item Remarks | Unit of Measurement | Quantity/Base Price |  |  | Unit Price/Discount % (Excluding VAT) | Total |  | Unit Price/Discount % (Excluding VAT) | Total |  | Unit Price/Discount % (Excluding VAT) | Total |  | Unit Price/Discount % (Excluding VAT) | Total | Unit Price/Discount % (Excluding VAT) | Total | Unit Price/Discount % (Excluding VAT) | Total
2.90.57 | AI | (*) Contractor may price here any items which has been shown in the Contract drawings or any other Contract Documents but overlooked or not specifically mentioned inthe schedule of items and is necessary for the satisfactory completion of the Works. Should the Contractor fail to insert any item here, it will be deemed that lump sum Contract Price includes all such items and no claims for additional items will be entertained. |  | Item | 1 |  |  | 0 | 0 |  | 0 | 0 |  | 0 | 0 |  | 0 | 0 | 0 | 0 | 0 | 0
| Note | Note Details
2.90.58 | - | Please attach one PDF file to be named "Additional Items for (insert bill no/name & Section No/name)" for the details of these additional items in the additional attachment area at the end of the BOQ.
2.91 NR: B11 PROVISIONAL SUM | [6 empty] | 1093479 | 8 (out of 8) | 377000 |  | 8 (out of 8) | 435000 |  | 8 (out of 8) | 383500 |  | 8 (out of 8) | 365000 | 8 (out of 8) | 413750 | 8 (out of 8) | 373750
| Note | Note Details
2.91.1 | - | Each of the below item shall be executed in whole or in part upon receipt of written instruction from the Employer/Engineer of the Project.
2.91.2 | - | Tent
2.91.3 | - | Please enter AED 200,000.00 in the price field
| Item Code | Description | Item Remarks | Unit of Measurement | Quantity/Base Price |  |  | Unit Price/Discount % (Excluding VAT) | Total |  | Unit Price/Discount % (Excluding VAT) | Total |  | Unit Price/Discount % (Excluding VAT) | Total |  | Unit Price/Discount % (Excluding VAT) | Total | Unit Price/Discount % (Excluding VAT) | Total | Unit Price/Discount % (Excluding VAT) | Total
2.91.4 | PS-01 | (*) Provisional Sum of AED 200,000.00 AED for Construction of tent as per drawing and specification ,inclusind all items needed. |  | P.S | 1 |  |  | 200000 | 200000 |  | 200000 | 200000 |  | 200000 | 200000 |  | 200000 | 200000 | 200000 | 200000 | 200000 | 200000
2.91.5 | PS-02 | (*) Allow for all associated Builder's work in connection with the Works |  | Sum | 1 |  |  | 20000 | 20000 |  | 20000 | 20000 |  | 10000 | 10000 |  | 8000 | 8000 | 30000 | 30000 | 10000 | 10000
| Note | Note Details
2.91.6 | - | Please enter the percentage as per the example (Example: if 8% please enter it as 0.08)
| Item Code | Description | Item Remarks | Unit of Measurement | Quantity/Base Price |  |  | Unit Price/Discount % (Excluding VAT) | Total |  | Unit Price/Discount % (Excluding VAT) | Total |  | Unit Price/Discount % (Excluding VAT) | Total |  | Unit Price/Discount % (Excluding VAT) | Total | Unit Price/Discount % (Excluding VAT) | Total | Unit Price/Discount % (Excluding VAT) | Total
2.91.7 | PS-03 | (*) Allow for Main Contractor's Overhead and Profit |  | % | 200000 |  |  | 0.05 | 10000 |  | 0.1 | 20000 |  | 0.1 | 20000 |  | 0.03 | 6000 | 0.08 | 16000 | 0.05 | 10000
2.91.8 | PS-04 | (*) Allow for General Attendance |  | % | 200000 |  |  | 0.01 | 2000 |  | 0.1 | 20000 |  | 0.03 | 6000 |  | 0.03 | 6000 | 0.07 | 14000 | 0.05 | 10000
| Note | Note Details
2.91.9 | - | Equipments for The Project
2.91.10 | - | Please enter AED 125,000.00 in the price field
| Item Code | Description | Item Remarks | Unit of Measurement | Quantity/Base Price |  |  | Unit Price/Discount % (Excluding VAT) | Total |  | Unit Price/Discount % (Excluding VAT) | Total |  | Unit Price/Discount % (Excluding VAT) | Total |  | Unit Price/Discount % (Excluding VAT) | Total | Unit Price/Discount % (Excluding VAT) | Total | Unit Price/Discount % (Excluding VAT) | Total
2.91.11 | PS-05 | (*) Provisional Sum of AED 125,000.00 for Supply and install Equipment for The Project including all accessories needed for installation as per mention in drawings & specification (Provisional Sum included the equipment below) :- | updated | P.S | 1 |  |  | 125000 | 125000 |  | 125000 | 125000 |  | 125000 | 125000 |  | 125000 | 125000 | 125000 | 125000 | 125000 | 125000
| Note | Note Details
2.91.12 | - | Nikon Action EX 12x50 Waterproof Binoculars Nikon Action EX 12x50 Waterproof Binoculars
2.91.13 | - | MONARCH FIELDSCOPE 82ED-A WITH MEP-20-60 x 82mm– Angled scope
2.91.14 | - | Sherman live traps, SFA Folding Trap: 2 x 2.5 x 6.5" (5.08x6.35x16.51 CM) Small Folding Aluminum trap : .020 .ga Aluminum
2.91.15 | - | Sherman Live traps-folding , LFAHD Folding Trap: 3 x 3.5 x 9" (7.62x8.89x22.86 CM) Large Folding Aluminum Heavy Duty trap - .025 ga. Aluminum - Capture small to medium sized animals such as rats, etc.
2.91.16 | - | Sherman Live traps-folding, XLF15 Folding Trap: 4 x 4.5 x 15" (10.16x11.43x38.1 CM) Extra-Large Folding trap: Body .025 ga. Aluminum; Tr. 30 ga. Galv. & Doors 28 ga. Galv. - Capture larger animals with long tails. Weight: 15.60 OZ.
2.91.17 | - | Cage traps, 109 - Rigid Trap with Two Trap Doors Size: 42L x 15W x Wire: 1 x 2 - 12 gauge
2.91.18 | - | MAGLITE® ML300L™ LED Flashlight 366 m Beam 524 Lumens
2.91.19 | - | Flashlight Super Bright Scorpions Detection 100 LED UV Blacklight Light Control
2.91.20 | - | Handheld LED Flashlight Torch Light 100W HID Hunting Spotlight with Battery Chip. 9 inch
2.91.21 | - | Nylon nets of two lengths (6m and 12)
2.91.22 | - | Animal Handling Gloves 35cm GAUNTLET LEATHER Kevlar DOG CAT BIRD REPTILE by Handmax
2.91.23 | - | Infra-red thermos meter , Digital
2.91.24 | - | Outdoor weather station. Basic (Temperature, humidity, wind)
2.91.25 | - | Reel tape – 200 m
2.91.26 | - | Capture nets : Throw net, animal and insect nets. Different sizes
2.91.27 | - | Insect surveying equipment:Pitfall traps, insect nets, light traps
2.91.28 | - | Reptile surveying equipment: Snake tongue, cotton bags. Heavy duty, stainless steel
2.91.29 | - | Plant press, wooden press with steel handles, proffesional heavy duty hebarium
2.91.30 | - | Garmin GPS
2.91.31 | - | Android tablet (eg Samsung galaxy) for data recording
2.91.32 | - | Botany dissection kits
2.91.33 | - | General gardening secateurs
2.91.34 | - | Metal 10x magnification hand lens
2.91.35 | - | Bushnell camera trap 119774 14MP trophy Cam Brown, Low Glow
2.91.36 | - | Benro camera tripods
2.91.37 | - | Compound microscope 40X-1000X
2.91.38 | - | GoPro hero 6 camera
2.91.39 | - | Professional Canon or Nikon DSLR with 18-55mm kit lens (or similar)
2.91.40 | - | Telephoto Zoom lens: Canon EF 500mm f/4L IS II USM
2.91.41 | - | Sigma 105mm f/2.8 EX DG OS HSM Macro Lens
2.91.42 | - | Brinno TLC200 HD Timelapse video camera
| Item Code | Description | Item Remarks | Unit of Measurement | Quantity/Base Price |  |  | Unit Price/Discount % (Excluding VAT) | Total |  | Unit Price/Discount % (Excluding VAT) | Total |  | Unit Price/Discount % (Excluding VAT) | Total |  | Unit Price/Discount % (Excluding VAT) | Total | Unit Price/Discount % (Excluding VAT) | Total | Unit Price/Discount % (Excluding VAT) | Total
2.91.43 | PS-06 | (*) Allow for all associated Builder's work in connection with the Works | updated | Sum | 1 |  |  | 12500 | 12500 |  | 25000 | 25000 |  | 6250 | 6250 |  | 10000 | 10000 | 10000 | 10000 | 6250 | 6250
| Note | Note Details
2.91.44 | - | Please enter the percentage as per the example (Example: if 8% please enter it as 0.08)
| Item Code | Description | Item Remarks | Unit of Measurement | Quantity/Base Price |  |  | Unit Price/Discount % (Excluding VAT) | Total |  | Unit Price/Discount % (Excluding VAT) | Total |  | Unit Price/Discount % (Excluding VAT) | Total |  | Unit Price/Discount % (Excluding VAT) | Total | Unit Price/Discount % (Excluding VAT) | Total | Unit Price/Discount % (Excluding VAT) | Total
2.91.45 | PS-07 | (*) Allow for Main Contractor's Overhead and Profit | updated | % | 125000 |  |  | 0.05 | 6250 |  | 0.1 | 12500 |  | 0.1 | 12500 |  | 0.05 | 6250 | 0.08 | 10000 | 0.05 | 6250
2.91.46 | PS-08 | (*) Allow for General Attendance | updated | % | 125000 |  |  | 0.01 | 1250 |  | 0.1 | 12500 |  | 0.03 | 3750 |  | 0.03 | 3750 | 0.07 | 8750 | 0.05 | 6250
2.92 KOALA LAND | [6 empty] | 7641533 |  | 8931091.4 |  | 0 (out of 0) | 11201717.3 |  | 0 (out of 0) | 11781800 |  | 0 (out of 0) | 13050121.51 | 0 (out of 0) | 20281075.95 | 0 (out of 0) | 21611680
2.93 KL: BILL NO 01 - PRELIMINARIES AND GENERAL REQUIREMENTS | [6 empty] | 622623 | 42 (out of 42) | 2042975 |  | 42 (out of 42) | 1294500 |  | 42 (out of 42) | 971865 |  | 42 (out of 42) | 0 | 42 (out of 42) | 4145000 | 42 (out of 42) | 3678980
| Note | Note Details
2.93.1 | - | General Notes on General Requirements
2.93.2 | - | These General Requirements are applicable to the whole of the Works. The Contractor shall price each of the lumpsum contained herein individually. The Tenderer shall not enter any lumpsum covering more than one or all lumpsum Where any lump sum of the General Requirements has not been priced, it will be deemed that the value of such lumpsum is included elsewhere in the Bill of Quantities.
2.93.3 | - | The Contractor is referred to the requirements of the Contract/Tender Documents.
2.93.4 | - | The Contractor shall price herein any obligations contained in the following for which he has not included elsewhere and wishes to price separately.
2.93.5 | - | The Contractor is responsible for the design, construction, maintenance and removal of all temporary works. The Contractor is to submit to the Engineer his proposals for all temporary works for approval. The Engineer’s approval will no way relieve the Contractor of his responsibility for the safety of the works, operatives, adjoining property, structure or services and compliance with appropriate regulations and Codes of Practice.
2.93.6 | - | Pricing Generally
2.93.7 | - | The Contractor shall satisfy himself as to the meaning of every item in the Bills of Quantities and the rates and prices inserted by him will be deemed to cover all his obligations under the Contract and all matters and things necessary for the proper construction and completion of the Works including, but not by any way of limitation, all temporary work required (including any that may be required by subcontractors, whether nominated or otherwise).
2.93.8 | - | The prices shall include for all materials and labour and for the provision and use of all plant whether mechanical or non-mechanical required for the expeditious carrying out of the Works in their proper sequence - for shifting, altering and adapting such temporary work and plant as may be required during the progress of the Works and removing at completion and making good any surfaces disturbed and if not included in the prices inserted against the Conditions of Contract clauses above; (continued)
2.93.9 | - | (continuation) for the costs of preparing a tender; for the work in connection with measurements and the final account, for profit and for all other establishment charges and on costs of whatever nature. No claim for additional payment will be allowed for any error or misunderstanding by the contractor in these respects.
2.93.10 | - | All accommodation required for the safety, health and welfare facilities including adequate shelter from inclement weather, accommodation for the storage and drying of clothes, taking of meals and sanitary and washing facilities for all people employed on the site, first aid facilities, (continued)
2.93.11 | - | (continuation) fire fighting equipment and drinking water facilities, including all necessary service connections, etc., all in accordance with the Specification, the laws and regulations of relevant UAE authorities and compliance with Estidama requirements for livable conditions.
2.93.12 | - | Contract Insurances
| Item Code | Description | Item Remarks | Unit of Measurement | Quantity/Base Price |  |  | Unit Price/Discount % (Excluding VAT) | Total |  | Unit Price/Discount % (Excluding VAT) | Total |  | Unit Price/Discount % (Excluding VAT) | Total |  | Unit Price/Discount % (Excluding VAT) | Total | Unit Price/Discount % (Excluding VAT) | Total | Unit Price/Discount % (Excluding VAT) | Total
2.93.13 | B1.01 | (*) The Contractor should allow for provision of all the contract insurances in accordance with the Conditions of Contract. The contract insurances shall be from an approved insurance company in the Abu Dhabi Emirate and to the approval of the Engineer and the Employer. |  | Item | 1 |  |  | 2042975 | 2042975 |  | 77230 | 77230 |  | 10000 | 10000 |  | 0 | 0 | 50000 | 50000 | 38800 | 38800
| Note | Note Details
2.93.14 | - | Bonds
| Item Code | Description | Item Remarks | Unit of Measurement | Quantity/Base Price |  |  | Unit Price/Discount % (Excluding VAT) | Total |  | Unit Price/Discount % (Excluding VAT) | Total |  | Unit Price/Discount % (Excluding VAT) | Total |  | Unit Price/Discount % (Excluding VAT) | Total | Unit Price/Discount % (Excluding VAT) | Total | Unit Price/Discount % (Excluding VAT) | Total
2.93.15 | B1.02 | (*) The Contractor should allow for all bonds including performance security in accordance with the Conditions of Contract. The Bonds be from an approved bank/finance institute in the Abu Dhabi Emirate and to the approval of the Engineer and the Employer. |  | Item | 1 |  |  | 0 | 0 |  | 77230 | 77230 |  | 10000 | 10000 |  | 0 | 0 | 50000 | 50000 | 123500 | 123500
| Note | Note Details
2.93.16 | - | Guarantees & Warrantees
| Item Code | Description | Item Remarks | Unit of Measurement | Quantity/Base Price |  |  | Unit Price/Discount % (Excluding VAT) | Total |  | Unit Price/Discount % (Excluding VAT) | Total |  | Unit Price/Discount % (Excluding VAT) | Total |  | Unit Price/Discount % (Excluding VAT) | Total | Unit Price/Discount % (Excluding VAT) | Total | Unit Price/Discount % (Excluding VAT) | Total
2.93.17 | B1.03 | (*) The Contractor should allow for provision of all necessary contract warranties in accordance with the Conditions of Contract and Specification. The guarantee's shall be to the approval of the Engineer and the Employer. |  | Item | 1 |  |  | 0 | 0 |  | 70790 | 70790 |  | 500 | 500 |  | 0 | 0 | 10000 | 10000 | 18400 | 18400
| Note | Note Details
2.93.18 | - | Permits, Statutory Approvals and Co-ordination
| Item Code | Description | Item Remarks | Unit of Measurement | Quantity/Base Price |  |  | Unit Price/Discount % (Excluding VAT) | Total |  | Unit Price/Discount % (Excluding VAT) | Total |  | Unit Price/Discount % (Excluding VAT) | Total |  | Unit Price/Discount % (Excluding VAT) | Total | Unit Price/Discount % (Excluding VAT) | Total | Unit Price/Discount % (Excluding VAT) | Total
2.93.19 | B1.04 | (*) The Contractor shall be responsible for coordinating with all relevant Government Departments and obtaining all necessary approvals, certificates and permits including building permits from the relevant Government Departments, the Police, local Service Authorities and Institutions (i.e. Electricity & Water Authority, Etisalat, Civil Defense, etc.) as required in the performance of this Contract. |  | Item | 1 |  |  | 0 | 0 |  | 45000 | 45000 |  | 5000 | 5000 |  | 0 | 0 | 20000 | 20000 | 34000 | 34000
| Note | Note Details
2.93.20 | Deleted | Office Facilities for the Staff of Employer and the Engineer
2.93.21 | Deleted | The Contractor shall provide, maintain and remove temporary site offices for the staff of the Employer and Engineer along with welfare facilities (pantry, toilets, etc.), utility services, office furniture, computers, photocopy machines, IT, telephone & fax services, vehicle parking facilities, etc., acceptable to the Employer/Engineer and as per the specification and drawings. (continued)
2.93.22 | Deleted | (Continuation) The contractor shall ensure that all facilities shall be in full compliance with Abu Dhabi Civil Defense requirements. The facilities shall include the protective clothing, safety accessories and equipment (PPE) with Musanada logo as required for the personnel.
2.93.23 | Deleted | Establishment of site offices and equipment
2.93.24 | Deleted | Maintenance of the site offices and equipment including pay all electricity, water and Etisalat charges for the duration of the construction period.
2.93.25 | Deleted | Removal of site offices and equipment
2.93.26 | Deleted | Provide all consumables and refreshments for use within the site offices, as required.
2.93.27 | Deleted | Offices and Facilities of the Contractor
2.93.28 | Deleted | The Contractor is to provide, in positions to be approved by the Engineer, all necessary furnished offices for his site staff and the site staff of all sub-contractors all in accordance with the drawings and Specification.
2.93.29 | Deleted | Establishment charge (fixed cost)
2.93.30 | Deleted | Maintenance charge (Fixed cost)
2.93.31 | Deleted | Removal charge (fixed cost)
2.93.32 | Deleted | The Contractor is to provide and maintain weatherproof lock-up sheds, workshops and stores for the storage and protection of materials, tools and plant, all in accordance with the Specification and project requirements.
2.93.33 | Deleted | Contractor's Plants and Equipment
2.93.34 | Deleted | The Contractor shall provide all constructional plant, lifting equipment, transport facilities, tools and services, etc. required for the proper execution of the Works. This responsibility shall include shipment, customs clearance, off-loading, loading and handling and transportation to the site. The facilities shall include the protective clothing and safety equipment (PPE).
2.93.35 | Deleted | Mobilaisation charges (fixed cost)
2.93.36 | Deleted | Maintenance charge (Fixed cost)
2.93.37 | Deleted | De-mobilisation charges (fixed cost)
2.93.38 | - | Temporary Water and Electricity Services for the Construction Works
2.93.39 | - | The Contractor shall provide and maintain temporary water and electricity services required for the Works including that required by the sub-contractors. Pay all charges and bear all costs for the necessary temporary installation including pipe work, pumps, water tankers, storage tanks, generating equipment, etc., and remove on completion and make good all work disturbed.
| Item Code | Description | Item Remarks | Unit of Measurement | Quantity/Base Price |  |  | Unit Price/Discount % (Excluding VAT) | Total |  | Unit Price/Discount % (Excluding VAT) | Total |  | Unit Price/Discount % (Excluding VAT) | Total |  | Unit Price/Discount % (Excluding VAT) | Total | Unit Price/Discount % (Excluding VAT) | Total | Unit Price/Discount % (Excluding VAT) | Total
2.93.40 | B1.16 | (*) Establishment charge (fixed cost) |  | Item | 1 |  |  | 0 | 0 |  | 28960 | 28960 |  | 50000 | 50000 |  | 0 | 0 | 0 | 0 | 477840 | 477840
2.93.41 | B1.17 | (*) Maintenance charge (fixed cost) |  | Item | 1 |  |  | 0 | 0 |  | 3220 | 3220 |  | 5000 | 5000 |  | 0 | 0 | 0 | 0 | 67200 | 67200
2.93.42 | B1.18 | (*) Removal charge (fixed cost) |  | Item | 1 |  |  | 0 | 0 |  | 970 | 970 |  | 1000 | 1000 |  | 0 | 0 | 0 | 0 | 5600 | 5600
| Note | Note Details
2.93.43 | - | Site Administration and Supervision
| Item Code | Description | Item Remarks | Unit of Measurement | Quantity/Base Price |  |  | Unit Price/Discount % (Excluding VAT) | Total |  | Unit Price/Discount % (Excluding VAT) | Total |  | Unit Price/Discount % (Excluding VAT) | Total |  | Unit Price/Discount % (Excluding VAT) | Total | Unit Price/Discount % (Excluding VAT) | Total | Unit Price/Discount % (Excluding VAT) | Total
2.93.44 | B1.19 | (*) The Contractor is to allow in his tender for his all site administration and supervision costs. |  | Item | 1 |  |  | 0 | 0 |  | 496550 | 496550 |  | 200000 | 200000 |  | 0 | 0 | 3200000 | 3200000 | 1170240 | 1170240
| Note | Note Details
2.93.45 | - | Labour Camp / Accomodation
| Item Code | Description | Item Remarks | Unit of Measurement | Quantity/Base Price |  |  | Unit Price/Discount % (Excluding VAT) | Total |  | Unit Price/Discount % (Excluding VAT) | Total |  | Unit Price/Discount % (Excluding VAT) | Total |  | Unit Price/Discount % (Excluding VAT) | Total | Unit Price/Discount % (Excluding VAT) | Total | Unit Price/Discount % (Excluding VAT) | Total
2.93.46 | B1.20 | (*) Allow for Labour Accomodation. Watchman and security staff only may be accommodated on site. No labour camp will be permitted on Site. |  | Item | 1 |  |  | 0 | 0 |  | 1290 | 1290 |  | 300000 | 300000 |  | 0 | 0 | 0 | 0 | 265600 | 265600
| Note | Note Details
2.93.47 | - | Security Arrangements at Site
2.93.48 | - | Provide and maintain necessary security arrangements including watchmen, all lighting requirements required to safeguard the Site, plant, equipment, public and adjoining properties, etc. The Contractor shall be liable for any claims arising from loss or damages suffered and for reinstating and making good after any damage or theft.
| Item Code | Description | Item Remarks | Unit of Measurement | Quantity/Base Price |  |  | Unit Price/Discount % (Excluding VAT) | Total |  | Unit Price/Discount % (Excluding VAT) | Total |  | Unit Price/Discount % (Excluding VAT) | Total |  | Unit Price/Discount % (Excluding VAT) | Total | Unit Price/Discount % (Excluding VAT) | Total | Unit Price/Discount % (Excluding VAT) | Total
2.93.49 | B1.21 | (*) Establishment charge (fixed cost) |  | Item | 1 |  |  | 0 | 0 |  | 171430 | 171430 |  | 25000 | 25000 |  | 0 | 0 | 25000 | 25000 | 112000 | 112000
2.93.50 | B1.22 | (*) Maintenance charge (fixed cos) |  | Item | 1 |  |  | 0 | 0 |  | 17140 | 17140 |  | 25000 | 25000 |  | 0 | 0 | 192000 | 192000 | 76800 | 76800
2.93.51 | B1.23 | (*) Removal charge (fixed cost) |  | Item | 1 |  |  | 0 | 0 |  | 11430 | 11430 |  | 2000 | 2000 |  | 0 | 0 | 10000 | 10000 | 5600 | 5600
| Note | Note Details
2.93.52 | - | Protection
| Item Code | Description | Item Remarks | Unit of Measurement | Quantity/Base Price |  |  | Unit Price/Discount % (Excluding VAT) | Total |  | Unit Price/Discount % (Excluding VAT) | Total |  | Unit Price/Discount % (Excluding VAT) | Total |  | Unit Price/Discount % (Excluding VAT) | Total | Unit Price/Discount % (Excluding VAT) | Total | Unit Price/Discount % (Excluding VAT) | Total
2.93.53 | B1.24 | (*) Adequate protection against any form of damage or deterioration shall be provided for all sections of the Works. |  | Item | 1 |  |  | 0 | 0 |  | 7720 | 7720 |  | 1000 | 1000 |  | 0 | 0 | 25000 | 25000 | 36400 | 36400
2.93.54 | B1.25 | (*) The Contractor shall take all necessary precautions to protect existing buildings, fences, roads, passages, culverts and other apparatus, if found, and he shall not demolish or remove any of these works except according to specific instructions by the Engineer. |  | Item | 1 |  |  | 0 | 0 |  | 11580 | 11580 |  | 1000 | 1000 |  | 0 | 0 | 30000 | 30000 | 67200 | 67200
| Note | Note Details
2.93.55 | - | A condition survey of adjacent structures shall be carried out by the Contractor in the presence of the Engineer both before and after the provision of supports. The Contractor shall be responsible for the reinstatement or repair of any adjacent structures damaged as a result of the execution of the Works.
2.93.56 | - | Site Hoarding
2.93.57 | - | The Contractor shall be responsible for the complete installation, maintenance and removal of the site hoarding including make good where necessary and clean the site as per the specification, drawings and Authorities requirements and to the satisfaction of the Engineer.
| Item Code | Description | Item Remarks | Unit of Measurement | Quantity/Base Price |  |  | Unit Price/Discount % (Excluding VAT) | Total |  | Unit Price/Discount % (Excluding VAT) | Total |  | Unit Price/Discount % (Excluding VAT) | Total |  | Unit Price/Discount % (Excluding VAT) | Total | Unit Price/Discount % (Excluding VAT) | Total | Unit Price/Discount % (Excluding VAT) | Total
2.93.58 | B1.26 | (*) Establishment charge |  | Item | 1 |  |  | 0 | 0 |  | 31280 | 31280 |  | 80000 | 80000 |  | 0 | 0 | 55000 | 55000 | 60000 | 60000
2.93.59 | B1.27 | (*) Maintenance charge |  | Item | 1 |  |  | 0 | 0 |  | 2570 | 2570 |  | 10000 | 10000 |  | 0 | 0 | 12000 | 12000 | 12000 | 12000
2.93.60 | B1.28 | (*) Removal charge |  | Item | 1 |  |  | 0 | 0 |  | 1610 | 1610 |  | 2000 | 2000 |  | 0 | 0 | 10000 | 10000 | 5000 | 5000
| Note | Note Details
2.93.61 | - | Project Sign Boards
2.93.62 | - | The Contractor is to allow for supply, installation and maintenance and removal including make good where necessary of Project Sign Board throughout the construction period, in accordance with the specification and drawings. No other sign boards or advertisements on or around the site will be permitted unless approved in writing by the Engineer.
| Item Code | Description | Item Remarks | Unit of Measurement | Quantity/Base Price |  |  | Unit Price/Discount % (Excluding VAT) | Total |  | Unit Price/Discount % (Excluding VAT) | Total |  | Unit Price/Discount % (Excluding VAT) | Total |  | Unit Price/Discount % (Excluding VAT) | Total | Unit Price/Discount % (Excluding VAT) | Total | Unit Price/Discount % (Excluding VAT) | Total
2.93.63 | B1.29 | (*) Establishment charge (fixed cost) |  | Item | 1 |  |  | 0 | 0 |  | 50000 | 50000 |  | 25000 | 25000 |  | 0 | 0 | 35000 | 35000 | 40000 | 40000
2.93.64 | B1.30 | (*) Maintenance charge (Fixed cost) |  | Item | 1 |  |  | 0 | 0 |  | 4290 | 4290 |  | 5000 | 5000 |  | 0 | 0 | 6000 | 6000 | 6000 | 6000
2.93.65 | B1.31 | (*) Removal charge (fixed cost) |  | Item | 1 |  |  | 0 | 0 |  | 4290 | 4290 |  | 2000 | 2000 |  | 0 | 0 | 3000 | 3000 | 5000 | 5000
| Note | Note Details
2.93.66 | - | Tests
| Item Code | Description | Item Remarks | Unit of Measurement | Quantity/Base Price |  |  | Unit Price/Discount % (Excluding VAT) | Total |  | Unit Price/Discount % (Excluding VAT) | Total |  | Unit Price/Discount % (Excluding VAT) | Total |  | Unit Price/Discount % (Excluding VAT) | Total | Unit Price/Discount % (Excluding VAT) | Total | Unit Price/Discount % (Excluding VAT) | Total
2.93.67 | B1.32 | (*) The Contractor shall allow for all requirements, obligations, etc., with regard to all tests that are to be carried out by an approved independent Abu Dhabi Municipality accredited laboratory. |  | Item | 1 |  |  | 0 | 0 |  | 12870 | 12870 |  | 500 | 500 |  | 0 | 0 | 12000 | 12000 | 50000 | 50000
| Note | Note Details
2.93.68 | - | Works Free From Water
| Item Code | Description | Item Remarks | Unit of Measurement | Quantity/Base Price |  |  | Unit Price/Discount % (Excluding VAT) | Total |  | Unit Price/Discount % (Excluding VAT) | Total |  | Unit Price/Discount % (Excluding VAT) | Total |  | Unit Price/Discount % (Excluding VAT) | Total | Unit Price/Discount % (Excluding VAT) | Total | Unit Price/Discount % (Excluding VAT) | Total
2.93.69 | B1.33 | (*) Except where underwater construction is required, the Contractor shall execute all works in the dry condition and shall construct any temporary drains, water courses and other works that may be necessary for the purpose. |  | Item | 1 |  |  | 0 | 0 |  | 2250 | 2250 |  | 500 | 500 |  | 0 | 0 | 0 | 0 | 30000 | 30000
| Note | Note Details
2.93.70 | - | Abatement of Nuisance from Noise, Pollution, Dust, etc.
| Item Code | Description | Item Remarks | Unit of Measurement | Quantity/Base Price |  |  | Unit Price/Discount % (Excluding VAT) | Total |  | Unit Price/Discount % (Excluding VAT) | Total |  | Unit Price/Discount % (Excluding VAT) | Total |  | Unit Price/Discount % (Excluding VAT) | Total | Unit Price/Discount % (Excluding VAT) | Total | Unit Price/Discount % (Excluding VAT) | Total
2.93.71 | B1.34 | (*) The Contractor shall take precautions to minimise nuisance arising from noise, dust, etc. The Contractor shall be held responsible for any nuisance caused by his workmenship, noise, pollution, dust, etc. The Contractor is to submit to the Engineer his proposals for approval. |  | Item | 1 |  |  | 0 | 0 |  | 21430 | 21430 |  | 500 | 500 |  | 0 | 0 | 0 | 0 | 28000 | 28000
| Note | Note Details
2.93.72 | - | Surveying Equipment
| Item Code | Description | Item Remarks | Unit of Measurement | Quantity/Base Price |  |  | Unit Price/Discount % (Excluding VAT) | Total |  | Unit Price/Discount % (Excluding VAT) | Total |  | Unit Price/Discount % (Excluding VAT) | Total |  | Unit Price/Discount % (Excluding VAT) | Total | Unit Price/Discount % (Excluding VAT) | Total | Unit Price/Discount % (Excluding VAT) | Total
2.93.73 | B1.35 | (*) The Contractor shall provide at all times for the duration of the Contract, all such chainmen, staff and survey instruments as may be required for the proper construction of and completion of the works. |  | Item | 1 |  |  | 0 | 0 |  | 19310 | 19310 |  | 1000 | 1000 |  | 0 | 0 | 36000 | 36000 | 35000 | 35000
| Note | Note Details
2.93.74 | - | Public and Private Roads Adjacent to the Site
| Item Code | Description | Item Remarks | Unit of Measurement | Quantity/Base Price |  |  | Unit Price/Discount % (Excluding VAT) | Total |  | Unit Price/Discount % (Excluding VAT) | Total |  | Unit Price/Discount % (Excluding VAT) | Total |  | Unit Price/Discount % (Excluding VAT) | Total | Unit Price/Discount % (Excluding VAT) | Total | Unit Price/Discount % (Excluding VAT) | Total
2.93.75 | B1.36 | (*) The Contractor shall take all reasonable and proper steps for protection and maintenance of all public and private roads adjacent to the Site which can be affected due to the performance of the Works in accordance with the Engineer's instructions. The roads shall be kept free for access at all times. |  | Item | 1 |  |  | 0 | 0 |  | 31430 | 31430 |  | 500 | 500 |  | 0 | 0 | 20000 | 20000 | 80000 | 80000
| Note | Note Details
2.93.76 | - | Traffic Regulations
2.93.77 | - | The Contractor is to observe and allow for all requirements, obligations, etc., with regard to traffic regulations, including safety, control and any temporary diversion of traffic, including the loading and unloading of or waiting of the Contractor's and Sub-contractors' vehicles on public highways, (continued)..
2.93.78 | - | (Continuation).. construction of temporary detours' pavement layers, traffic signs, road marking, safety measure, etc. as per specifications and authorities' regulations and the Contract Sum is deemed to include for the strict compliance therewith.
| Item Code | Description | Item Remarks | Unit of Measurement | Quantity/Base Price |  |  | Unit Price/Discount % (Excluding VAT) | Total |  | Unit Price/Discount % (Excluding VAT) | Total |  | Unit Price/Discount % (Excluding VAT) | Total |  | Unit Price/Discount % (Excluding VAT) | Total | Unit Price/Discount % (Excluding VAT) | Total | Unit Price/Discount % (Excluding VAT) | Total
2.93.79 | B1.37 | (*) Establishment charge (fixed cost) |  | Item | 1 |  |  | 0 | 0 |  | 7720 | 7720 |  | 1000 | 1000 |  | 0 | 0 | 40000 | 40000 | 50000 | 50000
2.93.80 | B1.38 | (*) Maintenance charge (fixed cost) |  | Item | 1 |  |  | 0 | 0 |  | 1130 | 1130 |  | 500 | 500 |  | 0 | 0 | 60000 | 60000 | 36000 | 36000
2.93.81 | B1.39 | (*) Removal charge (fixed cost) |  | Item | 1 |  |  | 0 | 0 |  | 1130 | 1130 |  | 500 | 500 |  | 0 | 0 | 5000 | 5000 | 10000 | 10000
| Note | Note Details
2.93.82 | - | Samples according to Specification and Drawings (As per Engineer/Employer's requirements)
| Item Code | Description | Item Remarks | Unit of Measurement | Quantity/Base Price |  |  | Unit Price/Discount % (Excluding VAT) | Total |  | Unit Price/Discount % (Excluding VAT) | Total |  | Unit Price/Discount % (Excluding VAT) | Total |  | Unit Price/Discount % (Excluding VAT) | Total | Unit Price/Discount % (Excluding VAT) | Total | Unit Price/Discount % (Excluding VAT) | Total
2.93.83 | B1.40 | (*) The Contractor shall provide samples of all materials and manufacturers of materials proposed to be used / incorporated in the works, all samples, goods, literature and the like. |  | Item | 1 |  |  | 0 | 0 |  | 1000 | 1000 |  | 500 | 500 |  | 0 | 0 | 10000 | 10000 | 50000 | 50000
| Note | Note Details
2.93.84 | - | Labour and Materials and Assistance to the Engineer
| Item Code | Description | Item Remarks | Unit of Measurement | Quantity/Base Price |  |  | Unit Price/Discount % (Excluding VAT) | Total |  | Unit Price/Discount % (Excluding VAT) | Total |  | Unit Price/Discount % (Excluding VAT) | Total |  | Unit Price/Discount % (Excluding VAT) | Total | Unit Price/Discount % (Excluding VAT) | Total | Unit Price/Discount % (Excluding VAT) | Total
2.93.85 | B1.41 | (*) The Contractor shall provide for the exclusive use of the Engineer all necessary assistance.The Contractor shall provide such labour, materials and transport as the Engineer's representative may require to assist him in carrying out tests and checks on materials and workmanship and setting out and measurement of works and for any other attendance on the Engineer. |  | Item | 1 |  |  | 0 | 0 |  | 11580 | 11580 |  | 1000 | 1000 |  | 0 | 0 | 36000 | 36000 | 36000 | 36000
| Note | Note Details
2.93.86 | - | Programme of Works
| Item Code | Description | Item Remarks | Unit of Measurement | Quantity/Base Price |  |  | Unit Price/Discount % (Excluding VAT) | Total |  | Unit Price/Discount % (Excluding VAT) | Total |  | Unit Price/Discount % (Excluding VAT) | Total |  | Unit Price/Discount % (Excluding VAT) | Total | Unit Price/Discount % (Excluding VAT) | Total | Unit Price/Discount % (Excluding VAT) | Total
2.93.87 | B1.42 | (*) The Contractor shall submit to the Engineer for approval a Critical Path Programme, in both hard and electronic format, and other supporting documentation of the works within the time stipulated in the Conditions of Contract together with details of equipment, procedures and method of work which the Contractor intends to utilize and to follow. |  | Item | 1 |  |  | 0 | 0 |  | 450 | 450 |  | 500 | 500 |  | 0 | 0 | 10000 | 10000 | 36000 | 36000
| Note | Note Details
2.93.88 | - | Method Statements
| Item Code | Description | Item Remarks | Unit of Measurement | Quantity/Base Price |  |  | Unit Price/Discount % (Excluding VAT) | Total |  | Unit Price/Discount % (Excluding VAT) | Total |  | Unit Price/Discount % (Excluding VAT) | Total |  | Unit Price/Discount % (Excluding VAT) | Total | Unit Price/Discount % (Excluding VAT) | Total | Unit Price/Discount % (Excluding VAT) | Total
2.93.89 | B1.43 | (*) The Contractor shall compile and submit a detailed schedule of method statements, as specified and as required by the Engineer. |  | Item | 1 |  |  | 0 | 0 |  | 450 | 450 |  | 500 | 500 |  | 0 | 0 | 0 | 0 | 36000 | 36000
| Note | Note Details
2.93.90 | - | Progress Photographs
| Item Code | Description | Item Remarks | Unit of Measurement | Quantity/Base Price |  |  | Unit Price/Discount % (Excluding VAT) | Total |  | Unit Price/Discount % (Excluding VAT) | Total |  | Unit Price/Discount % (Excluding VAT) | Total |  | Unit Price/Discount % (Excluding VAT) | Total | Unit Price/Discount % (Excluding VAT) | Total | Unit Price/Discount % (Excluding VAT) | Total
2.93.91 | B1.44 | (*) The Contractor shall arrange for monthly record photographs of Works as directed and specified by the Engineer. |  | Item | 1 |  |  | 0 | 0 |  | 1350 | 1350 |  | 500 | 500 |  | 0 | 0 | 12000 | 12000 | 24000 | 24000
| Note | Note Details
2.93.92 | - | Documents
| Item Code | Description | Item Remarks | Unit of Measurement | Quantity/Base Price |  |  | Unit Price/Discount % (Excluding VAT) | Total |  | Unit Price/Discount % (Excluding VAT) | Total |  | Unit Price/Discount % (Excluding VAT) | Total |  | Unit Price/Discount % (Excluding VAT) | Total | Unit Price/Discount % (Excluding VAT) | Total | Unit Price/Discount % (Excluding VAT) | Total
2.93.93 | B1.45 | (*) The Contractor shall supply all the Testing and Commissioning Certificates; Training materials; Health and Safety Plan; As Built Drawings; Keys and any necessary passwords or codes and any other documentation required in accordance with the Contract. |  | Item | 1 |  |  | 0 | 0 |  | 2250 | 2250 |  | 500 | 500 |  | 0 | 0 | 25000 | 25000 | 60000 | 60000
| Note | Note Details
2.93.94 | - | Reports and Records
| Item Code | Description | Item Remarks | Unit of Measurement | Quantity/Base Price |  |  | Unit Price/Discount % (Excluding VAT) | Total |  | Unit Price/Discount % (Excluding VAT) | Total |  | Unit Price/Discount % (Excluding VAT) | Total |  | Unit Price/Discount % (Excluding VAT) | Total | Unit Price/Discount % (Excluding VAT) | Total | Unit Price/Discount % (Excluding VAT) | Total
2.93.95 | B1.46 | (*) During the progress of the Works, records of all details and dimensions of the Works as constructed and shall at any time, submit such records to the Engineer as he may require. |  | Item | 1 |  |  | 0 | 0 |  | 4500 | 4500 |  | 500 | 500 |  | 0 | 0 | 0 | 0 | 36000 | 36000
| Note | Note Details
2.93.96 | - | In addition to those records which are specifically required by the Specification (e.g. test cubes of concrete, air temperature, etc.,) a site record shall be kept of the completion dates of the various works in each trade, with particular reference to work which requires time for drying out, such as solid backgrounds which receive insitu screeds and finishing's, including the completion time of the individual layers of each application. (continued)
| Item Code | Description | Item Remarks | Unit of Measurement | Quantity/Base Price |  |  | Unit Price/Discount % (Excluding VAT) | Total |  | Unit Price/Discount % (Excluding VAT) | Total |  | Unit Price/Discount % (Excluding VAT) | Total |  | Unit Price/Discount % (Excluding VAT) | Total | Unit Price/Discount % (Excluding VAT) | Total | Unit Price/Discount % (Excluding VAT) | Total
2.93.97 | B1.47 | (*) (continuation) The Contractor shall arrange for the original to be signed by the Engineer each calendar month, and for a copy to be issued to the Engineer at site meetings. |  | Item | 1 |  |  | 0 | 0 |  | 2250 | 2250 |  | 500 | 500 |  | 0 | 0 | 0 | 0 | 36000 | 36000
| Note | Note Details
2.93.98 | - | Contract Documents
| Item Code | Description | Item Remarks | Unit of Measurement | Quantity/Base Price |  |  | Unit Price/Discount % (Excluding VAT) | Total |  | Unit Price/Discount % (Excluding VAT) | Total |  | Unit Price/Discount % (Excluding VAT) | Total |  | Unit Price/Discount % (Excluding VAT) | Total | Unit Price/Discount % (Excluding VAT) | Total | Unit Price/Discount % (Excluding VAT) | Total
2.93.99 | B1.48 | (*) The Contractor shall submit to Engineer / Employer with 3 sets (colored) hard copy and 5 CDs of scanned copy of the complete Contract Documents within 5 days of receipt of the fully signed Contract. |  | Item | 1 |  |  | 0 | 0 |  | 900 | 900 |  | 500 | 500 |  | 0 | 0 | 0 | 0 | 10000 | 10000
| Note | Note Details
2.93.100 | - | Preventive Maintenance During Defects Notification Period
| Item Code | Description | Item Remarks | Unit of Measurement | Quantity/Base Price |  |  | Unit Price/Discount % (Excluding VAT) | Total |  | Unit Price/Discount % (Excluding VAT) | Total |  | Unit Price/Discount % (Excluding VAT) | Total |  | Unit Price/Discount % (Excluding VAT) | Total | Unit Price/Discount % (Excluding VAT) | Total | Unit Price/Discount % (Excluding VAT) | Total
2.93.101 | B1.49 | (*) Allow for complete preventive maintenance during Defects Notification Period for all Civil & Electro-Mechanical works as per the Contract. |  | Item | 1 |  |  | 0 | 0 |  | 4500 | 4500 |  | 500 | 500 |  | 0 | 0 | 36000 | 36000 | 180000 | 180000
| Note | Note Details
2.93.102 | - | Geotechnical and Geophysical surveys
| Item Code | Description | Item Remarks | Unit of Measurement | Quantity/Base Price |  |  | Unit Price/Discount % (Excluding VAT) | Total |  | Unit Price/Discount % (Excluding VAT) | Total |  | Unit Price/Discount % (Excluding VAT) | Total |  | Unit Price/Discount % (Excluding VAT) | Total | Unit Price/Discount % (Excluding VAT) | Total | Unit Price/Discount % (Excluding VAT) | Total
2.93.103 | B1.50 | (*) The contractor shall be responsible for conducting on-site evaluation and Geotechnical and Geophysical surveys as per the specification and as required by the Engineer, including but not limited to test boring, site samples etc. The contractor shall supply all reports, documents, samples, etc. relevant to this work to the Engineer according to Specification and Drawings. |  | Item | 1 |  |  | 0 | 0 |  | 20270 | 20270 |  | 100000 | 100000 |  | 0 | 0 | 60000 | 60000 | 48800 | 48800
| Note | Note Details
2.93.104 | - | Estidama Compliance
| Item Code | Description | Item Remarks | Unit of Measurement | Quantity/Base Price |  |  | Unit Price/Discount % (Excluding VAT) | Total |  | Unit Price/Discount % (Excluding VAT) | Total |  | Unit Price/Discount % (Excluding VAT) | Total |  | Unit Price/Discount % (Excluding VAT) | Total | Unit Price/Discount % (Excluding VAT) | Total | Unit Price/Discount % (Excluding VAT) | Total
2.93.105 | B1.51 | (*) The Contractor should comply with all requirements to ensure the achievement of required Pearl certification level using the Estidama Pearl Building Rating system. This requires that the Contractor be familiar with the mandatory and targeted credit requirements through the Estidama Design Rating submission. Estidama Design rating documentation to be furnished upon award of the Contract. The Contractor is responsible for all documentation required as part of the Estidama Construction Rating submission. |  | Item | 1 |  |  | 0 | 0 |  | 8370 | 8370 |  | 51865 | 51865 |  | 0 | 0 | 50000 | 50000 | 80000 | 80000
| Note | Note Details
2.93.106 | - | Permanent Utility Connections
| Item Code | Description | Item Remarks | Unit of Measurement | Quantity/Base Price |  |  | Unit Price/Discount % (Excluding VAT) | Total |  | Unit Price/Discount % (Excluding VAT) | Total |  | Unit Price/Discount % (Excluding VAT) | Total |  | Unit Price/Discount % (Excluding VAT) | Total | Unit Price/Discount % (Excluding VAT) | Total | Unit Price/Discount % (Excluding VAT) | Total
2.93.107 | B1.52 | (*) Allow for connections to Authorities and Service Providers' utility services tie-in points including payment of fees, charges, coordination and related civil works, etc. |  | Item | 1 |  |  | 0 | 0 |  | 24780 | 24780 |  | 50000 | 50000 |  | 0 | 0 | 0 | 0 | 100000 | 100000
| Note | Note Details
2.93.108 | - | Contractor's Adjustment
| Item Code | Description | Item Remarks | Unit of Measurement | Quantity/Base Price |  |  | Unit Price/Discount % (Excluding VAT) | Total |  | Unit Price/Discount % (Excluding VAT) | Total |  | Unit Price/Discount % (Excluding VAT) | Total |  | Unit Price/Discount % (Excluding VAT) | Total | Unit Price/Discount % (Excluding VAT) | Total | Unit Price/Discount % (Excluding VAT) | Total
2.93.109 | B1.53 | (*) Contractor may price here any items which has been shown in the drawings or any other documents but overlooked or not specifically mentioned inthe schedule of items and is necessary for the satisfactory completion of the Works. Should the Contractor fail to insert any item here, it will be deemed that Lump Sum Contract Price includes all such items and no claims for additional items will be entertained. |  | Item | 1 |  |  | 0 | 0 |  | 0 | 0 |  | 0 | 0 |  | 0 | 0 | 0 | 0 | 0 | 0
| Note | Note Details
2.93.110 | - | Please attach one PDF file to be named "Additional Items for (insert bill no/name & Section No/name)" for the details of these additional items in the additional attachment area at the end of the BOQ.
2.94 KL: B2-01 SITE WORK | [6 empty] | 304480 | 7 (out of 7) | 281152 |  | 7 (out of 7) | 591979.2 |  | 7 (out of 7) | 301070 |  | 7 (out of 7) | 547158 | 7 (out of 7) | 667182.34 | 7 (out of 7) | 1178720
| Note | Note Details
2.94.1 | - | Demolition-Koala Land
| Item Code | Description | Item Remarks | Unit of Measurement | Quantity/Base Price |  |  | Unit Price/Discount % (Excluding VAT) | Total |  | Unit Price/Discount % (Excluding VAT) | Total |  | Unit Price/Discount % (Excluding VAT) | Total |  | Unit Price/Discount % (Excluding VAT) | Total | Unit Price/Discount % (Excluding VAT) | Total | Unit Price/Discount % (Excluding VAT) | Total
2.94.2 | B2.1.1 | (*) Demolition as required |  | Item | 1 |  |  | 90000 | 90000 |  | 85500 | 85500 |  | 100000 | 100000 |  | 276000 | 276000 | 95884.9 | 95884.9 | 500000 | 500000
| Note | Note Details
2.94.3 | - | Site preparation-Koala Land
| Item Code | Description | Item Remarks | Unit of Measurement | Quantity/Base Price |  |  | Unit Price/Discount % (Excluding VAT) | Total |  | Unit Price/Discount % (Excluding VAT) | Total |  | Unit Price/Discount % (Excluding VAT) | Total |  | Unit Price/Discount % (Excluding VAT) | Total | Unit Price/Discount % (Excluding VAT) | Total | Unit Price/Discount % (Excluding VAT) | Total
2.94.4 | B2.1.2 | (*) Site preparation as required |  | m2 | 2968 |  |  | 5 | 14840 |  | 28.5 | 84588 |  | 10 | 29680 |  | 10 | 29680 | 29.96 | 88921.28 | 50 | 148400
| Note | Note Details
2.94.5 | - | Excavation-Koala Land
| Item Code | Description | Item Remarks | Unit of Measurement | Quantity/Base Price |  |  | Unit Price/Discount % (Excluding VAT) | Total |  | Unit Price/Discount % (Excluding VAT) | Total |  | Unit Price/Discount % (Excluding VAT) | Total |  | Unit Price/Discount % (Excluding VAT) | Total | Unit Price/Discount % (Excluding VAT) | Total | Unit Price/Discount % (Excluding VAT) | Total
2.94.6 | B2.1.3 | (*) Pit excavation to receive foundation bases depth 1.5 m |  | m3 | 4408 |  |  | 18 | 79344 |  | 45.6 | 201004.8 |  | 15 | 66120 |  | 28 | 123424 | 41.95 | 184915.6 | 40 | 176320
| Note | Note Details
2.94.7 | - | Disposal of excavated materials-Koala Land
2.94.8 | - | Remove surplus unsuitable excavated materials within site without compacting .
| Item Code | Description | Item Remarks | Unit of Measurement | Quantity/Base Price |  |  | Unit Price/Discount % (Excluding VAT) | Total |  | Unit Price/Discount % (Excluding VAT) | Total |  | Unit Price/Discount % (Excluding VAT) | Total |  | Unit Price/Discount % (Excluding VAT) | Total | Unit Price/Discount % (Excluding VAT) | Total | Unit Price/Discount % (Excluding VAT) | Total
2.94.9 | B2.1.4 | (*) Spread surplus within site |  | Item | 1 |  |  | 19796 | 19796 |  | 34200 | 34200 |  | 20 | 20 |  | 15704 | 15704 | 89892.1 | 89892.1 | 60000 | 60000
| Note | Note Details
2.94.10 | - | Filling-Koala Land
| Item Code | Description | Item Remarks | Unit of Measurement | Quantity/Base Price |  |  | Unit Price/Discount % (Excluding VAT) | Total |  | Unit Price/Discount % (Excluding VAT) | Total |  | Unit Price/Discount % (Excluding VAT) | Total |  | Unit Price/Discount % (Excluding VAT) | Total | Unit Price/Discount % (Excluding VAT) | Total | Unit Price/Discount % (Excluding VAT) | Total
2.94.11 | B2.1.5 | (*) Selected fill from excavated materials all in accordance with the Specifications |  | m3 | 3804 |  |  | 18 | 68472 |  | 45.6 | 173462.4 |  | 25 | 95100 |  | 25 | 95100 | 52.74 | 200622.96 | 75 | 285300
| Note | Note Details
2.94.12 | - | Anti Treatment-Koala Land
2.94.13 | - | Allow for termite control; prepare and apply anti-termite treatment; all in accordance with the Specifications and subject to the Contractor's approval
| Item Code | Description | Item Remarks | Unit of Measurement | Quantity/Base Price |  |  | Unit Price/Discount % (Excluding VAT) | Total |  | Unit Price/Discount % (Excluding VAT) | Total |  | Unit Price/Discount % (Excluding VAT) | Total |  | Unit Price/Discount % (Excluding VAT) | Total | Unit Price/Discount % (Excluding VAT) | Total | Unit Price/Discount % (Excluding VAT) | Total
2.94.14 | B2.1.6 | (*) To horizontal and vertical surfaces |  | m2 | 1450 |  |  | 6 | 8700 |  | 9.12 | 13224 |  | 7 | 10150 |  | 5 | 7250 | 4.79 | 6945.5 | 6 | 8700
| Note | Note Details
2.94.15 | - | Additional items-Koala Land
| Item Code | Description | Item Remarks | Unit of Measurement | Quantity/Base Price |  |  | Unit Price/Discount % (Excluding VAT) | Total |  | Unit Price/Discount % (Excluding VAT) | Total |  | Unit Price/Discount % (Excluding VAT) | Total |  | Unit Price/Discount % (Excluding VAT) | Total | Unit Price/Discount % (Excluding VAT) | Total | Unit Price/Discount % (Excluding VAT) | Total
2.94.16 | AI | (*) Contractor may price here any items which has been shown in the Contract drawings or any other Contract Documents but overlooked or not specifically mentioned inthe schedule of items and is necessary for the satisfactory completion of the Works. Should the Contractor fail to insert any item here, it will be deemed that lump sum Contract Price includes all such items and no claims for additional items will be entertained. |  | Item | 1 |  |  | 0 | 0 |  | 0 | 0 |  | 0 | 0 |  | 0 | 0 | 0 | 0 | 0 | 0
| Note | Note Details
2.94.17 | - | Please attach one PDF file to be named "Additional Items for (insert bill no/name & Section No/name)" for the details of these additional items in the additional attachment area at the end of the BOQ.
2.95 KL: B2-02 CONCRETE WORK | [6 empty] | 1385293 | 21 (out of 21) | 1585759 |  | 21 (out of 21) | 2138412 |  | 21 (out of 21) | 1561750 |  | 21 (out of 21) | 1679833 | 21 (out of 21) | 2522707.47 | 21 (out of 21) | 2130200
| Note | Note Details
2.95.1 | - | SUBSTRUCTURE
2.95.2 | - | Poured Concrete
2.95.3 | - | Plain concrete (20 N/mm2) as per specifications and drawings.
| Item Code | Description | Item Remarks | Unit of Measurement | Quantity/Base Price |  |  | Unit Price/Discount % (Excluding VAT) | Total |  | Unit Price/Discount % (Excluding VAT) | Total |  | Unit Price/Discount % (Excluding VAT) | Total |  | Unit Price/Discount % (Excluding VAT) | Total | Unit Price/Discount % (Excluding VAT) | Total | Unit Price/Discount % (Excluding VAT) | Total
2.95.4 | B2.2.1 | (*) Blinding; 50 mm thick |  | m3 | 32 |  |  | 460 | 14720 |  | 798 | 25536 |  | 385 | 12320 |  | 413 | 13216 | 496.2 | 15878.4 | 600 | 19200
2.95.5 | B2.2.2 | (*) Blinding; 100 mm thick |  | m3 | 82 |  |  | 23 | 1886 |  | 798 | 65436 |  | 385 | 31570 |  | 413 | 33866 | 496.2 | 40688.4 | 600 | 49200
| Note | Note Details
2.95.6 | - | Reinforcment Concrete (40 N/mm2) in Type I SRC cement including all shuttering,supportsand all related works as per specifications and drawings.
| Item Code | Description | Item Remarks | Unit of Measurement | Quantity/Base Price |  |  | Unit Price/Discount % (Excluding VAT) | Total |  | Unit Price/Discount % (Excluding VAT) | Total |  | Unit Price/Discount % (Excluding VAT) | Total |  | Unit Price/Discount % (Excluding VAT) | Total | Unit Price/Discount % (Excluding VAT) | Total | Unit Price/Discount % (Excluding VAT) | Total
2.95.7 | B2.2.3 | (*) Footing |  | m3 | 356 |  |  | 1334 | 474904 |  | 1710 | 608760 |  | 1035 | 368460 |  | 951 | 338556 | 1549.74 | 551707.44 | 1300 | 462800
2.95.8 | B2.2.4 | (*) Grade beams |  | m3 | 72 |  |  | 1440 | 103680 |  | 1710 | 123120 |  | 1215 | 87480 |  | 1398 | 100656 | 2174.19 | 156541.68 | 1700 | 122400
2.95.9 | B2.2.5 | (*) Grade slab;150 mm thick |  | m3 | 73 |  |  | 1149 | 83877 |  | 1710 | 124830 |  | 890 | 64970 |  | 567 | 41391 | 835.4 | 60984.2 | 1200 | 87600
2.95.10 | B2.2.6 | (*) Columns neck |  | m3 | 22 |  |  | 1479 | 32538 |  | 1710 | 37620 |  | 2910 | 64020 |  | 2655 | 58410 | 2475.03 | 54450.66 | 1900 | 41800
2.95.11 | B2.2.7 | (*) Wall up to -1.15 lvl |  | m3 | 65 |  |  | 1387 | 90155 |  | 1710 | 111150 |  | 1680 | 109200 |  | 2263 | 147095 | 2475.03 | 160876.95 | 1700 | 110500
| Note | Note Details
2.95.12 | - | SUPER STRUCTURE
2.95.13 | - | Reinforcmen Concrete (40 N/mm2) in Type I OPC cement including all shuttering,supportsand all related works as per specifications and drawings.
| Item Code | Description | Item Remarks | Unit of Measurement | Quantity/Base Price |  |  | Unit Price/Discount % (Excluding VAT) | Total |  | Unit Price/Discount % (Excluding VAT) | Total |  | Unit Price/Discount % (Excluding VAT) | Total |  | Unit Price/Discount % (Excluding VAT) | Total | Unit Price/Discount % (Excluding VAT) | Total | Unit Price/Discount % (Excluding VAT) | Total
2.95.14 | B2.2.8 | (*) Solid slab |  | m3 | 160 |  |  | 1328 | 212480 |  | 1710 | 273600 |  | 1090 | 174400 |  | 1405 | 224800 | 2196.96 | 351513.6 | 1400 | 224000
2.95.15 | B2.2.9 | (*) Columns |  | m3 | 15 |  |  | 1460 | 21900 |  | 1710 | 25650 |  | 2350 | 35250 |  | 2116 | 31740 | 3004.79 | 45071.85 | 1600 | 24000
2.95.16 | B2.2.10 | (*) Drop Beams |  | m3 | 20 |  |  | 1447 | 28940 |  | 1710 | 34200 |  | 1915 | 38300 |  | 1992 | 39840 | 2798.64 | 55972.8 | 1600 | 32000
2.95.17 | B2.2.11 | (*) Walls to level +0.30 |  | m3 | 47 |  |  | 1407 | 66129 |  | 1710 | 80370 |  | 1630 | 76610 |  | 1667 | 78349 | 3004.79 | 141225.13 | 1700 | 79900
2.95.18 | B2.2.12 | (*) Walls to level +1.50 |  | m3 | 104 |  |  | 1380 | 143520 |  | 1710 | 177840 |  | 1680 | 174720 |  | 1667 | 173368 | 3004.79 | 312498.16 | 1700 | 176800
2.95.19 | B2.2.13 | (*) Bridge Slab |  | m3 | 110 |  |  | 1354 | 148940 |  | 1710 | 188100 |  | 1220 | 134200 |  | 1419 | 156090 | 2196.96 | 241665.6 | 3000 | 330000
2.95.20 | B2.2.14 | (*) Bridge Columns |  | m3 | 23 |  |  | 1486 | 34178 |  | 1710 | 39330 |  | 1700 | 39100 |  | 2116 | 48668 | 3004.79 | 69110.17 | 4500 | 103500
2.95.21 | B2.2.15 | (*) Bridge beams |  | m3 | 20 |  |  | 1474 | 29480 |  | 1710 | 34200 |  | 1420 | 28400 |  | 2006 | 40120 | 2798.64 | 55972.8 | 4000 | 80000
2.95.22 | B2.2.16 | (*) parapet |  | m3 | 55 |  |  | 1328 | 73040 |  | 1710 | 94050 |  | 1360 | 74800 |  | 1914 | 105270 | 2798.64 | 153925.2 | 1300 | 71500
2.95.23 | B2.2.17 | (*) Equipment Foundations |  | Item | 1 |  |  | 12742 | 12742 |  | 74100 | 74100 |  | 35000 | 35000 |  | 3548 | 3548 | 23246.1 | 23246.1 | 40000 | 40000
| Note | Note Details
2.95.24 | - | Sundries
| Item Code | Description | Item Remarks | Unit of Measurement | Quantity/Base Price |  |  | Unit Price/Discount % (Excluding VAT) | Total |  | Unit Price/Discount % (Excluding VAT) | Total |  | Unit Price/Discount % (Excluding VAT) | Total |  | Unit Price/Discount % (Excluding VAT) | Total | Unit Price/Discount % (Excluding VAT) | Total | Unit Price/Discount % (Excluding VAT) | Total
2.95.25 | B2.2.18 | (*) Expansion joints; all in accordance with the Specifications |  | Item | 1 |  |  | 1150 | 1150 |  | 6840 | 6840 |  | 10000 | 10000 |  | 17250 | 17250 | 8989.21 | 8989.21 | 40000 | 40000
| Note | Note Details
2.95.26 | - | Precast concrete
2.95.27 | - | Precast concrete including formwork and reinforcement
| Item Code | Description | Item Remarks | Unit of Measurement | Quantity/Base Price |  |  | Unit Price/Discount % (Excluding VAT) | Total |  | Unit Price/Discount % (Excluding VAT) | Total |  | Unit Price/Discount % (Excluding VAT) | Total |  | Unit Price/Discount % (Excluding VAT) | Total | Unit Price/Discount % (Excluding VAT) | Total | Unit Price/Discount % (Excluding VAT) | Total
2.95.28 | B2.2.19 | (*) Door lintels different width |  | Item | 1 |  |  | 5750 | 5750 |  | 3990 | 3990 |  | 2600 | 2600 |  | 13800 | 13800 | 13993.2 | 13993.2 | 15000 | 15000
2.95.29 | B2.2.20 | (*) Window lintels different width |  | Item | 1 |  |  | 5750 | 5750 |  | 9690 | 9690 |  | 350 | 350 |  | 13800 | 13800 | 8395.92 | 8395.92 | 20000 | 20000
| Note | Note Details
2.95.30 | - | Additional items
| Item Code | Description | Item Remarks | Unit of Measurement | Quantity/Base Price |  |  | Unit Price/Discount % (Excluding VAT) | Total |  | Unit Price/Discount % (Excluding VAT) | Total |  | Unit Price/Discount % (Excluding VAT) | Total |  | Unit Price/Discount % (Excluding VAT) | Total | Unit Price/Discount % (Excluding VAT) | Total | Unit Price/Discount % (Excluding VAT) | Total
2.95.31 | AI | (*) Contractor may price here any items which has been shown in the Contract drawings or any other Contract Documents but overlooked or not specifically mentioned inthe schedule of items and is necessary for the satisfactory completion of the Works. Should the Contractor fail to insert any item here, it will be deemed that lump sum Contract Price includes all such items and no claims for additional items will be entertained. |  | Item | 1 |  |  | 0 | 0 |  | 0 | 0 |  | 0 | 0 |  | 0 | 0 | 0 | 0 | 0 | 0
| Note | Note Details
2.95.32 | - | Please attach one PDF file to be named "Additional Items for (insert bill no/name & Section No/name)" for the details of these additional items in the additional attachment area at the end of the BOQ.
2.96 KL: B2-03 MASONRY | [6 empty] | 162110 | 4 (out of 4) | 118763 |  | 4 (out of 4) | 207035.4 |  | 4 (out of 4) | 160110 |  | 4 (out of 4) | 141169 | 4 (out of 4) | 262506.63 | 4 (out of 4) | 166220
| Note | Note Details
2.96.1 | - | External block work
2.96.2 | - | Thermal concrete masonry units bedded and jointed in cement including mortar including concrete filling, wall ties, bed joints, reinforcement metal lath (where required), head restraint,anchors, and column stiffeners; including all necessary accessories; as shown on Drawing all in accordance with the Specifications
| Item Code | Description | Item Remarks | Unit of Measurement | Quantity/Base Price |  |  | Unit Price/Discount % (Excluding VAT) | Total |  | Unit Price/Discount % (Excluding VAT) | Total |  | Unit Price/Discount % (Excluding VAT) | Total |  | Unit Price/Discount % (Excluding VAT) | Total | Unit Price/Discount % (Excluding VAT) | Total | Unit Price/Discount % (Excluding VAT) | Total
2.96.3 | B2.3.1 | (*) 200 mm thick Thermal insulated blockwork Block ,External |  | m2 | 390 |  |  | 111 | 43290 |  | 171 | 66690 |  | 120 | 46800 |  | 149 | 58110 | 197.76 | 77126.4 | 180 | 70200
| Note | Note Details
2.96.4 | - | Internal block work
2.96.5 | - | Thermal concrete masonry units bedded and jointed in cement including mortar including concrete filling, wall ties, bed joints, reinforcement metal lath (where required), head restraint,anchors, and column stiffeners; including all necessary accessories; as shown on Drawing all in accordance with the Specifications
| Item Code | Description | Item Remarks | Unit of Measurement | Quantity/Base Price |  |  | Unit Price/Discount % (Excluding VAT) | Total |  | Unit Price/Discount % (Excluding VAT) | Total |  | Unit Price/Discount % (Excluding VAT) | Total |  | Unit Price/Discount % (Excluding VAT) | Total | Unit Price/Discount % (Excluding VAT) | Total | Unit Price/Discount % (Excluding VAT) | Total
2.96.6 | B2.3.2 | (*) 200 mm thick Internal hollow Block walls |  | m2 | 914 |  |  | 79 | 72206 |  | 148.2 | 135454.8 |  | 120 | 109680 |  | 86 | 78604 | 197.76 | 180752.64 | 100 | 91400
| Note | Note Details
2.96.7 | - | Solid block work
| Item Code | Description | Item Remarks | Unit of Measurement | Quantity/Base Price |  |  | Unit Price/Discount % (Excluding VAT) | Total |  | Unit Price/Discount % (Excluding VAT) | Total |  | Unit Price/Discount % (Excluding VAT) | Total |  | Unit Price/Discount % (Excluding VAT) | Total | Unit Price/Discount % (Excluding VAT) | Total | Unit Price/Discount % (Excluding VAT) | Total
2.96.8 | B2.3.3 | (*) 200 mm thick Solid Block walls |  | m2 | 33 |  |  | 99 | 3267 |  | 148.2 | 4890.6 |  | 110 | 3630 |  | 135 | 4455 | 140.23 | 4627.59 | 140 | 4620
| Note | Note Details
2.96.9 | - | Additional items
| Item Code | Description | Item Remarks | Unit of Measurement | Quantity/Base Price |  |  | Unit Price/Discount % (Excluding VAT) | Total |  | Unit Price/Discount % (Excluding VAT) | Total |  | Unit Price/Discount % (Excluding VAT) | Total |  | Unit Price/Discount % (Excluding VAT) | Total | Unit Price/Discount % (Excluding VAT) | Total | Unit Price/Discount % (Excluding VAT) | Total
2.96.10 | AI | (*) Contractor may price here any items which has been shown in the Contract drawings or any other Contract Documents but overlooked or not specifically mentioned inthe schedule of items and is necessary for the satisfactory completion of the Works. Should the Contractor fail to insert any item here, it will be deemed that lump sum Contract Price includes all such items and no claims for additional items will be entertained. |  | Item | 1 |  |  | 0 | 0 |  | 0 | 0 |  | 0 | 0 |  | 0 | 0 | 0 | 0 | 0 | 0
| Note | Note Details
2.96.11 | - | Please attach one PDF file to be named "Additional Items for (insert bill no/name & Section No/name)" for the details of these additional items in the additional attachment area at the end of the BOQ.
2.97 KL: B2-04 METAL WORK | [6 empty] | 1026223 | 9 (out of 9) | 628100 |  | 9 (out of 9) | 749265 |  | 9 (out of 9) | 1125330 |  | 9 (out of 9) | 1265257 | 9 (out of 9) | 1219774.91 | 9 (out of 9) | 3428500
| Note | Note Details
2.97.1 | - | Steel Structure
| Item Code | Description | Item Remarks | Unit of Measurement | Quantity/Base Price |  |  | Unit Price/Discount % (Excluding VAT) | Total |  | Unit Price/Discount % (Excluding VAT) | Total |  | Unit Price/Discount % (Excluding VAT) | Total |  | Unit Price/Discount % (Excluding VAT) | Total | Unit Price/Discount % (Excluding VAT) | Total | Unit Price/Discount % (Excluding VAT) | Total
2.97.2 | B2.4.1 | (*) Supply and fixing of Steel Structure Sections including all accessories,fixing etc. all complete as detailed on drawing and engineer approval |  | Item | 1 |  |  | 309375 | 309375 |  | 193800 | 193800 |  | 550000 | 550000 |  | 591155 | 591155 | 615760.86 | 615760.86 | 1500000 | 1500000
| Note | Note Details
2.97.3 | - | Roofing Structure
| Item Code | Description | Item Remarks | Unit of Measurement | Quantity/Base Price |  |  | Unit Price/Discount % (Excluding VAT) | Total |  | Unit Price/Discount % (Excluding VAT) | Total |  | Unit Price/Discount % (Excluding VAT) | Total |  | Unit Price/Discount % (Excluding VAT) | Total | Unit Price/Discount % (Excluding VAT) | Total | Unit Price/Discount % (Excluding VAT) | Total
2.97.4 | B2.4.12 | (*) Supply and fixing of Roofing Structure ALUMINIUM Sandwich panel Tiles Shape, including all accessories,fixing etc. all complete as detailed on drawing and engineer approval |  | m2 | 685 |  |  | 198 | 135630 |  | 285 | 195225 |  | 450 | 308250 |  | 575 | 393875 | 299.64 | 205253.4 | 1000 | 685000
| Note | Note Details
2.97.5 | - | Railing
| Item Code | Description | Item Remarks | Unit of Measurement | Quantity/Base Price |  |  | Unit Price/Discount % (Excluding VAT) | Total |  | Unit Price/Discount % (Excluding VAT) | Total |  | Unit Price/Discount % (Excluding VAT) | Total |  | Unit Price/Discount % (Excluding VAT) | Total | Unit Price/Discount % (Excluding VAT) | Total | Unit Price/Discount % (Excluding VAT) | Total
2.97.6 | B2.4.8 | (*) Supply and installation of Powder coated aluminium railing |  | m | 49 |  |  | 605 | 29645 |  | 1140 | 55860 |  | 920 | 45080 |  | 748 | 36652 | 958.85 | 46983.65 | 3500 | 171500
2.97.7 | B2.4.9 | (*) Supply and installation of Aluminium Rail for the Bridge (wooden Style) 1200MM ,SECTION 05 5200 |  | m | 200 |  |  | 605 | 121000 |  | 1368 | 273600 |  | 920 | 184000 |  | 978 | 195600 | 1438.27 | 287654 | 5000 | 1000000
| Note | Note Details
2.97.8 | - | Gratings
| Item Code | Description | Item Remarks | Unit of Measurement | Quantity/Base Price |  |  | Unit Price/Discount % (Excluding VAT) | Total |  | Unit Price/Discount % (Excluding VAT) | Total |  | Unit Price/Discount % (Excluding VAT) | Total |  | Unit Price/Discount % (Excluding VAT) | Total | Unit Price/Discount % (Excluding VAT) | Total | Unit Price/Discount % (Excluding VAT) | Total
2.97.9 | B2.4.10 | (*) Supply and installation of Gratings for floor drain including all accessories,fixing etc. all complete as detailed on drawing and engineer approval |  | m | 40 |  |  | 385 | 15400 |  | 456 | 18240 |  | 600 | 24000 |  | 863 | 34520 | 599.28 | 23971.2 | 1000 | 40000
| Note | Note Details
2.97.10 | - | GRP Ladder
2.97.11 | - | Supply and installation of GRP Ladder including all accessories,fixing etc. all complete as detailed on drawing and engineer approval
| Item Code | Description | Item Remarks | Unit of Measurement | Quantity/Base Price |  |  | Unit Price/Discount % (Excluding VAT) | Total |  | Unit Price/Discount % (Excluding VAT) | Total |  | Unit Price/Discount % (Excluding VAT) | Total |  | Unit Price/Discount % (Excluding VAT) | Total | Unit Price/Discount % (Excluding VAT) | Total | Unit Price/Discount % (Excluding VAT) | Total
2.97.12 | B2.4.1 | (*) GRP ladder |  | Item | 1 |  |  | 3300 | 3300 |  | 3420 | 3420 |  | 4000 | 4000 |  | 6900 | 6900 | 17978.42 | 17978.42 | 12000 | 12000
| Note | Note Details
2.97.13 | - | Ladders
2.97.14 | - | Supply and installation of Ladders including all accessories,fixing etc. all complete as detailed on drawing and engineer approval
| Item Code | Description | Item Remarks | Unit of Measurement | Quantity/Base Price |  |  | Unit Price/Discount % (Excluding VAT) | Total |  | Unit Price/Discount % (Excluding VAT) | Total |  | Unit Price/Discount % (Excluding VAT) | Total |  | Unit Price/Discount % (Excluding VAT) | Total | Unit Price/Discount % (Excluding VAT) | Total | Unit Price/Discount % (Excluding VAT) | Total
2.97.15 | B2.4.2 | (*) Ladders |  | Item | 1 |  |  | 5500 | 5500 |  | 5700 | 5700 |  | 4000 | 4000 |  | 5175 | 5175 | 17978.42 | 17978.42 | 15000 | 15000
| Note | Note Details
2.97.16 | - | Access Hatch
2.97.17 | - | Supply and installation of access hatch including all accessories,fixing etc. all complete as detailed on drawing and engineer approval
| Item Code | Description | Item Remarks | Unit of Measurement | Quantity/Base Price |  |  | Unit Price/Discount % (Excluding VAT) | Total |  | Unit Price/Discount % (Excluding VAT) | Total |  | Unit Price/Discount % (Excluding VAT) | Total |  | Unit Price/Discount % (Excluding VAT) | Total | Unit Price/Discount % (Excluding VAT) | Total | Unit Price/Discount % (Excluding VAT) | Total
2.97.18 | B2.4.3 | (*) cover for UGWT |  | No. | 1 |  |  | 8250 | 8250 |  | 3420 | 3420 |  | 6000 | 6000 |  | 1380 | 1380 | 4194.96 | 4194.96 | 5000 | 5000
| Note | Note Details
2.97.19 | - | Additional items
| Item Code | Description | Item Remarks | Unit of Measurement | Quantity/Base Price |  |  | Unit Price/Discount % (Excluding VAT) | Total |  | Unit Price/Discount % (Excluding VAT) | Total |  | Unit Price/Discount % (Excluding VAT) | Total |  | Unit Price/Discount % (Excluding VAT) | Total | Unit Price/Discount % (Excluding VAT) | Total | Unit Price/Discount % (Excluding VAT) | Total
2.97.20 | AI | (*) Contractor may price here any items which has been shown in the Contract drawings or any other Contract Documents but overlooked or not specifically mentioned inthe schedule of items and is necessary for the satisfactory completion of the Works. Should the Contractor fail to insert any item here, it will be deemed that lump sum Contract Price includes all such items and no claims for additional items will be entertained. |  | Item | 1 |  |  | 0 | 0 |  | 0 | 0 |  | 0 | 0 |  | 0 | 0 | 0 | 0 | 0 | 0
| Note | Note Details
2.97.21 | - | Please attach one PDF file to be named "Additional Items for (insert bill no/name & Section No/name)" for the details of these additional items in the additional attachment area at the end of the BOQ.
2.98 KL: B2-05 THERMAL AND MOISTURE PROTECTION | [6 empty] | 162945 | 11 (out of 11) | 193609 |  | 11 (out of 11) | 626053.8 |  | 11 (out of 11) | 294085 |  | 11 (out of 11) | 401866 | 11 (out of 11) | 580171.73 | 11 (out of 11) | 362025
| Note | Note Details
2.98.1 | - | Waterproofing courses
2.98.2 | - | Waterproofing system for the substructure, bitumen paint thk as per drawings and specifications.
| Item Code | Description | Item Remarks | Unit of Measurement | Quantity/Base Price |  |  | Unit Price/Discount % (Excluding VAT) | Total |  | Unit Price/Discount % (Excluding VAT) | Total |  | Unit Price/Discount % (Excluding VAT) | Total |  | Unit Price/Discount % (Excluding VAT) | Total | Unit Price/Discount % (Excluding VAT) | Total | Unit Price/Discount % (Excluding VAT) | Total
2.98.3 | B2.5.1 | (*) To horizontal areas |  | m2 | 1450 |  |  | 10 | 14500 |  | 114 | 165300 |  | 10 | 14500 |  | 72 | 104400 | 57.53 | 83418.5 | 35 | 50750
2.98.4 | B2.5.2 | (*) To vertical areas |  | m2 | 1840 |  |  | 10 | 18400 |  | 136.8 | 251712 |  | 10 | 18400 |  | 72 | 132480 | 104.27 | 191856.8 | 35 | 64400
| Note | Note Details
2.98.5 | - | 1000 Gauge Polythene Sheet, all in accordance with the Specifications
| Item Code | Description | Item Remarks | Unit of Measurement | Quantity/Base Price |  |  | Unit Price/Discount % (Excluding VAT) | Total |  | Unit Price/Discount % (Excluding VAT) | Total |  | Unit Price/Discount % (Excluding VAT) | Total |  | Unit Price/Discount % (Excluding VAT) | Total | Unit Price/Discount % (Excluding VAT) | Total | Unit Price/Discount % (Excluding VAT) | Total
2.98.6 | B2.5.3 | (*) To horizontal areas |  | m2 | 1450 |  |  | 5 | 7250 |  | 13.68 | 19836 |  | 7 | 10150 |  | 4 | 5800 | 4.44 | 6438 | 35 | 50750
| Note | Note Details
2.98.7 | - | Supply and Apply isolation joints as per drawings ,specifications
| Item Code | Description | Item Remarks | Unit of Measurement | Quantity/Base Price |  |  | Unit Price/Discount % (Excluding VAT) | Total |  | Unit Price/Discount % (Excluding VAT) | Total |  | Unit Price/Discount % (Excluding VAT) | Total |  | Unit Price/Discount % (Excluding VAT) | Total | Unit Price/Discount % (Excluding VAT) | Total | Unit Price/Discount % (Excluding VAT) | Total
2.98.8 | B2.5.4 | (*) Isolation Joint for Grade Slab 15 cm |  | m | 400 |  |  | 22 | 8800 |  | 17.1 | 6840 |  | 10 | 4000 |  | 22 | 8800 | 148.62 | 59448 | 30 | 12000
| Note | Note Details
2.98.9 | - | Supply and Apply GRP liling as per drawings ,specifications
| Item Code | Description | Item Remarks | Unit of Measurement | Quantity/Base Price |  |  | Unit Price/Discount % (Excluding VAT) | Total |  | Unit Price/Discount % (Excluding VAT) | Total |  | Unit Price/Discount % (Excluding VAT) | Total |  | Unit Price/Discount % (Excluding VAT) | Total | Unit Price/Discount % (Excluding VAT) | Total | Unit Price/Discount % (Excluding VAT) | Total
2.98.10 | B2.5.5 | (*) GRP Lining for water tank |  | m2 | 230 |  |  | 110 | 25300 |  | 307.8 | 70794 |  | 500 | 115000 |  | 198 | 45540 | 479.42 | 110266.6 | 220 | 50600
2.98.11 | B2.5.6 | (*) Water stopper for water tank |  | Item | 1 |  |  | 2750 | 2750 |  | 1140 | 1140 |  | 60 | 60 |  | 77 | 77 | 8989.21 | 8989.21 | 15000 | 15000
| Note | Note Details
2.98.12 | - | Supply and Apply two layer 4mm thick bitumen membrane as per drawings ,specifications
| Item Code | Description | Item Remarks | Unit of Measurement | Quantity/Base Price |  |  | Unit Price/Discount % (Excluding VAT) | Total |  | Unit Price/Discount % (Excluding VAT) | Total |  | Unit Price/Discount % (Excluding VAT) | Total |  | Unit Price/Discount % (Excluding VAT) | Total | Unit Price/Discount % (Excluding VAT) | Total | Unit Price/Discount % (Excluding VAT) | Total
2.98.13 | B2.5.7 | (*) 4mm Membrane fo U/G WT over Solid Block |  | m2 | 120 |  |  | 38 | 4560 |  | 171 | 20520 |  | 110 | 13200 |  | 72 | 8640 | 57.53 | 6903.6 | 90 | 10800
| Note | Note Details
2.98.14 | - | Protection for the above waterproofing ; all in accordance with the Specifications
2.98.15 | - | Waterproofing system for roofing
2.98.16 | - | Supply and apply waterproofing system for roof as per drawings ,specifications
| Item Code | Description | Item Remarks | Unit of Measurement | Quantity/Base Price |  |  | Unit Price/Discount % (Excluding VAT) | Total |  | Unit Price/Discount % (Excluding VAT) | Total |  | Unit Price/Discount % (Excluding VAT) | Total |  | Unit Price/Discount % (Excluding VAT) | Total | Unit Price/Discount % (Excluding VAT) | Total | Unit Price/Discount % (Excluding VAT) | Total
2.98.17 | B2.5.8 | (*) Compo Roof System As shown in the drawings. |  | m2 | 387 |  |  | 275 | 106425 |  | 193.8 | 75000.6 |  | 275 | 106425 |  | 242 | 93654 | 251.7 | 97407.9 | 250 | 96750
2.98.18 | B2.5.9 | (*) Skirting for roof waterproofing |  | m | 143 |  |  | 28 | 4004 |  | 68.4 | 9781.2 |  | 70 | 10010 |  | 0 | 0 | 89.89 | 12854.27 | 50 | 7150
| Note | Note Details
2.98.19 | - | Waterproofing for wet areas
2.98.20 | - | Waterproofing system for wet areas, 1.5mm thick seamless water proofing membrane
| Item Code | Description | Item Remarks | Unit of Measurement | Quantity/Base Price |  |  | Unit Price/Discount % (Excluding VAT) | Total |  | Unit Price/Discount % (Excluding VAT) | Total |  | Unit Price/Discount % (Excluding VAT) | Total |  | Unit Price/Discount % (Excluding VAT) | Total | Unit Price/Discount % (Excluding VAT) | Total | Unit Price/Discount % (Excluding VAT) | Total
2.98.21 | B2.5.10 | (*) Wet area waterproofing |  | m2 | 45 |  |  | 36 | 1620 |  | 114 | 5130 |  | 52 | 2340 |  | 55 | 2475 | 57.53 | 2588.85 | 85 | 3825
| Note | Note Details
2.98.22 | - | Protection screed; sand and cement screed; all in accordance with the Specifications
2.98.23 | - | Additional items
| Item Code | Description | Item Remarks | Unit of Measurement | Quantity/Base Price |  |  | Unit Price/Discount % (Excluding VAT) | Total |  | Unit Price/Discount % (Excluding VAT) | Total |  | Unit Price/Discount % (Excluding VAT) | Total |  | Unit Price/Discount % (Excluding VAT) | Total | Unit Price/Discount % (Excluding VAT) | Total | Unit Price/Discount % (Excluding VAT) | Total
2.98.24 | AI | (*) Contractor may price here any items which has been shown in the Contract drawings or any other Contract Documents but overlooked or not specifically mentioned inthe schedule of items and is necessary for the satisfactory completion of the Works. Should the Contractor fail to insert any item here, it will be deemed that lump sum Contract Price includes all such items and no claims for additional items will be entertained. |  | Item | 1 |  |  | 0 | 0 |  | 0 | 0 |  | 0 | 0 |  | 0 | 0 | 0 | 0 | 0 | 0
| Note | Note Details
2.98.25 | - | Please attach one PDF file to be named "Additional Items for (insert bill no/name & Section No/name)" for the details of these additional items in the additional attachment area at the end of the BOQ.
2.99 KL: B2-06 DOORS AND WINDOWS | [6 empty] | 373723 | 13 (out of 13) | 341487 |  | 13 (out of 13) | 313124 |  | 13 (out of 13) | 328650 |  | 13 (out of 13) | 506180 | 13 (out of 13) | 2270554.42 | 13 (out of 13) | 607000
| Note | Note Details
2.99.1 | - | Metal Doors
2.99.2 | - | Supply and install metal doors ,including all accessories needed for installation as per mention in drawings & specifications
| Item Code | Description | Item Remarks | Unit of Measurement | Quantity/Base Price |  |  | Unit Price/Discount % (Excluding VAT) | Total |  | Unit Price/Discount % (Excluding VAT) | Total |  | Unit Price/Discount % (Excluding VAT) | Total |  | Unit Price/Discount % (Excluding VAT) | Total | Unit Price/Discount % (Excluding VAT) | Total | Unit Price/Discount % (Excluding VAT) | Total
2.99.3 | B2.6.1 | (*) D1-Metal Swing door 1000x2200 mm |  | No. | 8 |  |  | 3025 | 24200 |  | 2850 | 22800 |  | 3800 | 30400 |  | 6050 | 48400 | 4554.53 | 36436.24 | 4000 | 32000
2.99.4 | B2.6.1.1 | (*) D2-Metal Swing door (1000x2200) mm |  | No. | 1 |  |  | 3025 | 3025 |  | 3500 | 3500 |  | 5600 | 5600 |  | 3388 | 3388 | 4554.53 | 4554.53 | 4000 | 4000
2.99.5 | B2.6.2 | (*) D6-Metal Swing door 1000x2200 mm |  | No. | 7 |  |  | 3025 | 21175 |  | 2850 | 19950 |  | 7800 | 54600 |  | 6050 | 42350 | 4194.96 | 29364.72 | 4000 | 28000
2.99.6 | B2.6.3 | (*) SD1 Metal Sliding door (1200x2200)mm |  | No. | 1 |  |  | 3630 | 3630 |  | 2850 | 2850 |  | 12000 | 12000 |  | 7260 | 7260 | 5273.67 | 5273.67 | 4500 | 4500
| Note | Note Details
2.99.7 | - | Aluminum Doors
2.99.8 | - | Supply and install powder coated aluminum sanwich panel Doors with wired glass panel and clear inside with aluminum frame ,including all accessories needed for installation as per mention in drawings & specifications
2.99.9 | Deleted. | D2-Aluminum swing doors (1000x2200) mm
| Item Code | Description | Item Remarks | Unit of Measurement | Quantity/Base Price |  |  | Unit Price/Discount % (Excluding VAT) | Total |  | Unit Price/Discount % (Excluding VAT) | Total |  | Unit Price/Discount % (Excluding VAT) | Total |  | Unit Price/Discount % (Excluding VAT) | Total | Unit Price/Discount % (Excluding VAT) | Total | Unit Price/Discount % (Excluding VAT) | Total
2.99.10 | B2.6.5 | (*) D3-Aluminum sandwich door 1000x2200 mm |  | No. | 4 |  |  | 2299 | 9196 |  | 2280 | 9120 |  | 2800 | 11200 |  | 3388 | 13552 | 4194.96 | 16779.84 | 6000 | 24000
2.99.11 | B2.6.6 | (*) D4-Aluminum sandwich door 1600x2200 mm |  | No. | 1 |  |  | 3679 | 3679 |  | 3648 | 3648 |  | 3800 | 3800 |  | 5421 | 5421 | 5753.09 | 5753.09 | 8000 | 8000
2.99.12 | B2.6.7 | (*) D5-Aluminum swing doors (800x2200) mm |  | No. | 1 |  |  | 1840 | 1840 |  | 2166 | 2166 |  | 2450 | 2450 |  | 2710 | 2710 | 3835.4 | 3835.4 | 4500 | 4500
| Note | Note Details
2.99.13 | - | Aluminum Windows
2.99.14 | - | Supply and install Power coated aluminum with double glass 6+12+6mm ,including all accessories needed for installation as per mention in drawings & specifications
| Item Code | Description | Item Remarks | Unit of Measurement | Quantity/Base Price |  |  | Unit Price/Discount % (Excluding VAT) | Total |  | Unit Price/Discount % (Excluding VAT) | Total |  | Unit Price/Discount % (Excluding VAT) | Total |  | Unit Price/Discount % (Excluding VAT) | Total | Unit Price/Discount % (Excluding VAT) | Total | Unit Price/Discount % (Excluding VAT) | Total
2.99.15 | B2.6.8 | (*) Aluminium Window W1 ( 1600X1200)mm |  | No. | 1 |  |  | 2112 | 2112 |  | 1710 | 1710 |  | 2600 | 2600 |  | 2534 | 2534 | 4674.39 | 4674.39 | 5000 | 5000
2.99.16 | B2.6.9 | (*) Aluminium Window W2 ( 1100X800 ) mm |  | No. | 2 |  |  | 968 | 1936 |  | 1140 | 2280 |  | 1500 | 3000 |  | 1162 | 2324 | 2636.83 | 5273.66 | 3500 | 7000
| Note | Note Details
2.99.17 | - | Aluminium Curtain wall
2.99.18 | - | Supply and install Power coated Aluminium Curtain wall,including all accessories needed for installation as per mention in drawings & specifications ,SECTION 08 8013
| Item Code | Description | Item Remarks | Unit of Measurement | Quantity/Base Price |  |  | Unit Price/Discount % (Excluding VAT) | Total |  | Unit Price/Discount % (Excluding VAT) | Total |  | Unit Price/Discount % (Excluding VAT) | Total |  | Unit Price/Discount % (Excluding VAT) | Total | Unit Price/Discount % (Excluding VAT) | Total | Unit Price/Discount % (Excluding VAT) | Total
2.99.19 | B2.6.10 | (*) Aluminium Curtain wall 01 18300x3950 mm |  | No. | 1 |  |  | 79514 | 79514 |  | 74100 | 74100 |  | 60000 | 60000 |  | 111319 | 111319 | 629244.68 | 629244.68 | 150000 | 150000
2.99.20 | B2.6.11 | (*) Aluminium Curtain wall 02 21940x3950 mm |  | No. | 1 |  |  | 95590 | 95590 |  | 85500 | 85500 |  | 71000 | 71000 |  | 133461 | 133461 | 755093.61 | 755093.61 | 170000 | 170000
2.99.21 | B2.6.12 | (*) Aluminium Curtain wall 03 21940x3950 mm |  | No. | 1 |  |  | 95590 | 95590 |  | 85500 | 85500 |  | 72000 | 72000 |  | 133461 | 133461 | 755093.61 | 755093.61 | 170000 | 170000
| Note | Note Details
2.99.22 | - | Additional items
| Item Code | Description | Item Remarks | Unit of Measurement | Quantity/Base Price |  |  | Unit Price/Discount % (Excluding VAT) | Total |  | Unit Price/Discount % (Excluding VAT) | Total |  | Unit Price/Discount % (Excluding VAT) | Total |  | Unit Price/Discount % (Excluding VAT) | Total | Unit Price/Discount % (Excluding VAT) | Total | Unit Price/Discount % (Excluding VAT) | Total
2.99.23 | AI | (*) Contractor may price here any items which has been shown in the Contract drawings or any other Contract Documents but overlooked or not specifically mentioned inthe schedule of items and is necessary for the satisfactory completion of the Works. Should the Contractor fail to insert any item here, it will be deemed that lump sum Contract Price includes all such items and no claims for additional items will be entertained. |  | Item | 1 |  |  | 0 | 0 |  | 0 | 0 |  | 0 | 0 |  | 0 | 0 | 19176.98 | 19176.98 | 0 | 0
| Note | Note Details
2.99.24 | - | Please attach one PDF file to be named "Additional Items for (insert bill no/name & Section No/name)" for the details of these additional items in the additional attachment area at the end of the BOQ.
2.100 KL: B2-07 FINISHES | [6 empty] | 864321 | 23 (out of 23) | 766390 |  | 23 (out of 23) | 1669091.1 |  | 23 (out of 23) | 1472265 |  | 23 (out of 23) | 1922464 | 23 (out of 23) | 1469695.22 | 23 (out of 23) | 2579535
| Note | Note Details
2.100.1 | - | External Finishes
2.100.2 | - | Prapare and apply External Epoxy Paint over plaster including all necessary wrok as per drawing and specifications ,SECTION 09 900
| Item Code | Description | Item Remarks | Unit of Measurement | Quantity/Base Price |  |  | Unit Price/Discount % (Excluding VAT) | Total |  | Unit Price/Discount % (Excluding VAT) | Total |  | Unit Price/Discount % (Excluding VAT) | Total |  | Unit Price/Discount % (Excluding VAT) | Total | Unit Price/Discount % (Excluding VAT) | Total | Unit Price/Discount % (Excluding VAT) | Total
2.100.3 | B2.7.1 | (*) External Epoxy Paint over plaster |  | m2 | 1213 |  |  | 45 | 54585 |  | 91.2 | 110625.6 |  | 30 | 36390 |  | 40 | 48520 | 65.92 | 79960.96 | 100 | 121300
| Note | Note Details
2.100.4 | - | Supply and fix Wooden Composite Lumbers including all necessary wrok as per drawing and specifications ,SECTION 06 7131
| Item Code | Description | Item Remarks | Unit of Measurement | Quantity/Base Price |  |  | Unit Price/Discount % (Excluding VAT) | Total |  | Unit Price/Discount % (Excluding VAT) | Total |  | Unit Price/Discount % (Excluding VAT) | Total |  | Unit Price/Discount % (Excluding VAT) | Total | Unit Price/Discount % (Excluding VAT) | Total | Unit Price/Discount % (Excluding VAT) | Total
2.100.5 | B2.7.2 | (*) Wooden Composite Lumbers |  | m2 | 100 |  |  | 428 | 42800 |  | 1938 | 193800 |  | 2500 | 250000 |  | 2530 | 253000 | 719.14 | 71914 | 5000 | 500000
| Note | Note Details
2.100.6 | - | Construction of Artificial Rock including all necessary wrok as per drawing and specifications
| Item Code | Description | Item Remarks | Unit of Measurement | Quantity/Base Price |  |  | Unit Price/Discount % (Excluding VAT) | Total |  | Unit Price/Discount % (Excluding VAT) | Total |  | Unit Price/Discount % (Excluding VAT) | Total |  | Unit Price/Discount % (Excluding VAT) | Total | Unit Price/Discount % (Excluding VAT) | Total | Unit Price/Discount % (Excluding VAT) | Total
2.100.7 | B2.7.3 | (*) Artificial Rock |  | m2 | 114 |  |  | 733 | 83562 |  | 1368 | 155952 |  | 1600 | 182400 |  | 2875 | 327750 | 988.81 | 112724.34 | 3000 | 342000
| Note | Note Details
2.100.8 | - | Construction of Mock Rock including all necessary wrok as per drawing and specifications
| Item Code | Description | Item Remarks | Unit of Measurement | Quantity/Base Price |  |  | Unit Price/Discount % (Excluding VAT) | Total |  | Unit Price/Discount % (Excluding VAT) | Total |  | Unit Price/Discount % (Excluding VAT) | Total |  | Unit Price/Discount % (Excluding VAT) | Total | Unit Price/Discount % (Excluding VAT) | Total | Unit Price/Discount % (Excluding VAT) | Total
2.100.9 | B2.7.4 | (*) Mock Rock |  | Item | 1 |  |  | 61050 | 61050 |  | 114000 | 114000 |  | 200000 | 200000 |  | 287500 | 287500 | 99204.92 | 99204.92 | 200000 | 200000
| Note | Note Details
2.100.10 | - | Prepare and fix Sticker Mulers above Artificial Rorkincluding all necessary wrok as per drawing and specifications
| Item Code | Description | Item Remarks | Unit of Measurement | Quantity/Base Price |  |  | Unit Price/Discount % (Excluding VAT) | Total |  | Unit Price/Discount % (Excluding VAT) | Total |  | Unit Price/Discount % (Excluding VAT) | Total |  | Unit Price/Discount % (Excluding VAT) | Total | Unit Price/Discount % (Excluding VAT) | Total | Unit Price/Discount % (Excluding VAT) | Total
2.100.11 | B2.7.5 | (*) Sticker Mulers above Artificial Rork |  | m2 | 76 |  |  | 428 | 32528 |  | 456 | 34656 |  | 400 | 30400 |  | 288 | 21888 | 395.53 | 30060.28 | 800 | 60800
| Note | Note Details
2.100.12 | - | Wall Finishes
2.100.13 | - | Prapare and apply Epoxy paint on Plaster including all necessary wrok as per drawing and specifications ,Division 9- 09 9656.
| Item Code | Description | Item Remarks | Unit of Measurement | Quantity/Base Price |  |  | Unit Price/Discount % (Excluding VAT) | Total |  | Unit Price/Discount % (Excluding VAT) | Total |  | Unit Price/Discount % (Excluding VAT) | Total |  | Unit Price/Discount % (Excluding VAT) | Total | Unit Price/Discount % (Excluding VAT) | Total | Unit Price/Discount % (Excluding VAT) | Total
2.100.14 | B2.7.6 | (*) Internal Epoxy Paint -WL-11 |  | m2 | 725 |  |  | 39 | 28275 |  | 91.2 | 66120 |  | 30 | 21750 |  | 40 | 29000 | 41.95 | 30413.75 | 65 | 47125
| Note | Note Details
2.100.15 | - | Supply and fix Ceramic wall Tiles , including all necessary wrok as per drawing and specifications ,Division 9- 09 30 13.
| Item Code | Description | Item Remarks | Unit of Measurement | Quantity/Base Price |  |  | Unit Price/Discount % (Excluding VAT) | Total |  | Unit Price/Discount % (Excluding VAT) | Total |  | Unit Price/Discount % (Excluding VAT) | Total |  | Unit Price/Discount % (Excluding VAT) | Total | Unit Price/Discount % (Excluding VAT) | Total | Unit Price/Discount % (Excluding VAT) | Total
2.100.16 | B2.7.7 | (*) Ceramic wall Tiles- WL-12 |  | m2 | 50 |  |  | 133 | 6650 |  | 171 | 8550 |  | 165 | 8250 |  | 118 | 5900 | 221.73 | 11086.5 | 200 | 10000
| Note | Note Details
2.100.17 | - | Prapare and apply Texture Paint, including all necessary wrok as per drawing and specifications ,Division 9- 09 9123.
| Item Code | Description | Item Remarks | Unit of Measurement | Quantity/Base Price |  |  | Unit Price/Discount % (Excluding VAT) | Total |  | Unit Price/Discount % (Excluding VAT) | Total |  | Unit Price/Discount % (Excluding VAT) | Total |  | Unit Price/Discount % (Excluding VAT) | Total | Unit Price/Discount % (Excluding VAT) | Total | Unit Price/Discount % (Excluding VAT) | Total
2.100.18 | B2.7.8 | (*) Internal Exhibit Texture Paint over cement board |  | m2 | 186 |  |  | 67 | 12462 |  | 153.9 | 28625.4 |  | 45 | 8370 |  | 52 | 9672 | 221.73 | 41241.78 | 200 | 37200
2.100.19 | B2.7.9 | (*) Internal Exhibit Texture Paint for steel columns |  | m2 | 300 |  |  | 67 | 20100 |  | 153.9 | 46170 |  | 45 | 13500 |  | 52 | 15600 | 83.9 | 25170 | 300 | 90000
| Note | Note Details
2.100.20 | - | Supply and fix security mesh , including all necessary wrok as per drawing and specifications ,Division 10- 102213.
| Item Code | Description | Item Remarks | Unit of Measurement | Quantity/Base Price |  |  | Unit Price/Discount % (Excluding VAT) | Total |  | Unit Price/Discount % (Excluding VAT) | Total |  | Unit Price/Discount % (Excluding VAT) | Total |  | Unit Price/Discount % (Excluding VAT) | Total | Unit Price/Discount % (Excluding VAT) | Total | Unit Price/Discount % (Excluding VAT) | Total
2.100.21 | B2.7.10 | (*) Security Mesh Walls |  | m2 | 162 |  |  | 123 | 19926 |  | 456 | 73872 |  | 950 | 153900 |  | 1380 | 223560 | 1438.27 | 232999.74 | 1500 | 243000
| Note | Note Details
2.100.22 | - | Floor Finishes
2.100.23 | - | Prapare and apply Epoxy paint on cement screed including all necessary wrok as per drawing and specifications ,Division 9- 096700.
| Item Code | Description | Item Remarks | Unit of Measurement | Quantity/Base Price |  |  | Unit Price/Discount % (Excluding VAT) | Total |  | Unit Price/Discount % (Excluding VAT) | Total |  | Unit Price/Discount % (Excluding VAT) | Total |  | Unit Price/Discount % (Excluding VAT) | Total | Unit Price/Discount % (Excluding VAT) | Total | Unit Price/Discount % (Excluding VAT) | Total
2.100.24 | B2.7.11 | (*) Epoxy Paint over Fair Face concrete-FL-02 |  | m2 | 500 |  |  | 56 | 28000 |  | 96.9 | 48450 |  | 130 | 65000 |  | 71 | 35500 | 41.95 | 20975 | 200 | 100000
| Note | Note Details
2.100.25 | - | Compacted Soil for Koala Land & External Exhibit including all necessary wrok as per drawing and specifications
| Item Code | Description | Item Remarks | Unit of Measurement | Quantity/Base Price |  |  | Unit Price/Discount % (Excluding VAT) | Total |  | Unit Price/Discount % (Excluding VAT) | Total |  | Unit Price/Discount % (Excluding VAT) | Total |  | Unit Price/Discount % (Excluding VAT) | Total | Unit Price/Discount % (Excluding VAT) | Total | Unit Price/Discount % (Excluding VAT) | Total
2.100.26 | B2.7.12 | (*) Compacted Soil for Koala Land & External Exhibit |  | m2 | 1200 |  |  | 23 | 27600 |  | 34.2 | 41040 |  | 25 | 30000 |  | 104 | 124800 | 41.95 | 50340 | 150 | 180000
| Note | Note Details
2.100.27 | - | Supply and fix Non Slip Ceramic Floor Tiles on cement screed including all necessary wrok as per drawing and specifications ,Division 9- 09 30 00.
| Item Code | Description | Item Remarks | Unit of Measurement | Quantity/Base Price |  |  | Unit Price/Discount % (Excluding VAT) | Total |  | Unit Price/Discount % (Excluding VAT) | Total |  | Unit Price/Discount % (Excluding VAT) | Total |  | Unit Price/Discount % (Excluding VAT) | Total | Unit Price/Discount % (Excluding VAT) | Total | Unit Price/Discount % (Excluding VAT) | Total
2.100.28 | B2.7.13 | (*) Non Slip Ceramic Floor Tiles -FL-03 |  | m2 | 9 |  |  | 127 | 1143 |  | 171 | 1539 |  | 185 | 1665 |  | 118 | 1062 | 233.72 | 2103.48 | 200 | 1800
| Note | Note Details
2.100.29 | - | Stamped Concrete for Bridge, including all necessary wrok as per drawing and specifications ,Division03- 03 35 33.
| Item Code | Description | Item Remarks | Unit of Measurement | Quantity/Base Price |  |  | Unit Price/Discount % (Excluding VAT) | Total |  | Unit Price/Discount % (Excluding VAT) | Total |  | Unit Price/Discount % (Excluding VAT) | Total |  | Unit Price/Discount % (Excluding VAT) | Total | Unit Price/Discount % (Excluding VAT) | Total | Unit Price/Discount % (Excluding VAT) | Total
2.100.30 | B2.7.14 | (*) Stamped Concrete for Bridge -FL-01 |  | m2 | 373 |  |  | 134 | 49982 |  | 296.4 | 110557.2 |  | 450 | 167850 |  | 247 | 92131 | 287.65 | 107293.45 | 600 | 223800
| Note | Note Details
2.100.31 | - | Ceiling Finishes
2.100.32 | - | Prapare and apply Epoxy paint on Plaster including all necessary wrok as per drawing and specifications ,DIVISION 9 - 099656
| Item Code | Description | Item Remarks | Unit of Measurement | Quantity/Base Price |  |  | Unit Price/Discount % (Excluding VAT) | Total |  | Unit Price/Discount % (Excluding VAT) | Total |  | Unit Price/Discount % (Excluding VAT) | Total |  | Unit Price/Discount % (Excluding VAT) | Total | Unit Price/Discount % (Excluding VAT) | Total | Unit Price/Discount % (Excluding VAT) | Total
2.100.33 | B2.7.15 | (*) Epoxy Paint over plaster |  | m2 | 280 |  |  | 39 | 10920 |  | 91.2 | 25536 |  | 35 | 9800 |  | 40 | 11200 | 41.95 | 11746 | 100 | 28000
| Note | Note Details
2.100.34 | - | Supply and fix Aluminium Strip ceiling , including all necessary wrok as per drawing and specifications ,
| Item Code | Description | Item Remarks | Unit of Measurement | Quantity/Base Price |  |  | Unit Price/Discount % (Excluding VAT) | Total |  | Unit Price/Discount % (Excluding VAT) | Total |  | Unit Price/Discount % (Excluding VAT) | Total |  | Unit Price/Discount % (Excluding VAT) | Total | Unit Price/Discount % (Excluding VAT) | Total | Unit Price/Discount % (Excluding VAT) | Total
2.100.35 | B2.7.16 | (*) Aluminium Strip ceiling |  | m2 | 106 |  |  | 139 | 14734 |  | 285 | 30210 |  | 220 | 23320 |  | 184 | 19504 | 275.67 | 29221.02 | 250 | 26500
| Note | Note Details
2.100.36 | - | Supply and fix Wooden Pergolas , including all necessary wrok as per drawing and specifications
| Item Code | Description | Item Remarks | Unit of Measurement | Quantity/Base Price |  |  | Unit Price/Discount % (Excluding VAT) | Total |  | Unit Price/Discount % (Excluding VAT) | Total |  | Unit Price/Discount % (Excluding VAT) | Total |  | Unit Price/Discount % (Excluding VAT) | Total | Unit Price/Discount % (Excluding VAT) | Total | Unit Price/Discount % (Excluding VAT) | Total
2.100.37 | B2.7.17 | (*) Wooden Pergolas |  | m2 | 122 |  |  | 1277 | 155794 |  | 2280 | 278160 |  | 1350 | 164700 |  | 2530 | 308660 | 1558.13 | 190091.86 | 2000 | 244000
| Note | Note Details
2.100.38 | - | Supply and fix Cement Board , including all necessary wrok as per drawing and specifications ,DIVISION 7 - 074646
| Item Code | Description | Item Remarks | Unit of Measurement | Quantity/Base Price |  |  | Unit Price/Discount % (Excluding VAT) | Total |  | Unit Price/Discount % (Excluding VAT) | Total |  | Unit Price/Discount % (Excluding VAT) | Total |  | Unit Price/Discount % (Excluding VAT) | Total | Unit Price/Discount % (Excluding VAT) | Total | Unit Price/Discount % (Excluding VAT) | Total
2.100.39 | B2.7.18 | (*) Cement Board -RC-04 |  | m2 | 66 |  |  | 134 | 8844 |  | 193.8 | 12790.8 |  | 110 | 7260 |  | 184 | 12144 | 221.73 | 14634.18 | 250 | 16500
| Note | Note Details
2.100.40 | - | Supply and fix Aluminium Tiles ceiling , including all necessary wrok as per drawing and specifications DIVISION 9 - 095133
| Item Code | Description | Item Remarks | Unit of Measurement | Quantity/Base Price |  |  | Unit Price/Discount % (Excluding VAT) | Total |  | Unit Price/Discount % (Excluding VAT) | Total |  | Unit Price/Discount % (Excluding VAT) | Total |  | Unit Price/Discount % (Excluding VAT) | Total | Unit Price/Discount % (Excluding VAT) | Total | Unit Price/Discount % (Excluding VAT) | Total
2.100.41 | B2.7.19 | (*) Aluminium Tiles ceiling-RC-03 |  | m2 | 40 |  |  | 134 | 5360 |  | 193.8 | 7752 |  | 120 | 4800 |  | 184 | 7360 | 275.67 | 11026.8 | 400 | 16000
| Note | Note Details
2.100.42 | - | Backgrounds
2.100.43 | - | Supply and apply ready mixed sand cement plaster with all related accessories mesh, angles, etc., as per drawings and specifications. Cement plaster finish to internal surfaces
| Item Code | Description | Item Remarks | Unit of Measurement | Quantity/Base Price |  |  | Unit Price/Discount % (Excluding VAT) | Total |  | Unit Price/Discount % (Excluding VAT) | Total |  | Unit Price/Discount % (Excluding VAT) | Total |  | Unit Price/Discount % (Excluding VAT) | Total | Unit Price/Discount % (Excluding VAT) | Total | Unit Price/Discount % (Excluding VAT) | Total
2.100.44 | B2.7.20 | (*) Walls |  | m2 | 775 |  |  | 39 | 30225 |  | 125.4 | 97185 |  | 35 | 27125 |  | 36 | 27900 | 113.86 | 88241.5 | 35 | 27125
2.100.45 | B2.7.21 | (*) Ceiling plaster |  | m2 | 280 |  |  | 40 | 11200 |  | 136.8 | 38304 |  | 40 | 11200 |  | 36 | 10080 | 113.86 | 31880.8 | 35 | 9800
2.100.46 | B2.7.22 | (*) External wall |  | m2 | 1213 |  |  | 50 | 60650 |  | 119.7 | 145196.1 |  | 45 | 54585 |  | 41 | 49733 | 146.22 | 177364.86 | 45 | 54585
| Note | Note Details
2.100.47 | - | Additional items
| Item Code | Description | Item Remarks | Unit of Measurement | Quantity/Base Price |  |  | Unit Price/Discount % (Excluding VAT) | Total |  | Unit Price/Discount % (Excluding VAT) | Total |  | Unit Price/Discount % (Excluding VAT) | Total |  | Unit Price/Discount % (Excluding VAT) | Total | Unit Price/Discount % (Excluding VAT) | Total | Unit Price/Discount % (Excluding VAT) | Total
2.100.48 | AI | (*) Contractor may price here any items which has been shown in the Contract drawings or any other Contract Documents but overlooked or not specifically mentioned inthe schedule of items and is necessary for the satisfactory completion of the Works. Should the Contractor fail to insert any item here, it will be deemed that lump sum Contract Price includes all such items and no claims for additional items will be entertained. |  | Item | 1 |  |  | 0 | 0 |  | 0 | 0 |  | 0 | 0 |  | 0 | 0 | 0 | 0 | 0 | 0
| Note | Note Details
2.100.49 | - | Please attach one PDF file to be named "Additional Items for (insert bill no/name & Section No/name)" for the details of these additional items in the additional attachment area at the end of the BOQ.
2.101 KL: B2-08 ACCESSORIES | [6 empty] | 81400 | 8 (out of 8) | 154276 |  | 8 (out of 8) | 98382 |  | 8 (out of 8) | 81600 |  | 8 (out of 8) | 178101 | 8 (out of 8) | 129084.94 | 8 (out of 8) | 1986000
| Note | Note Details
2.101.1 | - | Kitchen Cabinets
2.101.2 | - | Supply and install Cabinet ,including all accessories needed for installation as per mention in drawings & specifications
| Item Code | Description | Item Remarks | Unit of Measurement | Quantity/Base Price |  |  | Unit Price/Discount % (Excluding VAT) | Total |  | Unit Price/Discount % (Excluding VAT) | Total |  | Unit Price/Discount % (Excluding VAT) | Total |  | Unit Price/Discount % (Excluding VAT) | Total | Unit Price/Discount % (Excluding VAT) | Total | Unit Price/Discount % (Excluding VAT) | Total
2.101.3 | B2.8.1 | (*) Kitchen Cabinets |  | m | 12 |  |  | 749 | 8988 |  | 2850 | 34200 |  | 3000 | 36000 |  | 2875 | 34500 | 4194.96 | 50339.52 | 4000 | 48000
| Note | Note Details
2.101.4 | - | Signage
2.101.5 | - | Supply and installation of internal Signage including all accessories,fixing etc. all complete as detailed on drawing and engineer approval,refer to dwg.56840-DD-00-A0-ID-0905-0G
| Item Code | Description | Item Remarks | Unit of Measurement | Quantity/Base Price |  |  | Unit Price/Discount % (Excluding VAT) | Total |  | Unit Price/Discount % (Excluding VAT) | Total |  | Unit Price/Discount % (Excluding VAT) | Total |  | Unit Price/Discount % (Excluding VAT) | Total | Unit Price/Discount % (Excluding VAT) | Total | Unit Price/Discount % (Excluding VAT) | Total
2.101.6 | B2.8.2 | (*) WAYFINDIND (POWERFUL, BRANDED WAYFINDING SIGN SYSTEMS THAT DIRECT AND ENLIGHTEN) |  | Item | 1 |  |  | 40000 | 40000 |  | 5700 | 5700 |  | 1500 | 1500 |  | 11250 | 11250 | 1438.27 | 1438.27 | 150000 | 150000
2.101.7 | B2.8.3 | (*) DIRECTORY (CONSISTENT DIRECTORY SIGNAGE FOR EASY ORIENTATION AND NAVIGATION) |  | Item | 1 |  |  | 0 | 0 |  | 3420 | 3420 |  | 8000 | 8000 |  | 7500 | 7500 | 7191.37 | 7191.37 | 40000 | 40000
2.101.8 | B2.8.4 | (*) ROOM (ACCESSIBLE ROOM IDENTIFICATION SIGNAGE) |  | Item | 1 |  |  | 0 | 0 |  | 3420 | 3420 |  | 7500 | 7500 |  | 750 | 750 | 5992.81 | 5992.81 | 30000 | 30000
2.101.9 | B2.8.5 | (*) FULLY COMPLIANT, MANDATORY INTERIOR FIRE AND SAFETY SIGNS/ Refer to architectural package |  | Item | 1 |  |  | 0 | 0 |  | 3420 | 3420 |  | 5000 | 5000 |  | 2625 | 2625 | 5992.81 | 5992.81 | 30000 | 30000
| Note | Note Details
2.101.10 | - | Sky Lights
2.101.11 | - | Supply and install Sky Lights ,including all accessories needed for installation as per mention in drawings & specifications
| Item Code | Description | Item Remarks | Unit of Measurement | Quantity/Base Price |  |  | Unit Price/Discount % (Excluding VAT) | Total |  | Unit Price/Discount % (Excluding VAT) | Total |  | Unit Price/Discount % (Excluding VAT) | Total |  | Unit Price/Discount % (Excluding VAT) | Total | Unit Price/Discount % (Excluding VAT) | Total | Unit Price/Discount % (Excluding VAT) | Total
2.101.12 | B2.8.6 | (*) Sky Lights |  | No. | 6 |  |  | 4494 | 26964 |  | 4560 | 27360 |  | 1900 | 11400 |  | 11340 | 68040 | 3595.68 | 21574.08 | 200000 | 1200000
| Note | Note Details
2.101.13 | - | Artificial Plants
2.101.14 | - | Supply and install Artificial Plants for the pergola ,including all accessories needed for installation as per mention in drawings & specifications
| Item Code | Description | Item Remarks | Unit of Measurement | Quantity/Base Price |  |  | Unit Price/Discount % (Excluding VAT) | Total |  | Unit Price/Discount % (Excluding VAT) | Total |  | Unit Price/Discount % (Excluding VAT) | Total |  | Unit Price/Discount % (Excluding VAT) | Total | Unit Price/Discount % (Excluding VAT) | Total | Unit Price/Discount % (Excluding VAT) | Total
2.101.15 | B2.8.7 | (*) Artificial Plants for the pergola |  | m2 | 122 |  |  | 642 | 78324 |  | 171 | 20862 |  | 100 | 12200 |  | 438 | 53436 | 299.64 | 36556.08 | 4000 | 488000
| Note | Note Details
2.101.16 | - | Additional items
| Item Code | Description | Item Remarks | Unit of Measurement | Quantity/Base Price |  |  | Unit Price/Discount % (Excluding VAT) | Total |  | Unit Price/Discount % (Excluding VAT) | Total |  | Unit Price/Discount % (Excluding VAT) | Total |  | Unit Price/Discount % (Excluding VAT) | Total | Unit Price/Discount % (Excluding VAT) | Total | Unit Price/Discount % (Excluding VAT) | Total
2.101.17 | AI | (*) Contractor may price here any items which has been shown in the Contract drawings or any other Contract Documents but overlooked or not specifically mentioned inthe schedule of items and is necessary for the satisfactory completion of the Works. Should the Contractor fail to insert any item here, it will be deemed that lump sum Contract Price includes all such items and no claims for additional items will be entertained. |  | Item | 1 |  |  | 0 | 0 |  | 0 | 0 |  | 0 | 0 |  | 0 | 0 | 0 | 0 | 0 | 0
| Note | Note Details
2.101.18 | - | Please attach one PDF file to be named "Additional Items for (insert bill no/name & Section No/name)" for the details of these additional items in the additional attachment area at the end of the BOQ.
2.102 KL: B2-9 FURNISHINGS AND EQUIPMENT | [6 empty] | 110000 | 12 (out of 12) | 40216 |  | 12 (out of 12) | 159543 |  | 12 (out of 12) | 110100 |  | 12 (out of 12) | 548595 | 12 (out of 12) | 78625.64 | 12 (out of 12) | 182500
| Note | Note Details
2.102.1 | - | Furniture
2.102.2 | - | Supply Furniture ,including all accessories needed as per mention in drawings & specifications
| Item Code | Description | Item Remarks | Unit of Measurement | Quantity/Base Price |  |  | Unit Price/Discount % (Excluding VAT) | Total |  | Unit Price/Discount % (Excluding VAT) | Total |  | Unit Price/Discount % (Excluding VAT) | Total |  | Unit Price/Discount % (Excluding VAT) | Total | Unit Price/Discount % (Excluding VAT) | Total | Unit Price/Discount % (Excluding VAT) | Total
2.102.3 | B2.9.1 | (*) F/C-01,VISITOR CHAIR |  | Item | 1 |  |  | 881 | 881 |  | 1140 | 1140 |  | 3400 | 3400 |  | 0 | 0 | 719.14 | 719.14 | 2500 | 2500
2.102.4 | B2.9.2 | (*) F/C-02,TASK CHAIR |  | Item | 1 |  |  | 2763 | 2763 |  | 2508 | 2508 |  | 1800 | 1800 |  | 0 | 0 | 599.28 | 599.28 | 3500 | 3500
2.102.5 | B2.9.3 | (*) F/T-01,DESK |  | Item | 1 |  |  | 3912 | 3912 |  | 4332 | 4332 |  | 5700 | 5700 |  | 0 | 0 | 5992.81 | 5992.81 | 5000 | 5000
2.102.6 | B2.9.4 | (*) F/T-02,COFFEE TABLE |  | Item | 1 |  |  | 724 | 724 |  | 1824 | 1824 |  | 3500 | 3500 |  | 0 | 0 | 1797.84 | 1797.84 | 1500 | 1500
2.102.7 | B2.9.5 | (*) F/T-03,SHOP TABLE |  | Item | 1 |  |  | 2781 | 2781 |  | 3420 | 3420 |  | 5700 | 5700 |  | 0 | 0 | 5992.81 | 5992.81 | 10000 | 10000
2.102.8 | B2.9.6 | (*) F/SSH-01,GREDENZA |  | Item | 1 |  |  | 1808 | 1808 |  | 2679 | 2679 |  | 5000 | 5000 |  | 0 | 0 | 5992.81 | 5992.81 | 2000 | 2000
2.102.9 | B2.9.7 | (*) F/EB-01,EQUIPMENT HANGING BOARD |  | Item | 1 |  |  | 3708 | 3708 |  | 9120 | 9120 |  | 10000 | 10000 |  | 0 | 0 | 23971.23 | 23971.23 | 10000 | 10000
| Note | Note Details
2.102.10 | - | Euipments
2.102.11 | - | Supply and fix Euipments ,including all accessories needed for installation as per mention in drawings & specifications
| Item Code | Description | Item Remarks | Unit of Measurement | Quantity/Base Price |  |  | Unit Price/Discount % (Excluding VAT) | Total |  | Unit Price/Discount % (Excluding VAT) | Total |  | Unit Price/Discount % (Excluding VAT) | Total |  | Unit Price/Discount % (Excluding VAT) | Total | Unit Price/Discount % (Excluding VAT) | Total | Unit Price/Discount % (Excluding VAT) | Total
2.102.12 | B2.9.8 | (*) E/ST-01,Stainless steel working surfaces with Stainless steel sterilizable sinks |  | Item | 1 |  |  | 11124 | 11124 |  | 6840 | 6840 |  | 30000 | 30000 |  | 0 | 0 | 17978.42 | 17978.42 | 70000 | 70000
2.102.13 | B2.9.9 | (*) E/C-01,Stainless steel Cabinet |  | Item | 1 |  |  | 7416 | 7416 |  | 13680 | 13680 |  | 20000 | 20000 |  | 0 | 0 | 8989.21 | 8989.21 | 50000 | 50000
2.102.14 | B2.9.10 | (*) E/W-01,White Board |  | Item | 1 |  |  | 2781 | 2781 |  | 5700 | 5700 |  | 5000 | 5000 |  | 0 | 0 | 599.28 | 599.28 | 3000 | 3000
2.102.15 | B2.9.11 | (*) E/F-01,Fridge |  | Item | 1 |  |  | 2318 | 2318 |  | 108300 | 108300 |  | 20000 | 20000 |  | 0 | 0 | 5992.81 | 5992.81 | 25000 | 25000
| Note | Note Details
2.102.16 | - | Additional items
| Item Code | Description | Item Remarks | Unit of Measurement | Quantity/Base Price |  |  | Unit Price/Discount % (Excluding VAT) | Total |  | Unit Price/Discount % (Excluding VAT) | Total |  | Unit Price/Discount % (Excluding VAT) | Total |  | Unit Price/Discount % (Excluding VAT) | Total | Unit Price/Discount % (Excluding VAT) | Total | Unit Price/Discount % (Excluding VAT) | Total
2.102.17 | AI | (*) Contractor may price here any items which has been shown in the Contract drawings or any other Contract Documents but overlooked or not specifically mentioned inthe schedule of items and is necessary for the satisfactory completion of the Works. Should the Contractor fail to insert any item here, it will be deemed that lump sum Contract Price includes all such items and no claims for additional items will be entertained. |  | Item | 1 |  |  | 0 | 0 |  | 0 | 0 |  | 0 | 0 |  | 548595 | 548595 | 0 | 0 | 0 | 0
| Note | Note Details
2.102.18 | - | Please attach one PDF file to be named "Additional Items for (insert bill no/name & Section No/name)" for the details of these additional items in the additional attachment area at the end of the BOQ.
2.103 KL: B2-10 MECHANICAL INSTALLATION | [6 empty] | 1141010 | 87 (out of 87) | 1493934.4 |  | 87 (out of 87) | 1775806.5 |  | 87 (out of 87) | 2670545 |  | 87 (out of 87) | 2328606.45 | 87 (out of 87) | 3601399.71 | 87 (out of 87) | 1260000
| Note | Note Details
2.103.1 | - | Heating, ventilating and air-conditioning
2.103.2 | - | Supply, installation, testing, balancing & commissioning of complete Air Conditioning, Heating & Ventilation ,System as specified complete with in all respects as per drawings, specification, applicable standards, manufacturer recommendations, and as per drawings, mentioned in specification complete in all respects ready to operate including all builders work, coordination with other trades etc but not limited to the following;
| Item Code | Description | Item Remarks | Unit of Measurement | Quantity/Base Price |  |  | Unit Price/Discount % (Excluding VAT) | Total |  | Unit Price/Discount % (Excluding VAT) | Total |  | Unit Price/Discount % (Excluding VAT) | Total |  | Unit Price/Discount % (Excluding VAT) | Total | Unit Price/Discount % (Excluding VAT) | Total | Unit Price/Discount % (Excluding VAT) | Total
2.103.3 | B2.10.1 | (*) Air Handling Unit (AHU), complete including connection to condensate drain piping, copper Pipework, connection to the duct work, necessary flexible connections, vibration isolators in accordance with the manufacturer's recommendations including final electrical connection, control panel, etc.; all in accordance with the specification and drawings |  | No. | 3 |  |  | 0 | 0 |  | 27360 | 82080 |  | 180000 | 540000 |  | 0 | 0 | 221418.43 | 664255.29 | 0 | 0
2.103.4 | B2.10.2 | (*) Wall Mounted (Decorative) Unit complete with necessary Pipework, ductworks, valves, strainers, flexible connections, thermometers; controls and associated accessories, vibration isolators, sound liner, attenuators comply with manufacturer's details, final electrical connection, control panel and acoustic linings to reduced noise level; condensate drain piping up to the nearest floor drain, etc.; all in accordance with the specification and drawings; |  | No. | 8 |  |  | 0 | 0 |  | 7410 | 59280 |  | 22000 | 176000 |  | 0 | 0 | 19870.88 | 158967.04 | 0 | 0
2.103.5 | B2.10.3 | (*) Ditto; Ceiling Suspended (Ducted) Unit |  | No. | 2 |  |  | 0 | 0 |  | 9690 | 19380 |  | 9250 | 18500 |  | 0 | 0 | 14193.49 | 28386.98 | 0 | 0
2.103.6 | B2.10.4 | (*) VRF Outdoor Unit complete with necessary Pipework, valves, strainers, flexible connections, thermometers; controls and associated accessories, vibration isolators, comply with manufacturer's details, final electrical connection, control panel and acoustic linings to reduced noise level; condensate drain piping up to the nearest floor drain, etc.; all in accordance with the specification and drawings |  | No. | 4 |  |  | 0 | 0 |  | 18240 | 72960 |  | 6250 | 25000 |  | 0 | 0 | 17032.19 | 68128.76 | 0 | 0
2.103.7 | B2.10.5 | (*) Air Curtains; all in accordance with the specification and drawings |  | No. | 9 |  |  | 0 | 0 |  | 5700 | 51300 |  | 4375 | 39375 |  | 0 | 0 | 6812.87 | 61315.83 | 0 | 0
2.103.8 | B2.10.6 | (*) Supply and return air diffuser |  | No. | 11 |  |  | 0 | 0 |  | 1026 | 11286 |  | 220 | 2420 |  | 0 | 0 | 1703.22 | 18735.42 | 0 | 0
2.103.9 | B2.10.7 | (*) Supply and return air grilles |  | No. | 12 |  |  | 0 | 0 |  | 285 | 3420 |  | 190 | 2280 |  | 0 | 0 | 2270.96 | 27251.52 | 0 | 0
2.103.10 | B2.10.8 | (*) Volume control damper |  | No. | 38 |  |  | 0 | 0 |  | 285 | 10830 |  | 325 | 12350 |  | 0 | 0 | 1703.22 | 64722.36 | 0 | 0
2.103.11 | B2.10.9 | (*) Galvanized steel sheet metal, rectangular ductwork complete with insulation and all bends, tees, junctions, transformations, splitters, turning vanes, access panels, bell mouths, pressure dampers, fire dampers, fire retardant sealants for all ductwork passing through fire rated structures and connection to equipment, etc.; all in accordance with the specification and drawings |  | m2 | 1160 |  |  | 0 | 0 |  | 285 | 330600 |  | 300 | 348000 |  | 0 | 0 | 227.1 | 263436 | 0 | 0
2.103.12 | B2.10.10 | (*) Fresh Air louvers with sand trap filter to match with Architectural Cladding complete; all in accordance with the specification and drawing |  | Item | 1 |  |  | 0 | 0 |  | 5700 | 5700 |  | 2750 | 2750 |  | 0 | 0 | 17032.19 | 17032.19 | 0 | 0
2.103.13 | B2.10.11 | (*) Exhaust Disc Valve |  | No. | 2 |  |  | 0 | 0 |  | 433.2 | 866.4 |  | 190 | 380 |  | 0 | 0 | 2838.7 | 5677.4 | 0 | 0
2.103.14 | B2.10.12 | (*) Exhaust fans including necessary dampers, controls and associated accessories, connection to duct work and electrical connection with automatic charge over switch, etc.; all in accordance with the specification and drawings |  | No. | 2 |  |  | 0 | 0 |  | 4560 | 9120 |  | 8250 | 16500 |  | 0 | 0 | 17032.19 | 34064.38 | 0 | 0
2.103.15 | B2.10.13 | (*) Non Return Damper |  | No. | 2 |  |  | 0 | 0 |  | 285 | 570 |  | 3000 | 6000 |  | 0 | 0 | 3406.44 | 6812.88 | 0 | 0
2.103.16 | B2.10.14 | (*) Exhaust AIR LOUVER |  | No. | 1 |  |  | 0 | 0 |  | 2280 | 2280 |  | 2250 | 2250 |  | 0 | 0 | 2838.7 | 2838.7 | 0 | 0
2.103.17 | B2.10.15 | (*) Sound attenuator |  | No. | 6 |  |  | 0 | 0 |  | 5700 | 34200 |  | 3500 | 21000 |  | 0 | 0 | 2270.96 | 13625.76 | 0 | 0
2.103.18 | B2.10.16 | (*) Cold Store system all in accordance with the specification and drawings |  | No. | 1 |  |  | 0 | 0 |  | 27360 | 27360 |  | 80000 | 80000 |  | 0 | 0 | 22709.58 | 22709.58 | 0 | 0
| Note | Note Details
2.103.19 | - | Drainage system
2.103.20 | - | Supply, install and commission Drainage, uPVC soil ,waste, vent and rain water pipes- above ground and below ground pipes and fittings including supports, brackets, hangers in accordance with the specification including coordination and connection to Sanitary wares as per required to complete Drainage System.
| Item Code | Description | Item Remarks | Unit of Measurement | Quantity/Base Price |  |  | Unit Price/Discount % (Excluding VAT) | Total |  | Unit Price/Discount % (Excluding VAT) | Total |  | Unit Price/Discount % (Excluding VAT) | Total |  | Unit Price/Discount % (Excluding VAT) | Total | Unit Price/Discount % (Excluding VAT) | Total | Unit Price/Discount % (Excluding VAT) | Total
2.103.21 | B2.10.17 | (*) Floor trap |  | No. | 4 |  |  | 0 | 0 |  | 513 | 2052 |  | 650 | 2600 |  | 0 | 0 | 283.87 | 1135.48 | 0 | 0
2.103.22 | B2.10.18 | (*) Floor clean out |  | No. | 4 |  |  | 0 | 0 |  | 513 | 2052 |  | 600 | 2400 |  | 0 | 0 | 567.74 | 2270.96 | 0 | 0
2.103.23 | B2.10.19 | (*) Supply and installation of sewerage manhole cover double sealed as per design complying to local regulation |  | No. | 2 |  |  | 0 | 0 |  | 5700 | 11400 |  | 5750 | 11500 |  | 0 | 0 | 7380.61 | 14761.22 | 0 | 0
2.103.24 | B2.10.20 | (*) Gully trap with Cover |  | No. | 1 |  |  | 0 | 0 |  | 684 | 684 |  | 1700 | 1700 |  | 0 | 0 | 1703.22 | 1703.22 | 0 | 0
2.103.25 | B2.10.21 | (*) Pressure reducing manhole with Cover |  | No. | 1 |  |  | 0 | 0 |  | 5700 | 5700 |  | 7000 | 7000 |  | 0 | 0 | 17032.19 | 17032.19 | 0 | 0
2.103.26 | B2.10.22 | (*) uPVC pipe work installation including civil work accessories, fittings and fixings all in accordance to the specification and drawings; 50 mm dia |  | m | 4 |  |  | 0 | 0 |  | 57 | 228 |  | 55 | 220 |  | 0 | 0 | 56.77 | 227.08 | 0 | 0
2.103.27 | B2.10.23 | (*) Ditto; 110mm dia |  | m | 26 |  |  | 0 | 0 |  | 125.4 | 3260.4 |  | 125 | 3250 |  | 0 | 0 | 136.26 | 3542.76 | 0 | 0
2.103.28 | B2.10.24 | (*) Ditto; 150mm dia |  | m | 3 |  |  | 0 | 0 |  | 171 | 513 |  | 195 | 585 |  | 0 | 0 | 170.32 | 510.96 | 0 | 0
2.103.29 | B2.10.25 | (*) Vent Pipe 82 mm |  | m | 6 |  |  | 0 | 0 |  | 91.2 | 547.2 |  | 75 | 450 |  | 0 | 0 | 113.55 | 681.3 | 0 | 0
| Note | Note Details
2.103.30 | - | External Drainage
2.103.31 | - | Supply, install and commission Drainage, uPVC soil ,waste, vent and rain water pipes- above ground and below ground pipes and fittings including supports, brackets, hangers in accordance with the specification including coordination and connection to Sanitary wares as per required to complete Drainage System.
| Item Code | Description | Item Remarks | Unit of Measurement | Quantity/Base Price |  |  | Unit Price/Discount % (Excluding VAT) | Total |  | Unit Price/Discount % (Excluding VAT) | Total |  | Unit Price/Discount % (Excluding VAT) | Total |  | Unit Price/Discount % (Excluding VAT) | Total | Unit Price/Discount % (Excluding VAT) | Total | Unit Price/Discount % (Excluding VAT) | Total
2.103.32 | B2.10.26 | (*) Supply and installation of sewerage manhole cover double sealed as per design complying to local regulation |  | No. | 5 |  |  | 0 | 0 |  | 5700 | 28500 |  | 9750 | 48750 |  | 0 | 0 | 7380.61 | 36903.05 | 0 | 0
2.103.33 | B2.10.27 | (*) uPVC pipe work installation including civil work accessories, fittings and fixings all in accordance to the specification and drawings; 150 mm dia |  | m | 62 |  |  | 0 | 0 |  | 159.6 | 9895.2 |  | 195 | 12090 |  | 0 | 0 | 170.32 | 10559.84 | 0 | 0
| Note | Note Details
2.103.34 | - | Stormwater
| Item Code | Description | Item Remarks | Unit of Measurement | Quantity/Base Price |  |  | Unit Price/Discount % (Excluding VAT) | Total |  | Unit Price/Discount % (Excluding VAT) | Total |  | Unit Price/Discount % (Excluding VAT) | Total |  | Unit Price/Discount % (Excluding VAT) | Total | Unit Price/Discount % (Excluding VAT) | Total | Unit Price/Discount % (Excluding VAT) | Total
2.103.35 | B2.10.28 | (*) Rainwater outlet |  | No. | 11 |  |  | 0 | 0 |  | 513 | 5643 |  | 850 | 9350 |  | 0 | 0 | 567.74 | 6245.14 | 0 | 0
2.103.36 | B2.10.29 | (*) Rain water manhole cover |  | No. | 8 |  |  | 0 | 0 |  | 5700 | 45600 |  | 13250 | 106000 |  | 0 | 0 | 1703.22 | 13625.76 | 0 | 0
2.103.37 | B2.10.30 | (*) uPVC pipe work installation including civil work accessories, fittings and fixings all in accordance to the specification and drawings; 100 mm dia |  | m | 50 |  |  | 0 | 0 |  | 102.6 | 5130 |  | 125 | 6250 |  | 0 | 0 | 136.26 | 6813 | 0 | 0
2.103.38 | B2.10.31 | (*) Ditto; 150mm dia |  | m | 50 |  |  | 0 | 0 |  | 148.2 | 7410 |  | 195 | 9750 |  | 0 | 0 | 170.32 | 8516 | 0 | 0
2.103.39 | B2.10.32 | (*) Ditto; 200mm dia |  | m | 80 |  |  | 0 | 0 |  | 205.2 | 16416 |  | 280 | 22400 |  | 0 | 0 | 204.39 | 16351.2 | 0 | 0
2.103.40 | B2.10.33 | (*) Rain water catchment basin with cover |  | No. | 7 |  |  | 0 | 0 |  | 2850 | 19950 |  | 6500 | 45500 |  | 0 | 0 | 17032.19 | 119225.33 | 0 | 0
2.103.41 | B2.10.34 | (*) Pressure reducing manhole Cover |  | No. | 1 |  |  | 0 | 0 |  | 5700 | 5700 |  | 7000 | 7000 |  | 0 | 0 | 17032.19 | 17032.19 | 0 | 0
2.103.42 | B2.10.35 | (*) Drain water channel grating cover |  | m | 11 |  |  | 0 | 0 |  | 2850 | 31350 |  | 850 | 9350 |  | 0 | 0 | 1703.22 | 18735.42 | 0 | 0
2.103.43 | B2.10.36 | (*) Vent pipe 75 mm |  | m | 6 |  |  | 0 | 0 |  | 91.2 | 547.2 |  | 75 | 450 |  | 0 | 0 | 90.84 | 545.04 | 0 | 0
| Note | Note Details
2.103.44 | - | External Storm water
| Item Code | Description | Item Remarks | Unit of Measurement | Quantity/Base Price |  |  | Unit Price/Discount % (Excluding VAT) | Total |  | Unit Price/Discount % (Excluding VAT) | Total |  | Unit Price/Discount % (Excluding VAT) | Total |  | Unit Price/Discount % (Excluding VAT) | Total | Unit Price/Discount % (Excluding VAT) | Total | Unit Price/Discount % (Excluding VAT) | Total
2.103.45 | B2.10.37 | (*) Rain water manhole cover |  | No. | 5 |  |  | 0 | 0 |  | 5700 | 28500 |  | 13250 | 66250 |  | 0 | 0 | 13625.75 | 68128.75 | 0 | 0
2.103.46 | B2.10.38 | (*) Rain water pipe 150 mm |  | m | 90 |  |  | 0 | 0 |  | 148.2 | 13338 |  | 195 | 17550 |  | 0 | 0 | 170.32 | 15328.8 | 0 | 0
2.103.47 | B2.10.39 | (*) Rain water pipe 200 mm |  | m | 145 |  |  | 0 | 0 |  | 205.2 | 29754 |  | 280 | 40600 |  | 0 | 0 | 204.39 | 29636.55 | 0 | 0
2.103.48 | B2.10.40 | (*) Rain water catchment basin cover |  | No. | 9 |  |  | 0 | 0 |  | 2850 | 25650 |  | 6500 | 58500 |  | 0 | 0 | 17032.19 | 153289.71 | 0 | 0
| Note | Note Details
2.103.49 | - | Water Supply
| Item Code | Description | Item Remarks | Unit of Measurement | Quantity/Base Price |  |  | Unit Price/Discount % (Excluding VAT) | Total |  | Unit Price/Discount % (Excluding VAT) | Total |  | Unit Price/Discount % (Excluding VAT) | Total |  | Unit Price/Discount % (Excluding VAT) | Total | Unit Price/Discount % (Excluding VAT) | Total | Unit Price/Discount % (Excluding VAT) | Total
2.103.50 | B2.10.41 | (*) Supply and install water heaters including all necessary valve, thermometers, contactors,heating elements and accessories, etc.; all in accordance with the specification and drawings; |  | No. | 2 |  |  | 0 | 0 |  | 798 | 1596 |  | 850 | 1700 |  | 0 | 0 | 5677.4 | 11354.8 | 0 | 0
2.103.51 | B2.10.42 | (*) Isolating Valve |  | No. | 4 |  |  | 0 | 0 |  | 205.2 | 820.8 |  | 450 | 1800 |  | 0 | 0 | 3406.44 | 13625.76 | 0 | 0
2.103.52 | B2.10.43 | (*) Water Tap |  | No. | 3 |  |  | 0 | 0 |  | 85.5 | 256.5 |  | 500 | 1500 |  | 0 | 0 | 965.16 | 2895.48 | 0 | 0
2.103.53 | B2.10.44 | (*) Polypropylene pipe and fittings including insulation at roof, accessories and connections; all in accordance with the specification and drawings; 20 mm dia |  | m | 4 |  |  | 0 | 0 |  | 28.5 | 114 |  | 40 | 160 |  | 0 | 0 | 79.48 | 317.92 | 0 | 0
2.103.54 | B2.10.45 | (*) Ditto; 25mm dia |  | m | 82 |  |  | 0 | 0 |  | 34.2 | 2804.4 |  | 50 | 4100 |  | 0 | 0 | 85.16 | 6983.12 | 0 | 0
2.103.55 | B2.10.46 | (*) Ditto; 32mm dia |  | m | 43 |  |  | 0 | 0 |  | 39.9 | 1715.7 |  | 60 | 2580 |  | 0 | 0 | 119.23 | 5126.89 | 0 | 0
2.103.56 | B2.10.47 | (*) Hot water pipe with insulation |  | m | 5 |  |  | 0 | 0 |  | 36.48 | 182.4 |  | 55 | 275 |  | 0 | 0 | 170.32 | 851.6 | 0 | 0
2.103.57 | B2.10.48 | (*) Pump Set complete including valves, flexible connections, pressure vessel, vibration isolators, safety devices, prewired control panels, DDC with buzzer and flash indicator strainers, foundations and electrical connections to local outlets; all in accordance with the specification and drawings; Filter Pump |  | No. | 1 |  |  | 1493934.4 | 1493934.4 |  | 13680 | 13680 |  | 12000 | 12000 |  | 0 | 0 | 68128.75 | 68128.75 | 0 | 0
2.103.58 | B2.10.49 | (*) Ditto; Transfer Pump |  | No. | 1 |  |  | 0 | 0 |  | 13680 | 13680 |  | 15000 | 15000 |  | 0 | 0 | 56773.96 | 56773.96 | 0 | 0
2.103.59 | B2.10.50 | (*) Ditto; Booster Pump |  | No. | 1 |  |  | 0 | 0 |  | 17100 | 17100 |  | 17000 | 17000 |  | 0 | 0 | 28386.98 | 28386.98 | 0 | 0
2.103.60 | B2.10.51 | (*) Water GRP tank insulated panels complete with all interconnecting piping, fittings, valves, etc.; all in accordance with the specification and drawings; Ground Water GRP Tank |  | No. | 1 |  |  | 0 | 0 |  | 39900 | 39900 |  | 28000 | 28000 |  | 0 | 0 | 22709.58 | 22709.58 | 0 | 0
2.103.61 | B2.10.52 | (*) Ditt; Roof Water Tank |  | No. | 1 |  |  | 0 | 0 |  | 28500 | 28500 |  | 20000 | 20000 |  | 0 | 0 | 17032.19 | 17032.19 | 0 | 0
| Note | Note Details
2.103.62 | - | External Water Supply
| Item Code | Description | Item Remarks | Unit of Measurement | Quantity/Base Price |  |  | Unit Price/Discount % (Excluding VAT) | Total |  | Unit Price/Discount % (Excluding VAT) | Total |  | Unit Price/Discount % (Excluding VAT) | Total |  | Unit Price/Discount % (Excluding VAT) | Total | Unit Price/Discount % (Excluding VAT) | Total | Unit Price/Discount % (Excluding VAT) | Total
2.103.63 | B2.10.53 | (*) Water Supply Pipe 40mm dia |  | m | 47 |  |  | 0 | 0 |  | 57 | 2679 |  | 100 | 4700 |  | 0 | 0 | 79.48 | 3735.56 | 0 | 0
2.103.64 | B2.10.54 | (*) Main Gate Valve |  | No. | 1 |  |  | 0 | 0 |  | 2850 | 2850 |  | 7500 | 7500 |  | 0 | 0 | 1703.22 | 1703.22 | 0 | 0
| Note | Note Details
2.103.65 | - | Sanitary Ware
2.103.66 | - | Supply and fix Sanitary Ware ,including all accessories needed for installation as per mention in drawings & specifications
| Item Code | Description | Item Remarks | Unit of Measurement | Quantity/Base Price |  |  | Unit Price/Discount % (Excluding VAT) | Total |  | Unit Price/Discount % (Excluding VAT) | Total |  | Unit Price/Discount % (Excluding VAT) | Total |  | Unit Price/Discount % (Excluding VAT) | Total | Unit Price/Discount % (Excluding VAT) | Total | Unit Price/Discount % (Excluding VAT) | Total
2.103.67 | B2.10.55 | (*) Sanitary Ware |  | Item | 1 |  |  | 0 | 0 |  | 13680 | 13680 |  | 15000 | 15000 |  | 0 | 0 | 17032.19 | 17032.19 | 0 | 0
| Note | Note Details
2.103.68 | - | Fire protection
2.103.69 | - | Supply and installation, testing, commissioning fire fighting system with all accessories as per ADCD latest code
| Item Code | Description | Item Remarks | Unit of Measurement | Quantity/Base Price |  |  | Unit Price/Discount % (Excluding VAT) | Total |  | Unit Price/Discount % (Excluding VAT) | Total |  | Unit Price/Discount % (Excluding VAT) | Total |  | Unit Price/Discount % (Excluding VAT) | Total | Unit Price/Discount % (Excluding VAT) | Total | Unit Price/Discount % (Excluding VAT) | Total
2.103.70 | B2.10.56 | (*) Breeching inlet 1x2 way for dry riser ; all in accordance with the specification and drawings |  | No. | 1 |  |  | 0 | 0 |  | 3990 | 3990 |  | 10000 | 10000 |  | 0 | 0 | 9083.83 | 9083.83 | 0 | 0
2.103.71 | B2.10.57 | (*) Fire Hose Cabinet; all in accordance with the drawing and specification |  | No. | 4 |  |  | 0 | 0 |  | 5928 | 23712 |  | 20000 | 80000 |  | 0 | 0 | 13058.01 | 52232.04 | 0 | 0
2.103.72 | B2.10.58 | (*) Fire extinguishers and equipment complete as specified including supports, brackets, instruction signs and the like; all in accordance with the specification and drawings; 6 kg dry powder fire extinguisher |  | No. | 8 |  |  | 0 | 0 |  | 228 | 1824 |  | 400 | 3200 |  | 0 | 0 | 454.19 | 3633.52 | 0 | 0
2.103.73 | B2.10.59 | (*) 5 kg co2 fire extinguisher |  | No. | 8 |  |  | 0 | 0 |  | 285 | 2280 |  | 420 | 3360 |  | 0 | 0 | 510.97 | 4087.76 | 0 | 0
2.103.74 | B2.10.60 | (*) UL/ FM Vertical turbine Fire fighting pump set complete including pump accessories all piping within pump room, valves, flexible connections, pressure vessel, strainer, vibrator, isolators, pre-wired control panels and electrical connection to local outlets; all in accordance with the specification and drawings; Fire pump set for building sprinkler and standpipe system (1 Electrical / 1 Diesel and& submersible jockey pumps) |  | Item | 1 |  |  | 0 | 0 |  | 467400 | 467400 |  | 500000 | 500000 |  | 0 | 0 | 908383.29 | 908383.29 | 0 | 0
2.103.75 | B2.10.61 | (*) Ditto : Circulation Pump |  | No. | 1 |  |  | 0 | 0 |  | 22800 | 22800 |  | 25000 | 25000 |  | 0 | 0 | 45419.16 | 45419.16 | 0 | 0
2.103.76 | B2.10.62 | (*) Galvanized Steel wet riser pipe including fittings, valves and accessories; all in accordance with the specification and drawings; 25mm dia. |  | m | 35 |  |  | 0 | 0 |  | 57 | 1995 |  | 150 | 5250 |  | 0 | 0 | 210.06 | 7352.1 | 0 | 0
2.103.77 | B2.10.63 | (*) Ditto : Fire fighting pipe 65mm dia |  | m | 42 |  |  | 0 | 0 |  | 148.2 | 6224.4 |  | 185 | 7770 |  | 0 | 0 | 227.1 | 9538.2 | 0 | 0
| Note | Note Details
2.103.78 | - | Irrigation
| Item Code | Description | Item Remarks | Unit of Measurement | Quantity/Base Price |  |  | Unit Price/Discount % (Excluding VAT) | Total |  | Unit Price/Discount % (Excluding VAT) | Total |  | Unit Price/Discount % (Excluding VAT) | Total |  | Unit Price/Discount % (Excluding VAT) | Total | Unit Price/Discount % (Excluding VAT) | Total | Unit Price/Discount % (Excluding VAT) | Total
2.103.79 | B2.10.64 | (*) Irirrigation solenoids valve control panel |  | No. | 1 |  |  | 0 | 0 |  | 3078 | 3078 |  | 25000 | 25000 |  | 0 | 0 | 39741.77 | 39741.77 | 0 | 0
2.103.80 | B2.10.65 | (*) Irrigation solenoid valve box |  | No. | 3 |  |  | 0 | 0 |  | 2109 | 6327 |  | 3500 | 10500 |  | 0 | 0 | 340.64 | 1021.92 | 0 | 0
2.103.81 | B2.10.66 | (*) Irrigation solenoid valve |  | No. | 3 |  |  | 0 | 0 |  | 2166 | 6498 |  | 1500 | 4500 |  | 0 | 0 | 3065.79 | 9197.37 | 0 | 0
2.103.82 | B2.10.67 | (*) Irrigation water meter |  | No. | 1 |  |  | 0 | 0 |  | 22800 | 22800 |  | 2500 | 2500 |  | 0 | 0 | 5677.4 | 5677.4 | 0 | 0
2.103.83 | B2.10.68 | (*) irrigation Dripper |  | No. | 73 |  |  | 0 | 0 |  | 22.8 | 1664.4 |  | 75 | 5475 |  | 0 | 0 | 107.87 | 7874.51 | 0 | 0
2.103.84 | B2.10.69 | (*) Irrigation pipe 50mm dia |  | m | 265 |  |  | 0 | 0 |  | 51.3 | 13594.5 |  | 75 | 19875 |  | 0 | 0 | 113.55 | 30090.75 | 0 | 0
2.103.85 | B2.10.70 | (*) Irrigation pipe 32mm dia |  | m | 90 |  |  | 0 | 0 |  | 39.9 | 3591 |  | 50 | 4500 |  | 0 | 0 | 68.13 | 6131.7 | 0 | 0
2.103.86 | B2.10.71 | (*) Flush Valve |  | No. | 5 |  |  | 0 | 0 |  | 376.2 | 1881 |  | 3500 | 17500 |  | 0 | 0 | 2838.7 | 14193.5 | 0 | 0
| Note | Note Details
2.103.87 | - | SUNDRIES:-
| Item Code | Description | Item Remarks | Unit of Measurement | Quantity/Base Price |  |  | Unit Price/Discount % (Excluding VAT) | Total |  | Unit Price/Discount % (Excluding VAT) | Total |  | Unit Price/Discount % (Excluding VAT) | Total |  | Unit Price/Discount % (Excluding VAT) | Total | Unit Price/Discount % (Excluding VAT) | Total | Unit Price/Discount % (Excluding VAT) | Total
2.103.88 | B2.10.72 | (*) Sundries; Allow for supports, including fixings, anchors, insulating block, anti vibration devices and noise suppression measures |  | Item | 1 |  |  | 0 | 0 |  | 912 | 912 |  | 3000 | 3000 |  | 0 | 0 | 11354.79 | 11354.79 | 0 | 0
2.103.89 | B2.10.73 | (*) Allow for identifications, tag plates, labels, signage and colour coding for all services. |  | Item | 1 |  |  | 0 | 0 |  | 912 | 912 |  | 2000 | 2000 |  | 0 | 0 | 11354.79 | 11354.79 | 0 | 0
2.103.90 | B2.10.74 | (*) Allow for testing and pre-commissioning |  | Item | 1 |  |  | 0 | 0 |  | 912 | 912 |  | 1000 | 1000 |  | 0 | 0 | 11354.79 | 11354.79 | 0 | 0
2.103.91 | B2.10.75 | (*) Allow for commissioning |  | Item | 1 |  |  | 0 | 0 |  | 912 | 912 |  | 1000 | 1000 |  | 0 | 0 | 11354.79 | 11354.79 | 0 | 0
2.103.92 | B2.10.76 | (*) Allow for tools and spares |  | Item | 1 |  |  | 0 | 0 |  | 912 | 912 |  | 500 | 500 |  | 0 | 0 | 11354.79 | 11354.79 | 0 | 0
2.103.93 | B2.10.77 | (*) Allow for document and certification |  | Item | 1 |  |  | 0 | 0 |  | 912 | 912 |  | 1500 | 1500 |  | 0 | 0 | 11354.79 | 11354.79 | 0 | 0
2.103.94 | B2.10.78 | (*) Allow for co-ordination with other services |  | Item | 1 |  |  | 0 | 0 |  | 912 | 912 |  | 500 | 500 |  | 0 | 0 | 11354.79 | 11354.79 | 0 | 0
2.103.95 | B2.10.79 | (*) Allow for cutting or forming holes, mortises, chases, or the like and making good finishing |  | Item | 1 |  |  | 0 | 0 |  | 912 | 912 |  | 2000 | 2000 |  | 0 | 0 | 11354.79 | 11354.79 | 0 | 0
2.103.96 | B2.10.80 | (*) Allow for building in or cutting and pinning brackets or the like and making good finishing |  | Item | 1 |  |  | 0 | 0 |  | 912 | 912 |  | 2500 | 2500 |  | 0 | 0 | 11354.79 | 11354.79 | 0 | 0
2.103.97 | B2.10.81 | (*) Allow for protective painting to all systems |  | Item | 1 |  |  | 0 | 0 |  | 912 | 912 |  | 1500 | 1500 |  | 0 | 0 | 11354.79 | 11354.79 | 0 | 0
2.103.98 | B2.10.82 | (*) Allow for decorative painting to all systems |  | Item | 1 |  |  | 0 | 0 |  | 912 | 912 |  | 1000 | 1000 |  | 0 | 0 | 11354.79 | 11354.79 | 0 | 0
2.103.99 | B2.10.83 | (*) Allow for drawings, manuals, submittal, samples inspections, instruction books |  | Item | 1 |  |  | 0 | 0 |  | 912 | 912 |  | 5000 | 5000 |  | 0 | 0 | 11354.79 | 11354.79 | 0 | 0
2.103.100 | B2.10.84 | (*) Allow for builders work |  | Item | 1 |  |  | 0 | 0 |  | 13680 | 13680 |  | 10000 | 10000 |  | 0 | 0 | 11354.79 | 11354.79 | 0 | 0
2.103.101 | B2.10.85 | (*) Provide air seal partitions above false ceilings to make air zones as required and as shown on drawings and as specified |  | Item | 1 |  |  | 0 | 0 |  | 0 | 0 |  | 1000 | 1000 |  | 0 | 0 | 11354.79 | 11354.79 | 0 | 0
2.103.102 | B2.10.86 | (*) Allow for tools and spares for all the equipment supplied |  | Item | 1 |  |  | 0 | 0 |  | 912 | 912 |  | 0 | 0 |  | 0 | 0 | 11354.79 | 11354.79 | 0 | 0
| Note | Note Details
2.103.103 | - | Additional items
| Item Code | Description | Item Remarks | Unit of Measurement | Quantity/Base Price |  |  | Unit Price/Discount % (Excluding VAT) | Total |  | Unit Price/Discount % (Excluding VAT) | Total |  | Unit Price/Discount % (Excluding VAT) | Total |  | Unit Price/Discount % (Excluding VAT) | Total | Unit Price/Discount % (Excluding VAT) | Total | Unit Price/Discount % (Excluding VAT) | Total
2.103.104 | AI | (*) Contractor may price here any items which has been shown in the Contract drawings or any other Contract Documents but overlooked or not specifically mentioned inthe schedule of items and is necessary for the satisfactory completion of the Works. Should the Contractor fail to insert any item here, it will be deemed that lump sum Contract Price includes all such items and no claims for additional items will be entertained. |  | Item | 1 |  |  | 0 | 0 |  | 0 | 0 |  | 0 | 0 |  | 2328606.45 | 2328606.45 | 0 | 0 | 1260000 | 1260000
| Note | Note Details
2.103.105 | - | Please attach one PDF file to be named "Additional Items for (insert bill no/name & Section No/name)" for the details of these additional items in the additional attachment area at the end of the BOQ.
2.104 KL: B2-11 ELECTRICAL INSTALLATION | [6 empty] | 899780 | 120 (out of 120) | 910780 |  | 120 (out of 120) | 1156125.3 |  | 120 (out of 120) | 1754130 |  | 120 (out of 120) | 2255066.06 | 120 (out of 120) | 2163264.82 | 120 (out of 120) | 1260000
| Note | Note Details
2.104.1 | - | Sub-Main Distribution Board
2.104.2 | - | Supply, install, test and commission Wall mounted/ Free Standing Sub main Distribution Boards including circuit breakers, energy monitoring, conduits, ducts and trays from incoming/Outgoing power supply and all terminations as shown on the Drawings & Specifications for the following:-
| Item Code | Description | Item Remarks | Unit of Measurement | Quantity/Base Price |  |  | Unit Price/Discount % (Excluding VAT) | Total |  | Unit Price/Discount % (Excluding VAT) | Total |  | Unit Price/Discount % (Excluding VAT) | Total |  | Unit Price/Discount % (Excluding VAT) | Total | Unit Price/Discount % (Excluding VAT) | Total | Unit Price/Discount % (Excluding VAT) | Total
2.104.3 | B2.11.1 | (*) SMDB-K |  | No. | 1 |  |  | 910780 | 910780 |  | 18240 | 18240 |  | 27000 | 27000 |  | 0 | 0 | 22709.58 | 22709.58 | 0 | 0
| Note | Note Details
2.104.4 | - | Final Distribution Board
2.104.5 | - | Supply, install, test and commission Wall mounted/ Free Standing Final Distribution Boards including circuit breakers, energy monitoring, conduits, ducts and trays from incoming/Outgoing power supply and all terminations as shown on the Drawings & Specifications for the following:-
| Item Code | Description | Item Remarks | Unit of Measurement | Quantity/Base Price |  |  | Unit Price/Discount % (Excluding VAT) | Total |  | Unit Price/Discount % (Excluding VAT) | Total |  | Unit Price/Discount % (Excluding VAT) | Total |  | Unit Price/Discount % (Excluding VAT) | Total | Unit Price/Discount % (Excluding VAT) | Total | Unit Price/Discount % (Excluding VAT) | Total
2.104.6 | B2.11.2 | (*) DB-L |  | No. | 1 |  |  | 0 | 0 |  | 2223 | 2223 |  | 5000 | 5000 |  | 0 | 0 | 6812.87 | 6812.87 | 0 | 0
2.104.7 | B2.11.3 | (*) DB-P |  | No. | 1 |  |  | 0 | 0 |  | 2508 | 2508 |  | 2000 | 2000 |  | 0 | 0 | 8516.09 | 8516.09 | 0 | 0
2.104.8 | B2.11.4 | (*) DB-AC |  | No. | 1 |  |  | 0 | 0 |  | 2223 | 2223 |  | 2000 | 2000 |  | 0 | 0 | 7380.61 | 7380.61 | 0 | 0
2.104.9 | B2.11.5 | (*) DB-PR |  | No. | 1 |  |  | 0 | 0 |  | 1710 | 1710 |  | 2000 | 2000 |  | 0 | 0 | 6812.87 | 6812.87 | 0 | 0
2.104.10 | B2.11.6 | (*) HVAC CONTROL PANEL |  | No. | 1 |  |  | 0 | 0 |  | 30210 | 30210 |  | 35000 | 35000 |  | 0 | 0 | 28386.98 | 28386.98 | 0 | 0
2.104.11 | B2.11.7 | (*) Supplay install Containment & UPVC Ducts with all accessories |  | No. | 1 |  |  | 0 | 0 |  | 6840 | 6840 |  | 180000 | 180000 |  | 0 | 0 | 28386.98 | 28386.98 | 0 | 0
| Note | Note Details
2.104.12 | - | CABLES AND CABLES SUPPORT SYSTEMS:-
2.104.13 | - | Supply, install, test and commission of Low Voltage armoured cables including glands, connections, conduits, cable ducts, Cable Trays, GI cable trunking, civil works, cable cleats, earthing cable, fixings and termination complete as shown on Drawings and Specifications
2.104.14 | - | Cables from LV TO SMDB and from SMDB to DB as the following
| Item Code | Description | Item Remarks | Unit of Measurement | Quantity/Base Price |  |  | Unit Price/Discount % (Excluding VAT) | Total |  | Unit Price/Discount % (Excluding VAT) | Total |  | Unit Price/Discount % (Excluding VAT) | Total |  | Unit Price/Discount % (Excluding VAT) | Total | Unit Price/Discount % (Excluding VAT) | Total | Unit Price/Discount % (Excluding VAT) | Total
2.104.15 | B2.11.8 | (*) (4C 10mm2 XLPE/SWA/PVC + 1C 10mm2 CU PVC) |  | m | 20 |  |  | 0 | 0 |  | 33.06 | 661.2 |  | 55 | 1100 |  | 0 | 0 | 68.13 | 1362.6 | 0 | 0
2.104.16 | B2.11.9 | (*) (4C16mm2 XLPE/SWA/PVC + 1C 10mm2 CU PVC) |  | m | 175 |  |  | 0 | 0 |  | 39.9 | 6982.5 |  | 70 | 12250 |  | 0 | 0 | 79.48 | 13909 | 0 | 0
2.104.17 | B2.11.10 | (*) (4C 25mm2 XLPE/SWA/PVC + 1C 16mm2 CU PVC) |  | m | 65 |  |  | 0 | 0 |  | 57 | 3705 |  | 90 | 5850 |  | 0 | 0 | 85.16 | 5535.4 | 0 | 0
2.104.18 | B2.11.11 | (*) (4C 120mm2 XLPE/SWA/PVC + 1C 70mm2 CU PVC) |  | m | 10 |  |  | 0 | 0 |  | 285 | 2850 |  | 320 | 3200 |  | 0 | 0 | 245.26 | 2452.6 | 0 | 0
2.104.19 | B2.11.12 | (*) (4C 185mm2 XLPE/SWA/PVC + 1C 95mm2 CU PVC) |  | m | 1092 |  |  | 0 | 0 |  | 456 | 497952 |  | 415 | 453180 |  | 0 | 0 | 340.64 | 371978.88 | 0 | 0
| Note | Note Details
2.104.20 | - | Cables Trays and Trunking
2.104.21 | - | Internal armoured cables, cable trays, cable ducts, GI cable trunking, civil works etc. including all fixings and termination complete as per shown in schematic diagram, load schedules and drawings.
| Item Code | Description | Item Remarks | Unit of Measurement | Quantity/Base Price |  |  | Unit Price/Discount % (Excluding VAT) | Total |  | Unit Price/Discount % (Excluding VAT) | Total |  | Unit Price/Discount % (Excluding VAT) | Total |  | Unit Price/Discount % (Excluding VAT) | Total | Unit Price/Discount % (Excluding VAT) | Total | Unit Price/Discount % (Excluding VAT) | Total
2.104.22 | B2.11.11 | (*) GI Trunking 50mm x 50mm |  | Item | 1 |  |  | 0 | 0 |  | 1231.2 | 1231.2 |  | 500 | 500 |  | 0 | 0 | 8516.09 | 8516.09 | 0 | 0
2.104.23 | B2.11.12 | (*) GI Trunking 100mm x 100mm |  | Item | 1 |  |  | 0 | 0 |  | 1869.6 | 1869.6 |  | 3000 | 3000 |  | 0 | 0 | 9651.57 | 9651.57 | 0 | 0
2.104.24 | B2.11.13 | (*) GI Trunking 150mm x 150mm |  | Item | 1 |  |  | 0 | 0 |  | 3055.2 | 3055.2 |  | 500 | 500 |  | 0 | 0 | 9935.44 | 9935.44 | 0 | 0
2.104.25 | B2.11.14 | (*) 100mm HDGI cable tray |  | Item | 1 |  |  | 0 | 0 |  | 3283.2 | 3283.2 |  | 5000 | 5000 |  | 0 | 0 | 9083.83 | 9083.83 | 0 | 0
2.104.26 | B2.11.15 | (*) 150 mm HDGI cable tray |  | Item | 1 |  |  | 0 | 0 |  | 3420 | 3420 |  | 10000 | 10000 |  | 0 | 0 | 9651.57 | 9651.57 | 0 | 0
2.104.27 | B2.11.16 | (*) 200 mm HDGI cable tray |  | Item | 1 |  |  | 0 | 0 |  | 3648 | 3648 |  | 500 | 500 |  | 0 | 0 | 11354.79 | 11354.79 | 0 | 0
2.104.28 | B2.11.17 | (*) 300 mm HDGI cable tray |  | Item | 1 |  |  | 0 | 0 |  | 8550 | 8550 |  | 18000 | 18000 |  | 0 | 0 | 13625.75 | 13625.75 | 0 | 0
| Note | Note Details
2.104.29 | - | DISCONNECTING SWITCHES:-
2.104.30 | - | Supply ,Install, testing and commissioning AC23,IP65 Disconnecting switches including all interconnecting cables, wires , trays and Equipments Points from SMD panels and terminations.
| Item Code | Description | Item Remarks | Unit of Measurement | Quantity/Base Price |  |  | Unit Price/Discount % (Excluding VAT) | Total |  | Unit Price/Discount % (Excluding VAT) | Total |  | Unit Price/Discount % (Excluding VAT) | Total |  | Unit Price/Discount % (Excluding VAT) | Total | Unit Price/Discount % (Excluding VAT) | Total | Unit Price/Discount % (Excluding VAT) | Total
2.104.31 | B2.11.18 | (*) Single phase Isolator (SPN) IP65 |  | No. | 5 |  |  | 0 | 0 |  | 912 | 4560 |  | 300 | 1500 |  | 0 | 0 | 965.16 | 4825.8 | 0 | 0
2.104.32 | B2.11.19 | (*) Three Phase Isolator (TPN) IP 65 |  | No. | 9 |  |  | 0 | 0 |  | 1596 | 14364 |  | 900 | 8100 |  | 0 | 0 | 1703.22 | 15328.98 | 0 | 0
2.104.33 | B2.11.20 | (*) Three Phase Isolator (TPN) IP 65 FOR FIRE FIGHTING |  | No. | 1 |  |  | 0 | 0 |  | 741 | 741 |  | 1500 | 1500 |  | 0 | 0 | 1703.22 | 1703.22 | 0 | 0
| Note | Note Details
2.104.34 | - | POWER INSTALLATION:
2.104.35 | - | Wiring Devices Points
2.104.36 | - | Supply ,Install, testing and commissioning complete including points of Wiring devices with cover plates and outlet boxes , wiring cable tray & required all terminations,conduits,boxes , back boxes, couplers, draw boxes, junction boxes, wiring etc complete as per Drawings and Specifications.
| Item Code | Description | Item Remarks | Unit of Measurement | Quantity/Base Price |  |  | Unit Price/Discount % (Excluding VAT) | Total |  | Unit Price/Discount % (Excluding VAT) | Total |  | Unit Price/Discount % (Excluding VAT) | Total |  | Unit Price/Discount % (Excluding VAT) | Total | Unit Price/Discount % (Excluding VAT) | Total | Unit Price/Discount % (Excluding VAT) | Total
2.104.37 | B2.11.21 | (*) 13A switched single socket outlet |  | No. | 8 |  |  | 0 | 0 |  | 239.4 | 1915.2 |  | 320 | 2560 |  | 0 | 0 | 794.84 | 6358.72 | 0 | 0
2.104.38 | B2.11.22 | (*) 13A switched double socket outlet |  | No. | 22 |  |  | 0 | 0 |  | 273.6 | 6019.2 |  | 380 | 8360 |  | 0 | 0 | 851.61 | 18735.42 | 0 | 0
2.104.39 | B2.11.23 | (*) 13A switched double socket outlet W/P |  | No. | 8 |  |  | 0 | 0 |  | 399 | 3192 |  | 480 | 3840 |  | 0 | 0 | 738.06 | 5904.48 | 0 | 0
2.104.40 | B2.11.24 | (*) 13A switched double socket outlet above bench level |  | No. | 3 |  |  | 0 | 0 |  | 273.6 | 820.8 |  | 420 | 1260 |  | 0 | 0 | 794.84 | 2384.52 | 0 | 0
2.104.41 | B2.11.25 | (*) 13A switched single socket outlet above bench level |  | No. | 1 |  |  | 0 | 0 |  | 239.4 | 239.4 |  | 380 | 380 |  | 0 | 0 | 766.45 | 766.45 | 0 | 0
2.104.42 | B2.11.26 | (*) 16A Industrial socket |  | No. | 1 |  |  | 0 | 0 |  | 604.2 | 604.2 |  | 550 | 550 |  | 0 | 0 | 851.61 | 851.61 | 0 | 0
2.104.43 | B2.11.27 | (*) Flexible outlet at high level |  | No. | 8 |  |  | 0 | 0 |  | 250.8 | 2006.4 |  | 400 | 3200 |  | 0 | 0 | 510.97 | 4087.76 | 0 | 0
2.104.44 | B2.11.28 | (*) Flex outlet for water heater |  | No. | 2 |  |  | 0 | 0 |  | 250.8 | 501.6 |  | 400 | 800 |  | 0 | 0 | 567.74 | 1135.48 | 0 | 0
2.104.45 | B2.11.29 | (*) Floor box |  | No. | 5 |  |  | 0 | 0 |  | 490.2 | 2451 |  | 2500 | 12500 |  | 0 | 0 | 567.74 | 2838.7 | 0 | 0
| Note | Note Details
2.104.46 | - | LIGHTING FIXTURES
2.104.47 | - | Supply, install, testing and commissioning complete Light fittings including cabling, wiring, conduits and switches in connections to permanent wiring system
| Item Code | Description | Item Remarks | Unit of Measurement | Quantity/Base Price |  |  | Unit Price/Discount % (Excluding VAT) | Total |  | Unit Price/Discount % (Excluding VAT) | Total |  | Unit Price/Discount % (Excluding VAT) | Total |  | Unit Price/Discount % (Excluding VAT) | Total | Unit Price/Discount % (Excluding VAT) | Total | Unit Price/Discount % (Excluding VAT) | Total
2.104.48 | B2.11.30 | (*) Electrical points for Type L1 |  | No. | 8 |  |  | 0 | 0 |  | 473.1 | 3784.8 |  | 715 | 5720 |  | 0 | 0 | 1021.93 | 8175.44 | 0 | 0
2.104.49 | B2.11.31 | (*) Electrical points for Type L2 |  | No. | 2 |  |  | 0 | 0 |  | 473.1 | 946.2 |  | 715 | 1430 |  | 0 | 0 | 965.16 | 1930.32 | 0 | 0
2.104.50 | B2.11.32 | (*) Electrical points for Type L3 |  | No. | 14 |  |  | 0 | 0 |  | 387.6 | 5426.4 |  | 696 | 9744 |  | 0 | 0 | 681.29 | 9538.06 | 0 | 0
2.104.51 | B2.11.33 | (*) Electrical points for Type L4 |  | No. | 1 |  |  | 0 | 0 |  | 370.5 | 370.5 |  | 520 | 520 |  | 0 | 0 | 624.51 | 624.51 | 0 | 0
2.104.52 | B2.11.34 | (*) Electrical points for Type L5 |  | No. | 1 |  |  | 0 | 0 |  | 513 | 513 |  | 182 | 182 |  | 0 | 0 | 567.74 | 567.74 | 0 | 0
2.104.53 | B2.11.35 | (*) Electrical points for Type L6 |  | No. | 38 |  |  | 0 | 0 |  | 324.9 | 12346.2 |  | 806 | 30628 |  | 0 | 0 | 681.29 | 25889.02 | 0 | 0
2.104.54 | B2.11.36 | (*) Electrical points for Type L7 |  | No. | 10 |  |  | 0 | 0 |  | 342 | 3420 |  | 1578 | 15780 |  | 0 | 0 | 1589.67 | 15896.7 | 0 | 0
2.104.55 | B2.11.37 | (*) Electrical points for Type L8 |  | No. | 15 |  |  | 0 | 0 |  | 436.62 | 6549.3 |  | 1424 | 21360 |  | 0 | 0 | 908.38 | 13625.7 | 0 | 0
2.104.56 | B2.11.38 | (*) Electrical points for Type L9 |  | No. | 6 |  |  | 0 | 0 |  | 695.4 | 4172.4 |  | 1086 | 6516 |  | 0 | 0 | 1703.22 | 10219.32 | 0 | 0
2.104.57 | B2.11.39 | (*) Electrical points for Type L10 |  | No. | 31 |  |  | 0 | 0 |  | 627 | 19437 |  | 832 | 25792 |  | 0 | 0 | 2838.7 | 87999.7 | 0 | 0
2.104.58 | B2.11.40 | (*) Electrical points for Type L11 |  | No. | 12 |  |  | 0 | 0 |  | 741 | 8892 |  | 1879 | 22548 |  | 0 | 0 | 1987.09 | 23845.08 | 0 | 0
2.104.59 | B2.11.41 | (*) Electrical points for Type L12 |  | No. | 15 |  |  | 0 | 0 |  | 741 | 11115 |  | 1369 | 20535 |  | 0 | 0 | 681.29 | 10219.35 | 0 | 0
2.104.60 | B2.11.42 | (*) Electrical points for Type L13 |  | No. | 18 |  |  | 0 | 0 |  | 741 | 13338 |  | 2672 | 48096 |  | 0 | 0 | 908.38 | 16350.84 | 0 | 0
2.104.61 | B2.11.43 | (*) Surface Mountain Self Contained Non Maintained, 3 Hours Duration 1x12W Emergency Light |  | No. | 38 |  |  | 0 | 0 |  | 478.8 | 18194.4 |  | 1008 | 38304 |  | 0 | 0 | 1703.22 | 64722.36 | 0 | 0
2.104.62 | B2.11.44 | (*) Self Contained and Maintained, 3 Hours Duration 1x8W Exit Light |  | No. | 9 |  |  | 0 | 0 |  | 399 | 3591 |  | 1105 | 9945 |  | 0 | 0 | 1419.35 | 12774.15 | 0 | 0
| Note | Note Details
2.104.63 | - | WIRING DEVICES & ACCESSORIES
2.104.64 | - | Supply, install and connect the following devices including device boxes, cover, plates, conduits and wiring between devices and distribution boards, switch panels, etc. as per drawings:
| Item Code | Description | Item Remarks | Unit of Measurement | Quantity/Base Price |  |  | Unit Price/Discount % (Excluding VAT) | Total |  | Unit Price/Discount % (Excluding VAT) | Total |  | Unit Price/Discount % (Excluding VAT) | Total |  | Unit Price/Discount % (Excluding VAT) | Total | Unit Price/Discount % (Excluding VAT) | Total | Unit Price/Discount % (Excluding VAT) | Total
2.104.65 | B2.11.45 | (*) 20A double pole switch |  | No. | 10 |  |  | 0 | 0 |  | 222.3 | 2223 |  | 300 | 3000 |  | 0 | 0 | 851.61 | 8516.1 | 0 | 0
2.104.66 | B2.11.46 | (*) One way one gang lighting grid switch |  | No. | 9 |  |  | 0 | 0 |  | 205.2 | 1846.8 |  | 280 | 2520 |  | 0 | 0 | 738.06 | 6642.54 | 0 | 0
2.104.67 | B2.11.47 | (*) One way Two gang lighting grid switch |  | No. | 2 |  |  | 0 | 0 |  | 205.2 | 410.4 |  | 320 | 640 |  | 0 | 0 | 965.16 | 1930.32 | 0 | 0
| Note | Note Details
2.104.68 | - | LIGHTING CONTROL SYSTEM:
2.104.69 | - | Supply, install, test and commission complete lighting control system including, cabling, wiring, termination and power connections ,(Data if required)conduits, back boxes, couplers, accessories and suitable for each rooms, halls, corridors and offices and all place at the bulding with all required software and programming activities for all components of the system to the Specification ,shown on Drawings and operation performance requested by the Engineer and not limited to the following .
| Item Code | Description | Item Remarks | Unit of Measurement | Quantity/Base Price |  |  | Unit Price/Discount % (Excluding VAT) | Total |  | Unit Price/Discount % (Excluding VAT) | Total |  | Unit Price/Discount % (Excluding VAT) | Total |  | Unit Price/Discount % (Excluding VAT) | Total | Unit Price/Discount % (Excluding VAT) | Total | Unit Price/Discount % (Excluding VAT) | Total
2.104.70 | B2.11.48 | (*) Overide Switch |  | Item | 2 |  |  | 0 | 0 |  | 228 | 456 |  | 650 | 1300 |  | 0 | 0 | 5677.4 | 11354.8 | 0 | 0
2.104.71 | B2.11.49 | (*) 360 Motion sensor |  | No. | 9 |  |  | 0 | 0 |  | 570 | 5130 |  | 1000 | 9000 |  | 0 | 0 | 1135.48 | 10219.32 | 0 | 0
2.104.72 | B2.11.50 | (*) Lighting Control Panel |  | No. | 1 |  |  | 0 | 0 |  | 17100 | 17100 |  | 10000 | 10000 |  | 0 | 0 | 22709.58 | 22709.58 | 0 | 0
2.104.73 | B2.11.51 | (*) LCD Touch screen |  | No. | 1 |  |  | 0 | 0 |  | 11400 | 11400 |  | 3500 | 3500 |  | 0 | 0 | 7948.35 | 7948.35 | 0 | 0
2.104.74 | B2.11.52 | (*) Photocell & timer switcher W/P IP54 |  | No. | 1 |  |  | 0 | 0 |  | 1140 | 1140 |  | 800 | 800 |  | 0 | 0 | 7948.35 | 7948.35 | 0 | 0
2.104.75 | B2.11.53 | (*) Conduites, wiring, cables, termination, trunking, ,junction boxes,earthing and trays etc related to telecommunication system |  | Item | 1 |  |  | 0 | 0 |  | 684 | 684 |  | 0 | 0 |  | 0 | 0 | 28386.98 | 28386.98 | 0 | 0
| Note | Note Details
2.104.76 | - | COMMUNICATION SYSTEMS
2.104.77 | - | TELECOMMUNICATION SYSTEM:-
2.104.78 | - | Supply, install, testing and commissioning complete Telecom System Equipments Points & Accessories including connection and terminations as per Client Requirements, drawings ,Specifications and as per latest Etisalat regulations.
| Item Code | Description | Item Remarks | Unit of Measurement | Quantity/Base Price |  |  | Unit Price/Discount % (Excluding VAT) | Total |  | Unit Price/Discount % (Excluding VAT) | Total |  | Unit Price/Discount % (Excluding VAT) | Total |  | Unit Price/Discount % (Excluding VAT) | Total | Unit Price/Discount % (Excluding VAT) | Total | Unit Price/Discount % (Excluding VAT) | Total
2.104.79 | B2.11.54 | (*) IDF |  | No. | 1 |  |  | 0 | 0 |  | 4560 | 4560 |  | 25000 | 25000 |  | 0 | 0 | 14761.23 | 14761.23 | 0 | 0
2.104.80 | B2.11.55 | (*) Dual RJ 45outlet |  | No. | 20 |  |  | 0 | 0 |  | 1482 | 29640 |  | 720 | 14400 |  | 0 | 0 | 908.38 | 18167.6 | 0 | 0
2.104.81 | B2.11.56 | (*) Single RJ 45outlet (above false cielling) |  | No. | 3 |  |  | 0 | 0 |  | 228 | 684 |  | 400 | 1200 |  | 0 | 0 | 681.29 | 2043.87 | 0 | 0
2.104.82 | B2.11.57 | (*) Single RJ 45 at high level |  | No. | 1 |  |  | 0 | 0 |  | 228 | 228 |  | 380 | 380 |  | 0 | 0 | 681.29 | 681.29 | 0 | 0
2.104.83 | B2.11.58 | (*) 24 POE port switch |  | No. | 1 |  |  | 0 | 0 |  | 9120 | 9120 |  | 6000 | 6000 |  | 0 | 0 | 14193.49 | 14193.49 | 0 | 0
2.104.84 | B2.11.59 | (*) patch panel |  | No. | 1 |  |  | 0 | 0 |  | 10260 | 10260 |  | 2500 | 2500 |  | 0 | 0 | 17032.19 | 17032.19 | 0 | 0
2.104.85 | B2.11.60 | (*) Conduites, wiring, cables, termination, trunking, ,junction boxes,earthing and trays etc related to telecommunication system |  | Item | 1 |  |  | 0 | 0 |  | 4560 | 4560 |  | 45000 | 45000 |  | 0 | 0 | 28386.98 | 28386.98 | 0 | 0
| Note | Note Details
2.104.86 | - | Cables Trays and Trunking
2.104.87 | - | cable trays, cable ducts, GI cable trunking, civil works etc. including all fixings and termination complete as per shown in schematic diagram, load schedules drawings and requirments
| Item Code | Description | Item Remarks | Unit of Measurement | Quantity/Base Price |  |  | Unit Price/Discount % (Excluding VAT) | Total |  | Unit Price/Discount % (Excluding VAT) | Total |  | Unit Price/Discount % (Excluding VAT) | Total |  | Unit Price/Discount % (Excluding VAT) | Total | Unit Price/Discount % (Excluding VAT) | Total | Unit Price/Discount % (Excluding VAT) | Total
2.104.88 | B2.11.61 | (*) GI Trunking 50mm x 50mm |  | Item | 1 |  |  | 0 | 0 |  | 1231.2 | 1231.2 |  | 0 | 0 |  | 0 | 0 | 8516.09 | 8516.09 | 0 | 0
2.104.89 | B2.11.62 | (*) GI Trunking 100mm x 100mm |  | Item | 1 |  |  | 0 | 0 |  | 1869.6 | 1869.6 |  | 0 | 0 |  | 0 | 0 | 9651.57 | 9651.57 | 0 | 0
2.104.90 | B2.11.63 | (*) GI Trunking 150mm x 150mm |  | Item | 1 |  |  | 0 | 0 |  | 3055.2 | 3055.2 |  | 0 | 0 |  | 0 | 0 | 9935.44 | 9935.44 | 0 | 0
2.104.91 | B2.11.64 | (*) 100mm HDGI cable tray |  | Item | 1 |  |  | 0 | 0 |  | 2280 | 2280 |  | 0 | 0 |  | 0 | 0 | 9083.83 | 9083.83 | 0 | 0
2.104.92 | B2.11.65 | (*) 150mm HDGI cable tray |  | Item | 1 |  |  | 0 | 0 |  | 3283.2 | 3283.2 |  | 0 | 0 |  | 0 | 0 | 9651.57 | 9651.57 | 0 | 0
| Note | Note Details
2.104.93 | - | ACCESS CONTROL SYSTEM
2.104.94 | - | install, test and commission a Door access control system as specified here under and shown on the drawings and secification
| Item Code | Description | Item Remarks | Unit of Measurement | Quantity/Base Price |  |  | Unit Price/Discount % (Excluding VAT) | Total |  | Unit Price/Discount % (Excluding VAT) | Total |  | Unit Price/Discount % (Excluding VAT) | Total |  | Unit Price/Discount % (Excluding VAT) | Total | Unit Price/Discount % (Excluding VAT) | Total | Unit Price/Discount % (Excluding VAT) | Total
2.104.95 | B2.11.66 | (*) Card Reader |  | No. | 3 |  |  | 0 | 0 |  | 1140 | 3420 |  | 2500 | 7500 |  | 0 | 0 | 908.38 | 2725.14 | 0 | 0
2.104.96 | B2.11.67 | (*) Exit button |  | No. | 3 |  |  | 0 | 0 |  | 1140 | 3420 |  | 500 | 1500 |  | 0 | 0 | 1703.22 | 5109.66 | 0 | 0
2.104.97 | B2.11.68 | (*) Door contact |  | No. | 3 |  |  | 0 | 0 |  | 570 | 1710 |  | 500 | 1500 |  | 0 | 0 | 851.61 | 2554.83 | 0 | 0
2.104.98 | B2.11.69 | (*) Magnetic lock |  | No. | 3 |  |  | 0 | 0 |  | 456 | 1368 |  | 1500 | 4500 |  | 0 | 0 | 851.61 | 2554.83 | 0 | 0
2.104.99 | B2.11.70 | (*) 24 port switch |  | No. | 1 |  |  | 0 | 0 |  | 570 | 570 |  | 6000 | 6000 |  | 0 | 0 | 11354.79 | 11354.79 | 0 | 0
2.104.100 | B2.11.71 | (*) patch panel |  | No. | 1 |  |  | 0 | 0 |  | 1140 | 1140 |  | 2500 | 2500 |  | 0 | 0 | 17032.19 | 17032.19 | 0 | 0
2.104.101 | B2.11.72 | (*) wiring, , termination etc related work to Access control system |  | Item | 1 |  |  | 0 | 0 |  | 5700 | 5700 |  | 20000 | 20000 |  | 0 | 0 | 22709.58 | 22709.58 | 0 | 0
| Note | Note Details
2.104.102 | - | AUDIO VIDEO SYSTEM
2.104.103 | - | Supply, install Test & Commissioning the following Audio Video and outlets complete including pull boxes, and all necessary fixing accessories all as shown in the drawings,schematic diagram & specification.
| Item Code | Description | Item Remarks | Unit of Measurement | Quantity/Base Price |  |  | Unit Price/Discount % (Excluding VAT) | Total |  | Unit Price/Discount % (Excluding VAT) | Total |  | Unit Price/Discount % (Excluding VAT) | Total |  | Unit Price/Discount % (Excluding VAT) | Total | Unit Price/Discount % (Excluding VAT) | Total | Unit Price/Discount % (Excluding VAT) | Total
2.104.104 | B2.11.73 | (*) 40'' smart HD TV WITH BUILT IN PC |  | No. | 2 |  |  | 0 | 0 |  | 9120 | 18240 |  | 15000 | 30000 |  | 0 | 0 | 9651.57 | 19303.14 | 0 | 0
2.104.105 | B2.11.74 | (*) Conduites, wiring, patch panels, cables, termination, trunking, ,junction boxes,earthing,software and trays... etc related work required for AV system |  | Item | 1 |  |  | 0 | 0 |  | 4560 | 4560 |  | 6000 | 6000 |  | 0 | 0 | 18735.41 | 18735.41 | 0 | 0
| Note | Note Details
2.104.106 | - | CCTV System Installation
2.104.107 | - | Allow for all necessary works in connection with CCTV installation complete including supply, installation, testing and commissioning as per the drawings and/or the specifications
2.104.108 | - | Complete CCTV system including NVR,work station,CAT6 cabling ,power caling... ETC and all devices / elements as shown on the drawings and/or in specification including supply, installation, connections, testing & commissioning and documentation. Include all builders work, fixing accessories, wires/ cables, tagging, cable tray with cover, trunking, conduits, supports, back boxes,couplers and accessories as required
| Item Code | Description | Item Remarks | Unit of Measurement | Quantity/Base Price |  |  | Unit Price/Discount % (Excluding VAT) | Total |  | Unit Price/Discount % (Excluding VAT) | Total |  | Unit Price/Discount % (Excluding VAT) | Total |  | Unit Price/Discount % (Excluding VAT) | Total | Unit Price/Discount % (Excluding VAT) | Total | Unit Price/Discount % (Excluding VAT) | Total
2.104.109 | B2.11.75 | (*) Dome type camera IP (Day & Night) POE ,Recognize |  | No. | 10 |  |  | 0 | 0 |  | 2280 | 22800 |  | 6000 | 60000 |  | 0 | 0 | 9083.83 | 90838.3 | 0 | 0
2.104.110 | B2.11.76 | (*) Fixed camera IP (DAY & Night )POE weather proof ,Recongize |  | No. | 7 |  |  | 0 | 0 |  | 2850 | 19950 |  | 9500 | 66500 |  | 0 | 0 | 11354.79 | 79483.53 | 0 | 0
2.104.111 | B2.11.77 | (*) port switch |  | No. | 2 |  |  | 0 | 0 |  | 228 | 456 |  | 0 | 0 |  | 0 | 0 | 9083.83 | 18167.66 | 0 | 0
2.104.112 | B2.11.78 | (*) 24 POE port switch |  | No. | 2 |  |  | 0 | 0 |  | 570 | 1140 |  | 6000 | 12000 |  | 0 | 0 | 17032.19 | 34064.38 | 0 | 0
2.104.113 | B2.11.79 | (*) Patch panel |  | No. | 2 |  |  | 0 | 0 |  | 1140 | 2280 |  | 2500 | 5000 |  | 0 | 0 | 17032.19 | 34064.38 | 0 | 0
2.104.114 | B2.11.80 | (*) Conduites, wiring, patch panels, cables, termination, trunking, ,junction boxes,earthing and trays... etc related work required for CCTV system |  | Item | 1 |  |  | 0 | 0 |  | 5700 | 5700 |  | 50000 | 50000 |  | 0 | 0 | 28386.98 | 28386.98 | 0 | 0
| Note | Note Details
2.104.115 | - | PUBLIC ADDRESS SYSTEM
2.104.116 | - | Allow for all necessary works in connection with PA installation complete including supply, installation, testing and commissioning as per the drawings and/or the specifications
2.104.117 | - | Complete PA system including all devices / elements as shown on the drawings and/or in specification including supply, installation, connections, testing & commissioning and documentation. Include all builders work, fixing accessories, tagging, cable tray with cover, trunking, conduits, supports, back boxes,couplers and accessories as required
| Item Code | Description | Item Remarks | Unit of Measurement | Quantity/Base Price |  |  | Unit Price/Discount % (Excluding VAT) | Total |  | Unit Price/Discount % (Excluding VAT) | Total |  | Unit Price/Discount % (Excluding VAT) | Total |  | Unit Price/Discount % (Excluding VAT) | Total | Unit Price/Discount % (Excluding VAT) | Total | Unit Price/Discount % (Excluding VAT) | Total
2.104.118 | B2.11.81 | (*) 6 watts cielling speaker |  | No. | 9 |  |  | 0 | 0 |  | 1482 | 13338 |  | 1500 | 13500 |  | 0 | 0 | 2270.96 | 20438.64 | 0 | 0
2.104.119 | B2.11.82 | (*) 20watts cielling speaker |  | No. | 3 |  |  | 0 | 0 |  | 570 | 1710 |  | 2500 | 7500 |  | 0 | 0 | 10787.05 | 32361.15 | 0 | 0
2.104.120 | B2.11.83 | (*) Touching screen paging microphone |  | No. | 1 |  |  | 0 | 0 |  | 1140 | 1140 |  | 3500 | 3500 |  | 0 | 0 | 3179.34 | 3179.34 | 0 | 0
2.104.121 | B2.11.84 | (*) Power amplifier |  | No. | 1 |  |  | 0 | 0 |  | 3990 | 3990 |  | 15000 | 15000 |  | 0 | 0 | 5677.4 | 5677.4 | 0 | 0
2.104.122 | B2.11.85 | (*) System manager |  | No. | 1 |  |  | 0 | 0 |  | 2280 | 2280 |  | 15000 | 15000 |  | 0 | 0 | 11354.79 | 11354.79 | 0 | 0
2.104.123 | B2.11.86 | (*) Conduits, wiring, cables, termination, trunking, junction boxes and trays etc. related to Public address system as specified |  | Item | 1 |  |  | 0 | 0 |  | 17100 | 17100 |  | 31660 | 31660 |  | 0 | 0 | 28386.98 | 28386.98 | 0 | 0
| Note | Note Details
2.104.124 | - | Uninterruptible Power Supply
2.104.125 | - | Supply, install, test and commission of UPS including battery bank, rectifier, inverters static by pass switch, control panel, ducts, cable terminations, cable tray, conduits, civil works, etc. in accordance with the site conditions, Requirements, Drawings and Specification.
| Item Code | Description | Item Remarks | Unit of Measurement | Quantity/Base Price |  |  | Unit Price/Discount % (Excluding VAT) | Total |  | Unit Price/Discount % (Excluding VAT) | Total |  | Unit Price/Discount % (Excluding VAT) | Total |  | Unit Price/Discount % (Excluding VAT) | Total | Unit Price/Discount % (Excluding VAT) | Total | Unit Price/Discount % (Excluding VAT) | Total
2.104.126 | B2.11.87 | (*) 5 KVA UPS (for racks) |  | No. | 1 |  |  | 0 | 0 |  | 20520 | 20520 |  | 25000 | 25000 |  | 0 | 0 | 71535.18 | 71535.18 | 0 | 0
| Note | Note Details
2.104.127 | - | Earthing & bonding System
| Item Code | Description | Item Remarks | Unit of Measurement | Quantity/Base Price |  |  | Unit Price/Discount % (Excluding VAT) | Total |  | Unit Price/Discount % (Excluding VAT) | Total |  | Unit Price/Discount % (Excluding VAT) | Total |  | Unit Price/Discount % (Excluding VAT) | Total | Unit Price/Discount % (Excluding VAT) | Total | Unit Price/Discount % (Excluding VAT) | Total
2.104.128 | B2.11.88 | (*) Supply, install ,testing and commissioning with all accessories of the earthing and bonding system complete including Earth Bar main earth electrodes , earthing continuity conductors ,bonding conductors and earth pit etc, as specified. |  | Item | 1 |  |  | 0 | 0 |  | 9120 | 9120 |  | 10000 | 10000 |  | 0 | 0 | 28386.98 | 28386.98 | 0 | 0
| Note | Note Details
2.104.129 | - | Lightning Protection System
2.104.130 | - | Supply, install, test and commission complete lightning protection system air termination network, fitting and connection complete in accordance with Specifications and Drawings.
| Item Code | Description | Item Remarks | Unit of Measurement | Quantity/Base Price |  |  | Unit Price/Discount % (Excluding VAT) | Total |  | Unit Price/Discount % (Excluding VAT) | Total |  | Unit Price/Discount % (Excluding VAT) | Total |  | Unit Price/Discount % (Excluding VAT) | Total | Unit Price/Discount % (Excluding VAT) | Total | Unit Price/Discount % (Excluding VAT) | Total
2.104.131 | B2.11.89 | (*) Earth pit |  | Item | 1 |  |  | 0 | 0 |  | 6840 | 6840 |  | 15000 | 15000 |  | 0 | 0 | 17032.19 | 17032.19 | 0 | 0
2.104.132 | B2.11.90 | (*) Free standing air terminal for protection of mechanical |  | Item | 1 |  |  | 0 | 0 |  | 4560 | 4560 |  | 1000 | 1000 |  | 0 | 0 | 14193.49 | 14193.49 | 0 | 0
2.104.133 | B2.11.91 | (*) Thermo weld in all joints |  | Item | 1 |  |  | 0 | 0 |  | 570 | 570 |  | 9000 | 9000 |  | 0 | 0 | 5677.4 | 5677.4 | 0 | 0
2.104.134 | B2.11.92 | (*) Copper tape down conductor |  | Item | 1 |  |  | 0 | 0 |  | 570 | 570 |  | 3000 | 3000 |  | 0 | 0 | 5677.4 | 5677.4 | 0 | 0
2.104.135 | B2.11.93 | (*) Down conductor to earth pit |  | Item | 1 |  |  | 0 | 0 |  | 285 | 285 |  | 2000 | 2000 |  | 0 | 0 | 10219.31 | 10219.31 | 0 | 0
2.104.136 | B2.11.94 | (*) 25x 3mm bare copper tape lightning protection air terminal |  | Item | 1 |  |  | 0 | 0 |  | 2850 | 2850 |  | 12000 | 12000 |  | 0 | 0 | 9651.57 | 9651.57 | 0 | 0
| Note | Note Details
2.104.137 | - | FIRE ALARM & SECURITY SYSTEMS
2.104.138 | - | ANALOGUE ADDRESSABLE FIRE ALARM SYSTEM
2.104.139 | - | Fire Alarm Installation
2.104.140 | - | Allow for all necessary works in connection with fire alarm installation complete including supply, installation, testing and commissioning as per the drawings and/or the specifications
2.104.141 | - | Complete addressable fire alarm system including all devices / elements as shown on the drawings and/or in specification including supply, installation, connections, testing & commissioning and documentation. Include all builders work, detector base, fixing accessories, fire resistant cables, tagging, cable tray with cover, trunking, conduits, supports, back boxes, couplers and accessories as required.
| Item Code | Description | Item Remarks | Unit of Measurement | Quantity/Base Price |  |  | Unit Price/Discount % (Excluding VAT) | Total |  | Unit Price/Discount % (Excluding VAT) | Total |  | Unit Price/Discount % (Excluding VAT) | Total |  | Unit Price/Discount % (Excluding VAT) | Total | Unit Price/Discount % (Excluding VAT) | Total | Unit Price/Discount % (Excluding VAT) | Total
2.104.142 | B2.11.95 | (*) Addressable Fire Alarm control panel |  | No. | 1 |  |  | 0 | 0 |  | 7980 | 7980 |  | 15000 | 15000 |  | 0 | 0 | 45419.16 | 45419.16 | 0 | 0
2.104.143 | B2.11.96 | (*) Addressable Monitor panel for emergency light |  | No. | 1 |  |  | 0 | 0 |  | 7980 | 7980 |  | 30000 | 30000 |  | 0 | 0 | 39741.77 | 39741.77 | 0 | 0
2.104.144 | B2.11.97 | (*) Addressable Smoke detector |  | No. | 10 |  |  | 0 | 0 |  | 399 | 3990 |  | 350 | 3500 |  | 0 | 0 | 1419.35 | 14193.5 | 0 | 0
2.104.145 | B2.11.98 | (*) Addressable heat detector |  | No. | 2 |  |  | 0 | 0 |  | 399 | 798 |  | 450 | 900 |  | 0 | 0 | 1362.57 | 2725.14 | 0 | 0
2.104.146 | B2.11.99 | (*) Addressable manual call point |  | No. | 4 |  |  | 0 | 0 |  | 399 | 1596 |  | 500 | 2000 |  | 0 | 0 | 1419.35 | 5677.4 | 0 | 0
2.104.147 | B2.11.100 | (*) Addressable Fire alarm sounder |  | No. | 5 |  |  | 0 | 0 |  | 1140 | 5700 |  | 600 | 3000 |  | 0 | 0 | 1305.8 | 6529 | 0 | 0
2.104.148 | B2.11.101 | (*) Addressable Fire Alarm sounder with strobe weather proof |  | No. | 4 |  |  | 0 | 0 |  | 2280 | 9120 |  | 650 | 2600 |  | 0 | 0 | 1362.57 | 5450.28 | 0 | 0
2.104.149 | B2.11.102 | (*) Monitor Module |  | No. | 1 |  |  | 0 | 0 |  | 6840 | 6840 |  | 1500 | 1500 |  | 0 | 0 | 2838.7 | 2838.7 | 0 | 0
2.104.150 | B2.11.103 | (*) conduits, cabling, trays, ducts, trunking related to fire alarm system. |  | Item | 1 |  |  | 0 | 0 |  | 7980 | 7980 |  | 5000 | 5000 |  | 0 | 0 | 34064.37 | 34064.37 | 0 | 0
2.104.151 | B2.11.104 | (*) Aspiration Smoke Senseing System |  | Item | 1 |  |  | 0 | 0 |  | 7980 | 7980 |  | 30000 | 30000 |  | 0 | 0 | 17032.19 | 17032.19 | 0 | 0
| Note | Note Details
2.104.152 | - | SUNDRIES:-
| Item Code | Description | Item Remarks | Unit of Measurement | Quantity/Base Price |  |  | Unit Price/Discount % (Excluding VAT) | Total |  | Unit Price/Discount % (Excluding VAT) | Total |  | Unit Price/Discount % (Excluding VAT) | Total |  | Unit Price/Discount % (Excluding VAT) | Total | Unit Price/Discount % (Excluding VAT) | Total | Unit Price/Discount % (Excluding VAT) | Total
2.104.153 | B2.11.105 | (*) Allow for supports |  | Item | 1 |  |  | 0 | 0 |  | 1140 | 1140 |  | 5000 | 5000 |  | 0 | 0 | 11354.79 | 11354.79 | 0 | 0
2.104.154 | B2.11.106 | (*) Allow for identifications, tag plates, labels, signage and colour coding for all services. |  | Item | 1 |  |  | 0 | 0 |  | 1140 | 1140 |  | 2000 | 2000 |  | 0 | 0 | 11354.79 | 11354.79 | 0 | 0
2.104.155 | B2.11.107 | (*) Allow for testing and pre-commissioning |  | Item | 1 |  |  | 0 | 0 |  | 1140 | 1140 |  | 1000 | 1000 |  | 0 | 0 | 11354.79 | 11354.79 | 0 | 0
2.104.156 | B2.11.108 | (*) Allow for commissioning |  | Item | 1 |  |  | 0 | 0 |  | 4560 | 4560 |  | 500 | 500 |  | 0 | 0 | 11354.79 | 11354.79 | 0 | 0
2.104.157 | B2.11.109 | (*) Allow for tools and spares |  | Item | 1 |  |  | 0 | 0 |  | 7980 | 7980 |  | 500 | 500 |  | 0 | 0 | 11354.79 | 11354.79 | 0 | 0
2.104.158 | B2.11.110 | (*) Allow for document and certification |  | Item | 1 |  |  | 0 | 0 |  | 7980 | 7980 |  | 1500 | 1500 |  | 0 | 0 | 11354.79 | 11354.79 | 0 | 0
2.104.159 | B2.11.111 | (*) Allow for co-ordination with other services |  | Item | 1 |  |  | 0 | 0 |  | 7980 | 7980 |  | 1000 | 1000 |  | 0 | 0 | 11354.79 | 11354.79 | 0 | 0
2.104.160 | B2.11.112 | (*) Allow for cutting or forming holes, mortises, chases, or the like and making good finishing |  | Item | 1 |  |  | 0 | 0 |  | 1140 | 1140 |  | 3000 | 3000 |  | 0 | 0 | 11354.79 | 11354.79 | 0 | 0
2.104.161 | B2.11.113 | (*) Allow for building in or cutting and pinning brackets or the like and making good finishing |  | Item | 1 |  |  | 0 | 0 |  | 7980 | 7980 |  | 2000 | 2000 |  | 0 | 0 | 11354.79 | 11354.79 | 0 | 0
2.104.162 | B2.11.114 | (*) Allow for protective painting to all systems |  | Item | 1 |  |  | 0 | 0 |  | 1140 | 1140 |  | 1000 | 1000 |  | 0 | 0 | 11354.79 | 11354.79 | 0 | 0
2.104.163 | B2.11.115 | (*) Allow for decorative painting to all systems |  | Item | 1 |  |  | 0 | 0 |  | 1140 | 1140 |  | 1000 | 1000 |  | 0 | 0 | 11354.79 | 11354.79 | 0 | 0
2.104.164 | B2.11.116 | (*) Allow for drawings, manuals, submittal, samples inspections, instruction books |  | Item | 1 |  |  | 0 | 0 |  | 1140 | 1140 |  | 3000 | 3000 |  | 0 | 0 | 11354.79 | 11354.79 | 0 | 0
2.104.165 | B2.11.117 | (*) Allow for builders work |  | Item | 1 |  |  | 0 | 0 |  | 12540 | 12540 |  | 10000 | 10000 |  | 0 | 0 | 11354.79 | 11354.79 | 0 | 0
| Note | Note Details
2.104.166 | - | Additional items
| Item Code | Description | Item Remarks | Unit of Measurement | Quantity/Base Price |  |  | Unit Price/Discount % (Excluding VAT) | Total |  | Unit Price/Discount % (Excluding VAT) | Total |  | Unit Price/Discount % (Excluding VAT) | Total |  | Unit Price/Discount % (Excluding VAT) | Total | Unit Price/Discount % (Excluding VAT) | Total | Unit Price/Discount % (Excluding VAT) | Total
2.104.167 | AI | (*) Contractor may price here any items which has been shown in the Contract drawings or any other Contract Documents but overlooked or not specifically mentioned inthe schedule of items and is necessary for the satisfactory completion of the Works. Should the Contractor fail to insert any item here, it will be deemed that lump sum Contract Price includes all such items and no claims for additional items will be entertained. |  | Item | 1 |  |  | 0 | 0 |  | 0 | 0 |  | 0 | 0 |  | 2255066.06 | 2255066.06 | 0 | 0 | 1260000 | 1260000
| Note | Note Details
2.104.168 | - | Please attach one PDF file to be named "Additional Items for (insert bill no/name & Section No/name)" for the details of these additional items in the additional attachment area at the end of the BOQ.
2.105 KL: B2-12 EXTERNAL WORKS | [6 empty] | 507625 | 8 (out of 8) | 363050 |  | 8 (out of 8) | 410400 |  | 8 (out of 8) | 939000 |  | 8 (out of 8) | 1265026 | 8 (out of 8) | 1159608.12 | 8 (out of 8) | 2781000
| Note | Note Details
2.105.1 | - | External Works:
2.105.2 | - | LandScape
2.105.3 | - | LandScape ,including all accessories needed , as per mention in drawings & specifications
| Item Code | Description | Item Remarks | Unit of Measurement | Quantity/Base Price |  |  | Unit Price/Discount % (Excluding VAT) | Total |  | Unit Price/Discount % (Excluding VAT) | Total |  | Unit Price/Discount % (Excluding VAT) | Total |  | Unit Price/Discount % (Excluding VAT) | Total | Unit Price/Discount % (Excluding VAT) | Total | Unit Price/Discount % (Excluding VAT) | Total
2.105.4 | B2.12.1 | (*) Plants - Trees - Shurbs - Ground Covers |  | Item | 1 |  |  | 1272 | 1272 |  | 136800 | 136800 |  | 200000 | 200000 |  | 521276 | 521276 | 359568.39 | 359568.39 | 880000 | 880000
| Note | Note Details
2.105.5 | - | Dead Trees , as per mention in drawings & specifications
| Item Code | Description | Item Remarks | Unit of Measurement | Quantity/Base Price |  |  | Unit Price/Discount % (Excluding VAT) | Total |  | Unit Price/Discount % (Excluding VAT) | Total |  | Unit Price/Discount % (Excluding VAT) | Total |  | Unit Price/Discount % (Excluding VAT) | Total | Unit Price/Discount % (Excluding VAT) | Total | Unit Price/Discount % (Excluding VAT) | Total
2.105.6 | B2.12.2 | (*) Dead Trees |  | Item | 1 |  |  | 53000 | 53000 |  | 22800 | 22800 |  | 400000 | 400000 |  | 100000 | 100000 | 239712.26 | 239712.26 | 200000 | 200000
| Note | Note Details
2.105.7 | - | Loase Rocks ,including all accessories needed , as per mention in drawings & specifications
| Item Code | Description | Item Remarks | Unit of Measurement | Quantity/Base Price |  |  | Unit Price/Discount % (Excluding VAT) | Total |  | Unit Price/Discount % (Excluding VAT) | Total |  | Unit Price/Discount % (Excluding VAT) | Total |  | Unit Price/Discount % (Excluding VAT) | Total | Unit Price/Discount % (Excluding VAT) | Total | Unit Price/Discount % (Excluding VAT) | Total
2.105.8 | B2.12.3 | (*) Loase Rocks in External Exhibet |  | Item | 1 |  |  | 79500 | 79500 |  | 11400 | 11400 |  | 50000 | 50000 |  | 187500 | 187500 | 89892.1 | 89892.1 | 800000 | 800000
| Note | Note Details
2.105.9 | - | Interlock Tiles
2.105.10 | - | Supply and Fix interlock tiles ,including all accessories needed , as per mention in drawings & specifications
| Item Code | Description | Item Remarks | Unit of Measurement | Quantity/Base Price |  |  | Unit Price/Discount % (Excluding VAT) | Total |  | Unit Price/Discount % (Excluding VAT) | Total |  | Unit Price/Discount % (Excluding VAT) | Total |  | Unit Price/Discount % (Excluding VAT) | Total | Unit Price/Discount % (Excluding VAT) | Total | Unit Price/Discount % (Excluding VAT) | Total
2.105.11 | B2.12.4 | (*) Interlock Tiles 60mm &Interlock Tiles 80mm |  | Item | 1 |  |  | 93598 | 93598 |  | 39900 | 39900 |  | 80000 | 80000 |  | 140000 | 140000 | 110267.64 | 110267.64 | 68000 | 68000
| Note | Note Details
2.105.12 | - | Kerbstone
2.105.13 | - | Supply and Fix Curbstone ,including all accessories needed , as per mention in drawings & specifications
| Item Code | Description | Item Remarks | Unit of Measurement | Quantity/Base Price |  |  | Unit Price/Discount % (Excluding VAT) | Total |  | Unit Price/Discount % (Excluding VAT) | Total |  | Unit Price/Discount % (Excluding VAT) | Total |  | Unit Price/Discount % (Excluding VAT) | Total | Unit Price/Discount % (Excluding VAT) | Total | Unit Price/Discount % (Excluding VAT) | Total
2.105.14 | B2.12.5 | (*) Kerbstone |  | Item | 1 |  |  | 38160 | 38160 |  | 5700 | 5700 |  | 25000 | 25000 |  | 75000 | 75000 | 50938.85 | 50938.85 | 53000 | 53000
| Note | Note Details
2.105.15 | - | External Signage
2.105.16 | - | Supply and Fix External Sinage ,including all accessories needed , as per mention in drawings & specifications
| Item Code | Description | Item Remarks | Unit of Measurement | Quantity/Base Price |  |  | Unit Price/Discount % (Excluding VAT) | Total |  | Unit Price/Discount % (Excluding VAT) | Total |  | Unit Price/Discount % (Excluding VAT) | Total |  | Unit Price/Discount % (Excluding VAT) | Total | Unit Price/Discount % (Excluding VAT) | Total | Unit Price/Discount % (Excluding VAT) | Total
2.105.17 | B2.12.6 | (*) External Sinage corian with round edges |  | Item | 1 |  |  | 53000 | 53000 |  | 114000 | 114000 |  | 100000 | 100000 |  | 31250 | 31250 | 107870.52 | 107870.52 | 80000 | 80000
| Note | Note Details
2.105.18 | - | Shades
2.105.19 | - | Supply and Fix Shades ,including all accessories needed , as per mention in drawings & specifications
| Item Code | Description | Item Remarks | Unit of Measurement | Quantity/Base Price |  |  | Unit Price/Discount % (Excluding VAT) | Total |  | Unit Price/Discount % (Excluding VAT) | Total |  | Unit Price/Discount % (Excluding VAT) | Total |  | Unit Price/Discount % (Excluding VAT) | Total | Unit Price/Discount % (Excluding VAT) | Total | Unit Price/Discount % (Excluding VAT) | Total
2.105.20 | B2.12.7 | (*) Shaded Koala Holder with post Double |  | No. | 14 |  |  | 3180 | 44520 |  | 5700 | 79800 |  | 6000 | 84000 |  | 15000 | 210000 | 14382.74 | 201358.36 | 50000 | 700000
| Note | Note Details
2.105.21 | - | Additional items
| Item Code | Description | Item Remarks | Unit of Measurement | Quantity/Base Price |  |  | Unit Price/Discount % (Excluding VAT) | Total |  | Unit Price/Discount % (Excluding VAT) | Total |  | Unit Price/Discount % (Excluding VAT) | Total |  | Unit Price/Discount % (Excluding VAT) | Total | Unit Price/Discount % (Excluding VAT) | Total | Unit Price/Discount % (Excluding VAT) | Total
2.105.22 | AI | (*) Contractor may price here any items which has been shown in the Contract drawings or any other Contract Documents but overlooked or not specifically mentioned inthe schedule of items and is necessary for the satisfactory completion of the Works. Should the Contractor fail to insert any item here, it will be deemed that lump sum Contract Price includes all such items and no claims for additional items will be entertained. |  | Item | 1 |  |  | 0 | 0 |  | 0 | 0 |  | 0 | 0 |  | 0 | 0 | 0 | 0 | 0 | 0
| Note | Note Details
2.105.23 | - | Please attach one PDF file to be named "Additional Items for (insert bill no/name & Section No/name)" for the details of these additional items in the additional attachment area at the end of the BOQ.
2.106 KL: B2-13 PROVISIONAL SUM | [7 empty] | 3 (out of 3) | 10600 |  | 3 (out of 3) | 12000 |  | 3 (out of 3) | 11300 |  | 3 (out of 3) | 10800 | 3 (out of 3) | 11500 | 3 (out of 3) | 11000
| Note | Note Details
2.106.1 | - | Each of the below item shall be executed in whole or in part upon receipt of written instruction from the Employer/Engineer of the Project.
2.106.2 | - | Artificial plants pots
2.106.3 | - | Please enter AED 10,000.00 in the price field
| Item Code | Description | Item Remarks | Unit of Measurement | Quantity/Base Price |  |  | Unit Price/Discount % (Excluding VAT) | Total |  | Unit Price/Discount % (Excluding VAT) | Total |  | Unit Price/Discount % (Excluding VAT) | Total |  | Unit Price/Discount % (Excluding VAT) | Total | Unit Price/Discount % (Excluding VAT) | Total | Unit Price/Discount % (Excluding VAT) | Total
2.106.4 | PS-01 | (*) Provisional Sum of AED 10,000.00 AED for Supply of Artificial Plants Pots as per drawing and specification ,inclusind all items needed. |  | P.S. | 1 |  |  | 10000 | 10000 |  | 10000 | 10000 |  | 10000 | 10000 |  | 10000 | 10000 | 10000 | 10000 | 10000 | 10000
| Note | Note Details
2.106.5 | - | Please enter the percentage as per the example (Example: if 8% please enter it as 0.08)
| Item Code | Description | Item Remarks | Unit of Measurement | Quantity/Base Price |  |  | Unit Price/Discount % (Excluding VAT) | Total |  | Unit Price/Discount % (Excluding VAT) | Total |  | Unit Price/Discount % (Excluding VAT) | Total |  | Unit Price/Discount % (Excluding VAT) | Total | Unit Price/Discount % (Excluding VAT) | Total | Unit Price/Discount % (Excluding VAT) | Total
2.106.6 | PS-02 | (*) Allow for Main Contractor's Overhead and Profit |  | % | 10000 |  |  | 0.05 | 500 |  | 0.1 | 1000 |  | 0.1 | 1000 |  | 0.05 | 500 | 0.08 | 800 | 0.05 | 500
2.106.7 | PS-03 | (*) Allow for General Attendance |  | % | 10000 |  |  | 0.01 | 100 |  | 0.1 | 1000 |  | 0.03 | 300 |  | 0.03 | 300 | 0.07 | 700 | 0.05 | 500
2.107 SAND CAT BREEDING FACILITY | [6 empty] | 3042391 |  | 6855919 |  | 0 (out of 0) | 6594325.12 |  | 0 (out of 0) | 7574000 |  | 0 (out of 0) | 6314880.48 | 0 (out of 0) | 14934118.65 | 0 (out of 0) | 11092884
2.108 SCBF: BILL NO 01 - PRELIMINARIES AND GENERAL REQUIREMENTS | [6 empty] | 250974 | 53 (out of 53) | 3325475 |  | 53 (out of 53) | 1441060 |  | 53 (out of 53) | 1917623 |  | 53 (out of 53) | 0 | 53 (out of 53) | 4923750 | 53 (out of 53) | 3983390
| Note | Note Details
2.108.1 | - | General Notes on General Requirements
2.108.2 | - | These General Requirements are applicable to the whole of the Works. The Contractor shall price each of the lumpsum contained herein individually. The Tenderer shall not enter any lumpsum covering more than one or all lumpsum Where any lump sum of the General Requirements has not been priced, it will be deemed that the value of such lumpsum is included elsewhere in the Bill of Quantities.
2.108.3 | - | The Contractor is referred to the requirements of the Contract/Tender Documents.
2.108.4 | - | The Contractor shall price herein any obligations contained in the following for which he has not included elsewhere and wishes to price separately.
2.108.5 | - | The Contractor is responsible for the design, construction, maintenance and removal of all temporary works. The Contractor is to submit to the Engineer his proposals for all temporary works for approval. The Engineer’s approval will no way relieve the Contractor of his responsibility for the safety of the works, operatives, adjoining property, structure or services and compliance with appropriate regulations and Codes of Practice.
2.108.6 | - | Pricing Generally
2.108.7 | - | The Contractor shall satisfy himself as to the meaning of every item in the Bills of Quantities and the rates and prices inserted by him will be deemed to cover all his obligations under the Contract and all matters and things necessary for the proper construction and completion of the Works including, but not by any way of limitation, all temporary work required (including any that may be required by subcontractors, whether nominated or otherwise).
2.108.8 | - | The prices shall include for all materials and labour and for the provision and use of all plant whether mechanical or non-mechanical required for the expeditious carrying out of the Works in their proper sequence - for shifting, altering and adapting such temporary work and plant as may be required during the progress of the Works and removing at completion and making good any surfaces disturbed and if not included in the prices inserted against the Conditions of Contract clauses above; (continued)
2.108.9 | - | (continuation) for the costs of preparing a tender; for the work in connection with measurements and the final account, for profit and for all other establishment charges and on costs of whatever nature. No claim for additional payment will be allowed for any error or misunderstanding by the contractor in these respects.
2.108.10 | - | All accommodation required for the safety, health and welfare facilities including adequate shelter from inclement weather, accommodation for the storage and drying of clothes, taking of meals and sanitary and washing facilities for all people employed on the site, first aid facilities, (continued)
2.108.11 | - | (continuation) fire fighting equipment and drinking water facilities, including all necessary service connections, etc., all in accordance with the Specification, the laws and regulations of relevant UAE authorities and compliance with Estidama requirements for livable conditions.
2.108.12 | - | Contract Insurances
| Item Code | Description | Item Remarks | Unit of Measurement | Quantity/Base Price |  |  | Unit Price/Discount % (Excluding VAT) | Total |  | Unit Price/Discount % (Excluding VAT) | Total |  | Unit Price/Discount % (Excluding VAT) | Total |  | Unit Price/Discount % (Excluding VAT) | Total | Unit Price/Discount % (Excluding VAT) | Total | Unit Price/Discount % (Excluding VAT) | Total
2.108.13 | B1.01 | (*) The Contractor should allow for provision of all the contract insurances in accordance with the Conditions of Contract. The contract insurances shall be from an approved insurance company in the Abu Dhabi Emirate and to the approval of the Engineer and the Employer. |  | Item | 1 |  |  | 3325475 | 3325475 |  | 40540 | 40540 |  | 5000 | 5000 |  | 0 | 0 | 50000 | 50000 | 19400 | 19400
| Note | Note Details
2.108.14 | - | Bonds
| Item Code | Description | Item Remarks | Unit of Measurement | Quantity/Base Price |  |  | Unit Price/Discount % (Excluding VAT) | Total |  | Unit Price/Discount % (Excluding VAT) | Total |  | Unit Price/Discount % (Excluding VAT) | Total |  | Unit Price/Discount % (Excluding VAT) | Total | Unit Price/Discount % (Excluding VAT) | Total | Unit Price/Discount % (Excluding VAT) | Total
2.108.15 | B1.02 | (*) The Contractor should allow for all bonds including performance security in accordance with the Conditions of Contract. The Bonds be from an approved bank/finance institute in the Abu Dhabi Emirate and to the approval of the Engineer and the Employer. |  | Item | 1 |  |  | 0 | 0 |  | 40540 | 40540 |  | 5000 | 5000 |  | 0 | 0 | 50000 | 50000 | 61750 | 61750
| Note | Note Details
2.108.16 | - | Guarantees & Warrantees
| Item Code | Description | Item Remarks | Unit of Measurement | Quantity/Base Price |  |  | Unit Price/Discount % (Excluding VAT) | Total |  | Unit Price/Discount % (Excluding VAT) | Total |  | Unit Price/Discount % (Excluding VAT) | Total |  | Unit Price/Discount % (Excluding VAT) | Total | Unit Price/Discount % (Excluding VAT) | Total | Unit Price/Discount % (Excluding VAT) | Total
2.108.17 | B1.03 | (*) The Contractor should allow for provision of all necessary contract warranties in accordance with the Conditions of Contract and Specification. The guarantee's shall be to the approval of the Engineer and the Employer. |  | Item | 1 |  |  | 0 | 0 |  | 37160 | 37160 |  | 500 | 500 |  | 0 | 0 | 10000 | 10000 | 9200 | 9200
| Note | Note Details
2.108.18 | - | Permits, Statutory Approvals and Co-ordination
| Item Code | Description | Item Remarks | Unit of Measurement | Quantity/Base Price |  |  | Unit Price/Discount % (Excluding VAT) | Total |  | Unit Price/Discount % (Excluding VAT) | Total |  | Unit Price/Discount % (Excluding VAT) | Total |  | Unit Price/Discount % (Excluding VAT) | Total | Unit Price/Discount % (Excluding VAT) | Total | Unit Price/Discount % (Excluding VAT) | Total
2.108.19 | B1.04 | (*) The Contractor shall be responsible for coordinating with all relevant Government Departments and obtaining all necessary approvals, certificates and permits including building permits from the relevant Government Departments, the Police, local Service Authorities and Institutions (i.e. Electricity & Water Authority, Etisalat, Civil Defense, etc.) as required in the performance of this Contract. |  | Item | 1 |  |  | 0 | 0 |  | 15000 | 15000 |  | 5000 | 5000 |  | 0 | 0 | 20000 | 20000 | 17000 | 17000
| Note | Note Details
2.108.20 | - | Office Facilities for the Staff of Employer and the Engineer
2.108.21 | - | The Contractor shall provide, maintain and remove temporary site offices for the staff of the Employer and Engineer along with welfare facilities (pantry, toilets, etc.), utility services, office furniture, computers, photocopy machines, IT, telephone & fax services, vehicle parking facilities, etc., acceptable to the Employer/Engineer and as per the specification and drawings. (continued)
2.108.22 | - | (Continuation) The contractor shall ensure that all facilities shall be in full compliance with Abu Dhabi Civil Defense requirements. The facilities shall include the protective clothing, safety accessories and equipment (PPE) with Musanada logo as required for the personnel.
| Item Code | Description | Item Remarks | Unit of Measurement | Quantity/Base Price |  |  | Unit Price/Discount % (Excluding VAT) | Total |  | Unit Price/Discount % (Excluding VAT) | Total |  | Unit Price/Discount % (Excluding VAT) | Total |  | Unit Price/Discount % (Excluding VAT) | Total | Unit Price/Discount % (Excluding VAT) | Total | Unit Price/Discount % (Excluding VAT) | Total
2.108.23 | B1.05 | (*) Establishment of site offices and equipment |  | Item | 1 |  |  | 0 | 0 |  | 133520 | 133520 |  | 100000 | 100000 |  | 0 | 0 | 0 | 0 | 190000 | 190000
2.108.24 | B1.06 | (*) Maintenance of the site offices and equipment including pay all electricity, water and Etisalat charges for the duration of the construction period. |  | Item | 1 |  |  | 0 | 0 |  | 142840 | 142840 |  | 25000 | 25000 |  | 0 | 0 | 400000 | 400000 | 43200 | 43200
2.108.25 | B1.07 | (*) Removal of site offices and equipment |  | Item | 1 |  |  | 0 | 0 |  | 7320 | 7320 |  | 2000 | 2000 |  | 0 | 0 | 100000 | 100000 | 4800 | 4800
2.108.26 | B1.08 | (*) Provide all consumables and refreshments for use within the site offices, as required. |  | Item | 1 |  |  | 0 | 0 |  | 32960 | 32960 |  | 20000 | 20000 |  | 0 | 0 | 220000 | 220000 | 28800 | 28800
| Note | Note Details
2.108.27 | - | Offices and Facilities of the Contractor
2.108.28 | - | The Contractor is to provide, in positions to be approved by the Engineer, all necessary furnished offices for his site staff and the site staff of all sub-contractors all in accordance with the drawings and Specification.
| Item Code | Description | Item Remarks | Unit of Measurement | Quantity/Base Price |  |  | Unit Price/Discount % (Excluding VAT) | Total |  | Unit Price/Discount % (Excluding VAT) | Total |  | Unit Price/Discount % (Excluding VAT) | Total |  | Unit Price/Discount % (Excluding VAT) | Total | Unit Price/Discount % (Excluding VAT) | Total | Unit Price/Discount % (Excluding VAT) | Total
2.108.29 | B1.09 | (*) Establishment charge (fixed cost) |  | Item | 1 |  |  | 0 | 0 |  | 150740 | 150740 |  | 250000 | 250000 |  | 0 | 0 | 0 | 0 | 172000 | 172000
2.108.30 | B1.10 | (*) Maintenance charge (Fixed cost) |  | Item | 1 |  |  | 0 | 0 |  | 142840 | 142840 |  | 150000 | 150000 |  | 0 | 0 | 400000 | 400000 | 57600 | 57600
2.108.31 | B1.11 | (*) Removal charge (fixed cost) |  | Item | 1 |  |  | 0 | 0 |  | 7320 | 7320 |  | 2000 | 2000 |  | 0 | 0 | 60000 | 60000 | 7200 | 7200
2.108.32 | B1.12 | (*) The Contractor is to provide and maintain weatherproof lock-up sheds, workshops and stores for the storage and protection of materials, tools and plant, all in accordance with the Specification and project requirements. |  | Item | 1 |  |  | 0 | 0 |  | 45790 | 45790 |  | 50000 | 50000 |  | 0 | 0 | 50000 | 50000 | 82800 | 82800
| Note | Note Details
2.108.33 | - | Contractor's Plants and Equipment
2.108.34 | - | The Contractor shall provide all constructional plant, lifting equipment, transport facilities, tools and services, etc. required for the proper execution of the Works. This responsibility shall include shipment, customs clearance, off-loading, loading and handling and transportation to the site. The facilities shall include the protective clothing and safety equipment (PPE).
| Item Code | Description | Item Remarks | Unit of Measurement | Quantity/Base Price |  |  | Unit Price/Discount % (Excluding VAT) | Total |  | Unit Price/Discount % (Excluding VAT) | Total |  | Unit Price/Discount % (Excluding VAT) | Total |  | Unit Price/Discount % (Excluding VAT) | Total | Unit Price/Discount % (Excluding VAT) | Total | Unit Price/Discount % (Excluding VAT) | Total
2.108.35 | B1.13 | (*) Mobilaisation charges (fixed cost) |  | Item | 1 |  |  | 0 | 0 |  | 91570 | 91570 |  | 400000 | 400000 |  | 0 | 0 | 150000 | 150000 | 846000 | 846000
2.108.36 | B1.14 | (*) Maintenance charge (Fixed cost) |  | Item | 1 |  |  | 0 | 0 |  | 910 | 910 |  | 20000 | 20000 |  | 0 | 0 | 300000 | 300000 | 144000 | 144000
2.108.37 | B1.15 | (*) De-mobilisation charges (fixed cost) |  | Item | 1 |  |  | 0 | 0 |  | 910 | 910 |  | 2000 | 2000 |  | 0 | 0 | 50000 | 50000 | 12000 | 12000
| Note | Note Details
2.108.38 | - | Temporary Water and Electricity Services for the Construction Works
2.108.39 | - | The Contractor shall provide and maintain temporary water and electricity services required for the Works including that required by the sub-contractors. Pay all charges and bear all costs for the necessary temporary installation including pipe work, pumps, water tankers, storage tanks, generating equipment, etc., and remove on completion and make good all work disturbed.
| Item Code | Description | Item Remarks | Unit of Measurement | Quantity/Base Price |  |  | Unit Price/Discount % (Excluding VAT) | Total |  | Unit Price/Discount % (Excluding VAT) | Total |  | Unit Price/Discount % (Excluding VAT) | Total |  | Unit Price/Discount % (Excluding VAT) | Total | Unit Price/Discount % (Excluding VAT) | Total | Unit Price/Discount % (Excluding VAT) | Total
2.108.40 | B1.16 | (*) Establishment charge (fixed cost) |  | Item | 1 |  |  | 0 | 0 |  | 15200 | 15200 |  | 50000 | 50000 |  | 0 | 0 | 0 | 0 | 238920 | 238920
2.108.41 | B1.17 | (*) Maintenance charge (fixed cost) |  | Item | 1 |  |  | 0 | 0 |  | 1690 | 1690 |  | 5000 | 5000 |  | 0 | 0 | 0 | 0 | 33600 | 33600
2.108.42 | B1.18 | (*) Removal charge (fixed cost) |  | Item | 1 |  |  | 0 | 0 |  | 510 | 510 |  | 1000 | 1000 |  | 0 | 0 | 0 | 0 | 2800 | 2800
| Note | Note Details
2.108.43 | - | Site Administration and Supervision
| Item Code | Description | Item Remarks | Unit of Measurement | Quantity/Base Price |  |  | Unit Price/Discount % (Excluding VAT) | Total |  | Unit Price/Discount % (Excluding VAT) | Total |  | Unit Price/Discount % (Excluding VAT) | Total |  | Unit Price/Discount % (Excluding VAT) | Total | Unit Price/Discount % (Excluding VAT) | Total | Unit Price/Discount % (Excluding VAT) | Total
2.108.44 | B1.19 | (*) The Contractor is to allow in his tender for his all site administration and supervision costs. |  | Item | 1 |  |  | 0 | 0 |  | 260670 | 260670 |  | 200000 | 200000 |  | 0 | 0 | 2300000 | 2300000 | 585120 | 585120
| Note | Note Details
2.108.45 | - | Labour Camp / Accomodation
| Item Code | Description | Item Remarks | Unit of Measurement | Quantity/Base Price |  |  | Unit Price/Discount % (Excluding VAT) | Total |  | Unit Price/Discount % (Excluding VAT) | Total |  | Unit Price/Discount % (Excluding VAT) | Total |  | Unit Price/Discount % (Excluding VAT) | Total | Unit Price/Discount % (Excluding VAT) | Total | Unit Price/Discount % (Excluding VAT) | Total
2.108.46 | B1.20 | (*) Allow for Labour Accomodation. Watchman and security staff only may be accommodated on site. No labour camp will be permitted on Site. |  | Item | 1 |  |  | 0 | 0 |  | 680 | 680 |  | 277500 | 277500 |  | 0 | 0 | 0 | 0 | 132800 | 132800
| Note | Note Details
2.108.47 | - | Security Arrangements at Site
2.108.48 | - | Provide and maintain necessary security arrangements including watchmen, all lighting requirements required to safeguard the Site, plant, equipment, public and adjoining properties, etc. The Contractor shall be liable for any claims arising from loss or damages suffered and for reinstating and making good after any damage or theft.
| Item Code | Description | Item Remarks | Unit of Measurement | Quantity/Base Price |  |  | Unit Price/Discount % (Excluding VAT) | Total |  | Unit Price/Discount % (Excluding VAT) | Total |  | Unit Price/Discount % (Excluding VAT) | Total |  | Unit Price/Discount % (Excluding VAT) | Total | Unit Price/Discount % (Excluding VAT) | Total | Unit Price/Discount % (Excluding VAT) | Total
2.108.49 | B1.21 | (*) Establishment charge (fixed cost) |  | Item | 1 |  |  | 0 | 0 |  | 61430 | 61430 |  | 25000 | 25000 |  | 0 | 0 | 25000 | 25000 | 56000 | 56000
2.108.50 | B1.22 | (*) Maintenance charge (fixed cos) |  | Item | 1 |  |  | 0 | 0 |  | 17140 | 17140 |  | 25000 | 25000 |  | 0 | 0 | 168000 | 168000 | 38400 | 38400
2.108.51 | B1.23 | (*) Removal charge (fixed cost) |  | Item | 1 |  |  | 0 | 0 |  | 11430 | 11430 |  | 2000 | 2000 |  | 0 | 0 | 10000 | 10000 | 2800 | 2800
| Note | Note Details
2.108.52 | - | Protection
| Item Code | Description | Item Remarks | Unit of Measurement | Quantity/Base Price |  |  | Unit Price/Discount % (Excluding VAT) | Total |  | Unit Price/Discount % (Excluding VAT) | Total |  | Unit Price/Discount % (Excluding VAT) | Total |  | Unit Price/Discount % (Excluding VAT) | Total | Unit Price/Discount % (Excluding VAT) | Total | Unit Price/Discount % (Excluding VAT) | Total
2.108.53 | B1.24 | (*) Adequate protection against any form of damage or deterioration shall be provided for all sections of the Works. |  | Item | 1 |  |  | 0 | 0 |  | 4050 | 4050 |  | 1000 | 1000 |  | 0 | 0 | 25000 | 25000 | 18200 | 18200
2.108.54 | B1.25 | (*) The Contractor shall take all necessary precautions to protect existing buildings, fences, roads, passages, culverts and other apparatus, if found, and he shall not demolish or remove any of these works except according to specific instructions by the Engineer. |  | Item | 1 |  |  | 0 | 0 |  | 6080 | 6080 |  | 1000 | 1000 |  | 0 | 0 | 30000 | 30000 | 33600 | 33600
| Note | Note Details
2.108.55 | - | A condition survey of adjacent structures shall be carried out by the Contractor in the presence of the Engineer both before and after the provision of supports. The Contractor shall be responsible for the reinstatement or repair of any adjacent structures damaged as a result of the execution of the Works.
2.108.56 | - | Site Hoarding
2.108.57 | - | The Contractor shall be responsible for the complete installation, maintenance and removal of the site hoarding including make good where necessary and clean the site as per the specification, drawings and Authorities requirements and to the satisfaction of the Engineer.
| Item Code | Description | Item Remarks | Unit of Measurement | Quantity/Base Price |  |  | Unit Price/Discount % (Excluding VAT) | Total |  | Unit Price/Discount % (Excluding VAT) | Total |  | Unit Price/Discount % (Excluding VAT) | Total |  | Unit Price/Discount % (Excluding VAT) | Total | Unit Price/Discount % (Excluding VAT) | Total | Unit Price/Discount % (Excluding VAT) | Total
2.108.58 | B1.26 | (*) Establishment charge |  | Item | 1 |  |  | 0 | 0 |  | 16420 | 16420 |  | 40000 | 40000 |  | 0 | 0 | 27750 | 27750 | 50000 | 50000
2.108.59 | B1.27 | (*) Maintenance charge |  | Item | 1 |  |  | 0 | 0 |  | 1350 | 1350 |  | 10000 | 10000 |  | 0 | 0 | 12000 | 12000 | 12000 | 12000
2.108.60 | B1.28 | (*) Removal charge |  | Item | 1 |  |  | 0 | 0 |  | 840 | 840 |  | 2000 | 2000 |  | 0 | 0 | 10000 | 10000 | 5000 | 5000
| Note | Note Details
2.108.61 | - | Project Sign Boards
2.108.62 | - | The Contractor is to allow for supply, installation and maintenance and removal including make good where necessary of Project Sign Board throughout the construction period, in accordance with the specification and drawings. No other sign boards or advertisements on or around the site will be permitted unless approved in writing by the Engineer.
| Item Code | Description | Item Remarks | Unit of Measurement | Quantity/Base Price |  |  | Unit Price/Discount % (Excluding VAT) | Total |  | Unit Price/Discount % (Excluding VAT) | Total |  | Unit Price/Discount % (Excluding VAT) | Total |  | Unit Price/Discount % (Excluding VAT) | Total | Unit Price/Discount % (Excluding VAT) | Total | Unit Price/Discount % (Excluding VAT) | Total
2.108.63 | B1.29 | (*) Establishment charge (fixed cost) |  | Item | 1 |  |  | 0 | 0 |  | 25000 | 25000 |  | 25000 | 25000 |  | 0 | 0 | 35000 | 35000 | 40000 | 40000
2.108.64 | B1.30 | (*) Maintenance charge (Fixed cost) |  | Item | 1 |  |  | 0 | 0 |  | 4290 | 4290 |  | 5000 | 5000 |  | 0 | 0 | 6000 | 6000 | 6000 | 6000
2.108.65 | B1.31 | (*) Removal charge (fixed cost) |  | Item | 1 |  |  | 0 | 0 |  | 4290 | 4290 |  | 2000 | 2000 |  | 0 | 0 | 3000 | 3000 | 5000 | 5000
| Note | Note Details
2.108.66 | - | Tests
| Item Code | Description | Item Remarks | Unit of Measurement | Quantity/Base Price |  |  | Unit Price/Discount % (Excluding VAT) | Total |  | Unit Price/Discount % (Excluding VAT) | Total |  | Unit Price/Discount % (Excluding VAT) | Total |  | Unit Price/Discount % (Excluding VAT) | Total | Unit Price/Discount % (Excluding VAT) | Total | Unit Price/Discount % (Excluding VAT) | Total
2.108.67 | B1.32 | (*) The Contractor shall allow for all requirements, obligations, etc., with regard to all tests that are to be carried out by an approved independent Abu Dhabi Municipality accredited laboratory. |  | Item | 1 |  |  | 0 | 0 |  | 6760 | 6760 |  | 500 | 500 |  | 0 | 0 | 12000 | 12000 | 50000 | 50000
| Note | Note Details
2.108.68 | - | Works Free From Water
| Item Code | Description | Item Remarks | Unit of Measurement | Quantity/Base Price |  |  | Unit Price/Discount % (Excluding VAT) | Total |  | Unit Price/Discount % (Excluding VAT) | Total |  | Unit Price/Discount % (Excluding VAT) | Total |  | Unit Price/Discount % (Excluding VAT) | Total | Unit Price/Discount % (Excluding VAT) | Total | Unit Price/Discount % (Excluding VAT) | Total
2.108.69 | B1.33 | (*) Except where underwater construction is required, the Contractor shall execute all works in the dry condition and shall construct any temporary drains, water courses and other works that may be necessary for the purpose. |  | Item | 1 |  |  | 0 | 0 |  | 1180 | 1180 |  | 500 | 500 |  | 0 | 0 | 0 | 0 | 30000 | 30000
| Note | Note Details
2.108.70 | - | Abatement of Nuisance from Noise, Pollution, Dust, etc.
| Item Code | Description | Item Remarks | Unit of Measurement | Quantity/Base Price |  |  | Unit Price/Discount % (Excluding VAT) | Total |  | Unit Price/Discount % (Excluding VAT) | Total |  | Unit Price/Discount % (Excluding VAT) | Total |  | Unit Price/Discount % (Excluding VAT) | Total | Unit Price/Discount % (Excluding VAT) | Total | Unit Price/Discount % (Excluding VAT) | Total
2.108.71 | B1.34 | (*) The Contractor shall take precautions to minimise nuisance arising from noise, dust, etc. The Contractor shall be held responsible for any nuisance caused by his workmenship, noise, pollution, dust, etc. The Contractor is to submit to the Engineer his proposals for approval. |  | Item | 1 |  |  | 0 | 0 |  | 21430 | 21430 |  | 500 | 500 |  | 0 | 0 | 0 | 0 | 28000 | 28000
| Note | Note Details
2.108.72 | - | Surveying Equipment
| Item Code | Description | Item Remarks | Unit of Measurement | Quantity/Base Price |  |  | Unit Price/Discount % (Excluding VAT) | Total |  | Unit Price/Discount % (Excluding VAT) | Total |  | Unit Price/Discount % (Excluding VAT) | Total |  | Unit Price/Discount % (Excluding VAT) | Total | Unit Price/Discount % (Excluding VAT) | Total | Unit Price/Discount % (Excluding VAT) | Total
2.108.73 | B1.35 | (*) The Contractor shall provide at all times for the duration of the Contract, all such chainmen, staff and survey instruments as may be required for the proper construction of and completion of the works. |  | Item | 1 |  |  | 0 | 0 |  | 10140 | 10140 |  | 500 | 500 |  | 0 | 0 | 36000 | 36000 | 35000 | 35000
| Note | Note Details
2.108.74 | - | Public and Private Roads Adjacent to the Site
| Item Code | Description | Item Remarks | Unit of Measurement | Quantity/Base Price |  |  | Unit Price/Discount % (Excluding VAT) | Total |  | Unit Price/Discount % (Excluding VAT) | Total |  | Unit Price/Discount % (Excluding VAT) | Total |  | Unit Price/Discount % (Excluding VAT) | Total | Unit Price/Discount % (Excluding VAT) | Total | Unit Price/Discount % (Excluding VAT) | Total
2.108.75 | B1.36 | (*) The Contractor shall take all reasonable and proper steps for protection and maintenance of all public and private roads adjacent to the Site which can be affected due to the performance of the Works in accordance with the Engineer's instructions. The roads shall be kept free for access at all times. |  | Item | 1 |  |  | 0 | 0 |  | 31430 | 31430 |  | 500 | 500 |  | 0 | 0 | 20000 | 20000 | 80000 | 80000
| Note | Note Details
2.108.76 | - | Traffic Regulations
2.108.77 | - | The Contractor is to observe and allow for all requirements, obligations, etc., with regard to traffic regulations, including safety, control and any temporary diversion of traffic, including the loading and unloading of or waiting of the Contractor's and Sub-contractors' vehicles on public highways, (continued)..
2.108.78 | - | (Continuation).. construction of temporary detours' pavement layers, traffic signs, road marking, safety measure, etc. as per specifications and authorities' regulations and the Contract Sum is deemed to include for the strict compliance therewith.
| Item Code | Description | Item Remarks | Unit of Measurement | Quantity/Base Price |  |  | Unit Price/Discount % (Excluding VAT) | Total |  | Unit Price/Discount % (Excluding VAT) | Total |  | Unit Price/Discount % (Excluding VAT) | Total |  | Unit Price/Discount % (Excluding VAT) | Total | Unit Price/Discount % (Excluding VAT) | Total | Unit Price/Discount % (Excluding VAT) | Total
2.108.79 | B1.37 | (*) Establishment charge (fixed cost) |  | Item | 1 |  |  | 0 | 0 |  | 4050 | 4050 |  | 1000 | 1000 |  | 0 | 0 | 40000 | 40000 | 50000 | 50000
2.108.80 | B1.38 | (*) Maintenance charge (fixed cost) |  | Item | 1 |  |  | 0 | 0 |  | 590 | 590 |  | 500 | 500 |  | 0 | 0 | 60000 | 60000 | 36000 | 36000
2.108.81 | B1.39 | (*) Removal charge (fixed cost) |  | Item | 1 |  |  | 0 | 0 |  | 590 | 590 |  | 500 | 500 |  | 0 | 0 | 5000 | 5000 | 10000 | 10000
| Note | Note Details
2.108.82 | - | Samples according to Specification and Drawings (As per Engineer/Employer's requirements)
| Item Code | Description | Item Remarks | Unit of Measurement | Quantity/Base Price |  |  | Unit Price/Discount % (Excluding VAT) | Total |  | Unit Price/Discount % (Excluding VAT) | Total |  | Unit Price/Discount % (Excluding VAT) | Total |  | Unit Price/Discount % (Excluding VAT) | Total | Unit Price/Discount % (Excluding VAT) | Total | Unit Price/Discount % (Excluding VAT) | Total
2.108.83 | B1.40 | (*) The Contractor shall provide samples of all materials and manufacturers of materials proposed to be used / incorporated in the works, all samples, goods, literature and the like. |  | Item | 1 |  |  | 0 | 0 |  | 1000 | 1000 |  | 500 | 500 |  | 0 | 0 | 10000 | 10000 | 50000 | 50000
| Note | Note Details
2.108.84 | - | Labour and Materials and Assistance to the Engineer
| Item Code | Description | Item Remarks | Unit of Measurement | Quantity/Base Price |  |  | Unit Price/Discount % (Excluding VAT) | Total |  | Unit Price/Discount % (Excluding VAT) | Total |  | Unit Price/Discount % (Excluding VAT) | Total |  | Unit Price/Discount % (Excluding VAT) | Total | Unit Price/Discount % (Excluding VAT) | Total | Unit Price/Discount % (Excluding VAT) | Total
2.108.85 | B1.41 | (*) The Contractor shall provide for the exclusive use of the Engineer all necessary assistance.The Contractor shall provide such labour, materials and transport as the Engineer's representative may require to assist him in carrying out tests and checks on materials and workmanship and setting out and measurement of works and for any other attendance on the Engineer. |  | Item | 1 |  |  | 0 | 0 |  | 6080 | 6080 |  | 1000 | 1000 |  | 0 | 0 | 36000 | 36000 | 36000 | 36000
| Note | Note Details
2.108.86 | - | Programme of Works
| Item Code | Description | Item Remarks | Unit of Measurement | Quantity/Base Price |  |  | Unit Price/Discount % (Excluding VAT) | Total |  | Unit Price/Discount % (Excluding VAT) | Total |  | Unit Price/Discount % (Excluding VAT) | Total |  | Unit Price/Discount % (Excluding VAT) | Total | Unit Price/Discount % (Excluding VAT) | Total | Unit Price/Discount % (Excluding VAT) | Total
2.108.87 | B1.42 | (*) The Contractor shall submit to the Engineer for approval a Critical Path Programme, in both hard and electronic format, and other supporting documentation of the works within the time stipulated in the Conditions of Contract together with details of equipment, procedures and method of work which the Contractor intends to utilize and to follow. |  | Item | 1 |  |  | 0 | 0 |  | 240 | 240 |  | 500 | 500 |  | 0 | 0 | 10000 | 10000 | 36000 | 36000
| Note | Note Details
2.108.88 | - | Method Statements
| Item Code | Description | Item Remarks | Unit of Measurement | Quantity/Base Price |  |  | Unit Price/Discount % (Excluding VAT) | Total |  | Unit Price/Discount % (Excluding VAT) | Total |  | Unit Price/Discount % (Excluding VAT) | Total |  | Unit Price/Discount % (Excluding VAT) | Total | Unit Price/Discount % (Excluding VAT) | Total | Unit Price/Discount % (Excluding VAT) | Total
2.108.89 | B1.43 | (*) The Contractor shall compile and submit a detailed schedule of method statements, as specified and as required by the Engineer. |  | Item | 1 |  |  | 0 | 0 |  | 240 | 240 |  | 500 | 500 |  | 0 | 0 | 0 | 0 | 36000 | 36000
| Note | Note Details
2.108.90 | - | Progress Photographs
| Item Code | Description | Item Remarks | Unit of Measurement | Quantity/Base Price |  |  | Unit Price/Discount % (Excluding VAT) | Total |  | Unit Price/Discount % (Excluding VAT) | Total |  | Unit Price/Discount % (Excluding VAT) | Total |  | Unit Price/Discount % (Excluding VAT) | Total | Unit Price/Discount % (Excluding VAT) | Total | Unit Price/Discount % (Excluding VAT) | Total
2.108.91 | B1.44 | (*) The Contractor shall arrange for monthly record photographs of Works as directed and specified by the Engineer. |  | Item | 1 |  |  | 0 | 0 |  | 710 | 710 |  | 500 | 500 |  | 0 | 0 | 12000 | 12000 | 24000 | 24000
| Note | Note Details
2.108.92 | - | Documents
| Item Code | Description | Item Remarks | Unit of Measurement | Quantity/Base Price |  |  | Unit Price/Discount % (Excluding VAT) | Total |  | Unit Price/Discount % (Excluding VAT) | Total |  | Unit Price/Discount % (Excluding VAT) | Total |  | Unit Price/Discount % (Excluding VAT) | Total | Unit Price/Discount % (Excluding VAT) | Total | Unit Price/Discount % (Excluding VAT) | Total
2.108.93 | B1.45 | (*) The Contractor shall supply all the Testing and Commissioning Certificates; Training materials; Health and Safety Plan; As Built Drawings; Keys and any necessary passwords or codes and any other documentation required in accordance with the Contract. |  | Item | 1 |  |  | 0 | 0 |  | 1180 | 1180 |  | 500 | 500 |  | 0 | 0 | 25000 | 25000 | 60000 | 60000
| Note | Note Details
2.108.94 | - | Reports and Records
| Item Code | Description | Item Remarks | Unit of Measurement | Quantity/Base Price |  |  | Unit Price/Discount % (Excluding VAT) | Total |  | Unit Price/Discount % (Excluding VAT) | Total |  | Unit Price/Discount % (Excluding VAT) | Total |  | Unit Price/Discount % (Excluding VAT) | Total | Unit Price/Discount % (Excluding VAT) | Total | Unit Price/Discount % (Excluding VAT) | Total
2.108.95 | B1.46 | (*) During the progress of the Works, records of all details and dimensions of the Works as constructed and shall at any time, submit such records to the Engineer as he may require. |  | Item | 1 |  |  | 0 | 0 |  | 2360 | 2360 |  | 500 | 500 |  | 0 | 0 | 0 | 0 | 36000 | 36000
| Note | Note Details
2.108.96 | - | In addition to those records which are specifically required by the Specification (e.g. test cubes of concrete, air temperature, etc.,) a site record shall be kept of the completion dates of the various works in each trade, with particular reference to work which requires time for drying out, such as solid backgrounds which receive insitu screeds and finishing's, including the completion time of the individual layers of each application. (continued)
| Item Code | Description | Item Remarks | Unit of Measurement | Quantity/Base Price |  |  | Unit Price/Discount % (Excluding VAT) | Total |  | Unit Price/Discount % (Excluding VAT) | Total |  | Unit Price/Discount % (Excluding VAT) | Total |  | Unit Price/Discount % (Excluding VAT) | Total | Unit Price/Discount % (Excluding VAT) | Total | Unit Price/Discount % (Excluding VAT) | Total
2.108.97 | B1.47 | (*) (continuation) The Contractor shall arrange for the original to be signed by the Engineer each calendar month, and for a copy to be issued to the Engineer at site meetings. |  | Item | 1 |  |  | 0 | 0 |  | 1180 | 1180 |  | 500 | 500 |  | 0 | 0 | 0 | 0 | 36000 | 36000
| Note | Note Details
2.108.98 | - | Contract Documents
| Item Code | Description | Item Remarks | Unit of Measurement | Quantity/Base Price |  |  | Unit Price/Discount % (Excluding VAT) | Total |  | Unit Price/Discount % (Excluding VAT) | Total |  | Unit Price/Discount % (Excluding VAT) | Total |  | Unit Price/Discount % (Excluding VAT) | Total | Unit Price/Discount % (Excluding VAT) | Total | Unit Price/Discount % (Excluding VAT) | Total
2.108.99 | B1.48 | (*) The Contractor shall submit to Engineer / Employer with 3 sets (colored) hard copy and 5 CDs of scanned copy of the complete Contract Documents within 5 days of receipt of the fully signed Contract. |  | Item | 1 |  |  | 0 | 0 |  | 470 | 470 |  | 500 | 500 |  | 0 | 0 | 0 | 0 | 10000 | 10000
| Note | Note Details
2.108.100 | - | Preventive Maintenance During Defects Notification Period
| Item Code | Description | Item Remarks | Unit of Measurement | Quantity/Base Price |  |  | Unit Price/Discount % (Excluding VAT) | Total |  | Unit Price/Discount % (Excluding VAT) | Total |  | Unit Price/Discount % (Excluding VAT) | Total |  | Unit Price/Discount % (Excluding VAT) | Total | Unit Price/Discount % (Excluding VAT) | Total | Unit Price/Discount % (Excluding VAT) | Total
2.108.101 | B1.49 | (*) Allow for complete preventive maintenance during Defects Notification Period for all Civil & Electro-Mechanical works as per the Contract. |  | Item | 1 |  |  | 0 | 0 |  | 2360 | 2360 |  | 500 | 500 |  | 0 | 0 | 36000 | 36000 | 180000 | 180000
| Note | Note Details
2.108.102 | - | Geotechnical and Geophysical surveys
| Item Code | Description | Item Remarks | Unit of Measurement | Quantity/Base Price |  |  | Unit Price/Discount % (Excluding VAT) | Total |  | Unit Price/Discount % (Excluding VAT) | Total |  | Unit Price/Discount % (Excluding VAT) | Total |  | Unit Price/Discount % (Excluding VAT) | Total | Unit Price/Discount % (Excluding VAT) | Total | Unit Price/Discount % (Excluding VAT) | Total
2.108.103 | B1.50 | (*) The contractor shall be responsible for conducting on-site evaluation and Geotechnical and Geophysical surveys as per the specification and as required by the Engineer, including but not limited to test boring, site samples etc. The contractor shall supply all reports, documents, samples, etc. relevant to this work to the Engineer according to Specification and Drawings. |  | Item | 1 |  |  | 0 | 0 |  | 10640 | 10640 |  | 100000 | 100000 |  | 0 | 0 | 60000 | 60000 | 24400 | 24400
| Note | Note Details
2.108.104 | - | Estidama Compliance
| Item Code | Description | Item Remarks | Unit of Measurement | Quantity/Base Price |  |  | Unit Price/Discount % (Excluding VAT) | Total |  | Unit Price/Discount % (Excluding VAT) | Total |  | Unit Price/Discount % (Excluding VAT) | Total |  | Unit Price/Discount % (Excluding VAT) | Total | Unit Price/Discount % (Excluding VAT) | Total | Unit Price/Discount % (Excluding VAT) | Total
2.108.105 | B1.51 | (*) The Contractor should comply with all requirements to ensure the achievement of required Pearl certification level using the Estidama Pearl Building Rating system. This requires that the Contractor be familiar with the mandatory and targeted credit requirements through the Estidama Design Rating submission. Estidama Design rating documentation to be furnished upon award of the Contract. The Contractor is responsible for all documentation required as part of the Estidama Construction Rating submission. |  | Item | 1 |  |  | 0 | 0 |  | 4390 | 4390 |  | 49623 | 49623 |  | 0 | 0 | 50000 | 50000 | 80000 | 80000
| Note | Note Details
2.108.106 | - | Permanent Utility Connections
| Item Code | Description | Item Remarks | Unit of Measurement | Quantity/Base Price |  |  | Unit Price/Discount % (Excluding VAT) | Total |  | Unit Price/Discount % (Excluding VAT) | Total |  | Unit Price/Discount % (Excluding VAT) | Total |  | Unit Price/Discount % (Excluding VAT) | Total | Unit Price/Discount % (Excluding VAT) | Total | Unit Price/Discount % (Excluding VAT) | Total
2.108.107 | B1.52 | (*) Allow for connections to Authorities and Service Providers' utility services tie-in points including payment of fees, charges, coordination and related civil works, etc. |  | Item | 1 |  |  | 0 | 0 |  | 13010 | 13010 |  | 50000 | 50000 |  | 0 | 0 | 0 | 0 | 100000 | 100000
| Note | Note Details
2.108.108 | - | Contractor's Adjustment
| Item Code | Description | Item Remarks | Unit of Measurement | Quantity/Base Price |  |  | Unit Price/Discount % (Excluding VAT) | Total |  | Unit Price/Discount % (Excluding VAT) | Total |  | Unit Price/Discount % (Excluding VAT) | Total |  | Unit Price/Discount % (Excluding VAT) | Total | Unit Price/Discount % (Excluding VAT) | Total | Unit Price/Discount % (Excluding VAT) | Total
2.108.109 | B1.53 | (*) Contractor may price here any items which has been shown in the drawings or any other documents but overlooked or not specifically mentioned inthe schedule of items and is necessary for the satisfactory completion of the Works. Should the Contractor fail to insert any item here, it will be deemed that Lump Sum Contract Price includes all such items and no claims for additional items will be entertained. |  | Item | 1 |  |  | 0 | 0 |  | 0 | 0 |  | 0 | 0 |  | 0 | 0 | 0 | 0 | 0 | 0
| Note | Note Details
2.108.110 | - | Please attach one PDF file to be named "Additional Items for (insert bill no/name & Section No/name)" for the details of these additional items in the additional attachment area at the end of the BOQ.
2.109 SCBF: B2-01 SITE WORK | [6 empty] | 84561 | 6 (out of 6) | 83274 |  | 6 (out of 6) | 209340.48 |  | 6 (out of 6) | 78443 |  | 6 (out of 6) | 102787 | 6 (out of 6) | 190339.33 | 6 (out of 6) | 312894
| Note | Note Details
2.109.1 | - | Site preparation
| Item Code | Description | Item Remarks | Unit of Measurement | Quantity/Base Price |  |  | Unit Price/Discount % (Excluding VAT) | Total |  | Unit Price/Discount % (Excluding VAT) | Total |  | Unit Price/Discount % (Excluding VAT) | Total |  | Unit Price/Discount % (Excluding VAT) | Total | Unit Price/Discount % (Excluding VAT) | Total | Unit Price/Discount % (Excluding VAT) | Total
2.109.2 | B2.1.1 | (*) Site preparation as required |  | m2 | 2024 |  |  | 5 | 10120 |  | 28.5 | 57684 |  | 10 | 20240 |  | 10 | 20240 | 9.59 | 19410.16 | 50 | 101200
| Note | Note Details
2.109.3 | - | Excavation
| Item Code | Description | Item Remarks | Unit of Measurement | Quantity/Base Price |  |  | Unit Price/Discount % (Excluding VAT) | Total |  | Unit Price/Discount % (Excluding VAT) | Total |  | Unit Price/Discount % (Excluding VAT) | Total |  | Unit Price/Discount % (Excluding VAT) | Total | Unit Price/Discount % (Excluding VAT) | Total | Unit Price/Discount % (Excluding VAT) | Total
2.109.4 | B2.1.2 | (*) Pit excavation to receive foundation bases depth 1.5 m |  | m3 | 1454 |  |  | 18 | 26172 |  | 45.6 | 66302.4 |  | 15 | 21810 |  | 28 | 40712 | 41.95 | 60995.3 | 40 | 58160
| Note | Note Details
2.109.5 | - | Disposal of excavated materials
2.109.6 | - | Remove surplus unsuitable excavated materials within site without compacting .
| Item Code | Description | Item Remarks | Unit of Measurement | Quantity/Base Price |  |  | Unit Price/Discount % (Excluding VAT) | Total |  | Unit Price/Discount % (Excluding VAT) | Total |  | Unit Price/Discount % (Excluding VAT) | Total |  | Unit Price/Discount % (Excluding VAT) | Total | Unit Price/Discount % (Excluding VAT) | Total | Unit Price/Discount % (Excluding VAT) | Total
2.109.7 | B2.1.3 | (*) Spread surplus within site |  | Item | 1 |  |  | 19796 | 19796 |  | 22800 | 22800 |  | 20 | 20 |  | 7540 | 7540 | 43567.7 | 43567.7 | 60000 | 60000
| Note | Note Details
2.109.8 | - | Filling
| Item Code | Description | Item Remarks | Unit of Measurement | Quantity/Base Price |  |  | Unit Price/Discount % (Excluding VAT) | Total |  | Unit Price/Discount % (Excluding VAT) | Total |  | Unit Price/Discount % (Excluding VAT) | Total |  | Unit Price/Discount % (Excluding VAT) | Total | Unit Price/Discount % (Excluding VAT) | Total | Unit Price/Discount % (Excluding VAT) | Total
2.109.9 | B2.1.4 | (*) Selected fill from excavated materials all in accordance with the Specifications |  | m3 | 1164 |  |  | 18 | 20952 |  | 45.6 | 53078.4 |  | 25 | 29100 |  | 25 | 29100 | 52.74 | 61389.36 | 75 | 87300
| Note | Note Details
2.109.10 | - | Anti Treatment
2.109.11 | - | Allow for termite control; prepare and apply anti-termite treatment; all in accordance with the Specifications and subject to the Contractor's approval
| Item Code | Description | Item Remarks | Unit of Measurement | Quantity/Base Price |  |  | Unit Price/Discount % (Excluding VAT) | Total |  | Unit Price/Discount % (Excluding VAT) | Total |  | Unit Price/Discount % (Excluding VAT) | Total |  | Unit Price/Discount % (Excluding VAT) | Total | Unit Price/Discount % (Excluding VAT) | Total | Unit Price/Discount % (Excluding VAT) | Total
2.109.12 | B2.1.5 | (*) To horizontal and vertical surfaces |  | m2 | 1039 |  |  | 6 | 6234 |  | 9.12 | 9475.68 |  | 7 | 7273 |  | 5 | 5195 | 4.79 | 4976.81 | 6 | 6234
| Note | Note Details
2.109.13 | - | Additional items
| Item Code | Description | Item Remarks | Unit of Measurement | Quantity/Base Price |  |  | Unit Price/Discount % (Excluding VAT) | Total |  | Unit Price/Discount % (Excluding VAT) | Total |  | Unit Price/Discount % (Excluding VAT) | Total |  | Unit Price/Discount % (Excluding VAT) | Total | Unit Price/Discount % (Excluding VAT) | Total | Unit Price/Discount % (Excluding VAT) | Total
2.109.14 | AI | (*) Contractor may price here any items which has been shown in the Contract drawings or any other Contract Documents but overlooked or not specifically mentioned inthe schedule of items and is necessary for the satisfactory completion of the Works. Should the Contractor fail to insert any item here, it will be deemed that lump sum Contract Price includes all such items and no claims for additional items will be entertained. |  | Item | 1 |  |  | 0 | 0 |  | 0 | 0 |  | 0 | 0 |  | 0 | 0 | 0 | 0 | 0 | 0
| Note | Note Details
2.109.15 | - | Please attach one PDF file to be named "Additional Items for (insert bill no/name & Section No/name)" for the details of these additional items in the additional attachment area at the end of the BOQ.
2.110 SCBF: B2-02 CONCRETE WORK | [6 empty] | 586170 | 18 (out of 18) | 689649 |  | 18 (out of 18) | 919068 |  | 18 (out of 18) | 663045 |  | 18 (out of 18) | 713128 | 18 (out of 18) | 1061562.95 | 18 (out of 18) | 956200
| Note | Note Details
2.110.1 | - | SUBSTRUCTURE
2.110.2 | - | Poured Concrete
2.110.3 | - | Plain concrete (20 N/mm2) as per specifications and drawings.
| Item Code | Description | Item Remarks | Unit of Measurement | Quantity/Base Price |  |  | Unit Price/Discount % (Excluding VAT) | Total |  | Unit Price/Discount % (Excluding VAT) | Total |  | Unit Price/Discount % (Excluding VAT) | Total |  | Unit Price/Discount % (Excluding VAT) | Total | Unit Price/Discount % (Excluding VAT) | Total | Unit Price/Discount % (Excluding VAT) | Total
2.110.4 | B2.2.1 | (*) Blinding; 50 mm thick |  | m3 | 35 |  |  | 460 | 16100 |  | 798 | 27930 |  | 385 | 13475 |  | 413 | 14455 | 496.2 | 17367 | 600 | 21000
2.110.5 | B2.2.2 | (*) Blinding; 100 mm thick |  | m3 | 26 |  |  | 23 | 598 |  | 798 | 20748 |  | 385 | 10010 |  | 413 | 10738 | 496.2 | 12901.2 | 600 | 15600
| Note | Note Details
2.110.6 | - | Reinforcment Concrete (40 N/mm2) in Type I SRC cement including all shuttering,supportsand all related works as per specifications and drawings.
| Item Code | Description | Item Remarks | Unit of Measurement | Quantity/Base Price |  |  | Unit Price/Discount % (Excluding VAT) | Total |  | Unit Price/Discount % (Excluding VAT) | Total |  | Unit Price/Discount % (Excluding VAT) | Total |  | Unit Price/Discount % (Excluding VAT) | Total | Unit Price/Discount % (Excluding VAT) | Total | Unit Price/Discount % (Excluding VAT) | Total
2.110.7 | B2.2.3 | (*) Footing |  | m3 | 83 |  |  | 1334 | 110722 |  | 1710 | 141930 |  | 1000 | 83000 |  | 951 | 78933 | 1549.74 | 128628.42 | 1300 | 107900
2.110.8 | B2.2.4 | (*) Grade beams |  | m3 | 77 |  |  | 1440 | 110880 |  | 1710 | 131670 |  | 2050 | 157850 |  | 1398 | 107646 | 2174.19 | 167412.63 | 1600 | 123200
2.110.9 | B2.2.5 | (*) Grade slab;150 mm thick Including Ramos |  | m3 | 101 |  |  | 1149 | 116049 |  | 1710 | 172710 |  | 685 | 69185 |  | 567 | 57267 | 835.4 | 84375.4 | 1200 | 121200
2.110.10 | B2.2.6 | (*) Columns neck |  | m3 | 3 |  |  | 1479 | 4437 |  | 1710 | 5130 |  | 1800 | 5400 |  | 2655 | 7965 | 2475.03 | 7425.09 | 1900 | 5700
2.110.11 | B2.2.7 | (*) Under ground water tank |  | m3 | 35 |  |  | 1361 | 47635 |  | 1710 | 59850 |  | 1500 | 52500 |  | 2263 | 79205 | 2475.03 | 86626.05 | 1500 | 52500
2.110.12 | B2.2.8 | (*) Ramps |  | Item | 1 |  |  | 1334 | 1334 |  | 6840 | 6840 |  | 4000 | 4000 |  | 1329 | 1329 | 7518.57 | 7518.57 | 1300 | 1300
2.110.13 | B2.2.9 | (*) Planter Box Including waterproofing |  | m3 | 5 |  |  | 1282 | 6410 |  | 1710 | 8550 |  | 1560 | 7800 |  | 1412 | 7060 | 2996.4 | 14982 | 20000 | 100000
| Note | Note Details
2.110.14 | - | SUPER STRUCTURE
2.110.15 | - | Reinforcmen Concrete (40 N/mm2) in Type I OPC cement including all shuttering,supportsand all related works as per specifications and drawings.
| Item Code | Description | Item Remarks | Unit of Measurement | Quantity/Base Price |  |  | Unit Price/Discount % (Excluding VAT) | Total |  | Unit Price/Discount % (Excluding VAT) | Total |  | Unit Price/Discount % (Excluding VAT) | Total |  | Unit Price/Discount % (Excluding VAT) | Total | Unit Price/Discount % (Excluding VAT) | Total | Unit Price/Discount % (Excluding VAT) | Total
2.110.16 | B2.2.10 | (*) Solid slab 250 mm thick |  | m3 | 116 |  |  | 1328 | 154048 |  | 1710 | 198360 |  | 1120 | 129920 |  | 1405 | 162980 | 2196.96 | 254847.36 | 1400 | 162400
2.110.17 | B2.2.11 | (*) Columns |  | m3 | 19 |  |  | 1460 | 27740 |  | 1710 | 32490 |  | 2285 | 43415 |  | 2116 | 40204 | 3004.79 | 57091.01 | 1600 | 30400
2.110.18 | B2.2.12 | (*) Drop Beams |  | m3 | 16 |  |  | 1447 | 23152 |  | 1710 | 27360 |  | 1610 | 25760 |  | 1992 | 31872 | 2798.64 | 44778.24 | 1500 | 24000
2.110.19 | B2.2.13 | (*) Parapet |  | m3 | 34 |  |  | 1328 | 45152 |  | 1710 | 58140 |  | 1345 | 45730 |  | 1914 | 65076 | 2798.64 | 95153.76 | 1500 | 51000
2.110.20 | B2.2.14 | (*) Equipment Foundations |  | Item | 1 |  |  | 12742 | 12742 |  | 18240 | 18240 |  | 12000 | 12000 |  | 3548 | 3548 | 18596.88 | 18596.88 | 50000 | 50000
| Note | Note Details
2.110.21 | - | Sundries
| Item Code | Description | Item Remarks | Unit of Measurement | Quantity/Base Price |  |  | Unit Price/Discount % (Excluding VAT) | Total |  | Unit Price/Discount % (Excluding VAT) | Total |  | Unit Price/Discount % (Excluding VAT) | Total |  | Unit Price/Discount % (Excluding VAT) | Total | Unit Price/Discount % (Excluding VAT) | Total | Unit Price/Discount % (Excluding VAT) | Total
2.110.22 | B2.2.16 | (*) Expansion joints; all in accordance with the Specifications |  | Item | 1 |  |  | 1150 | 1150 |  | 0 | 0 |  | 0 | 0 |  | 17250 | 17250 | 13483.81 | 13483.81 | 40000 | 40000
| Note | Note Details
2.110.23 | - | Precast concrete
2.110.24 | - | Precast concrete including formwork and reinforcement
| Item Code | Description | Item Remarks | Unit of Measurement | Quantity/Base Price |  |  | Unit Price/Discount % (Excluding VAT) | Total |  | Unit Price/Discount % (Excluding VAT) | Total |  | Unit Price/Discount % (Excluding VAT) | Total |  | Unit Price/Discount % (Excluding VAT) | Total | Unit Price/Discount % (Excluding VAT) | Total | Unit Price/Discount % (Excluding VAT) | Total
2.110.25 | B2.2.17 | (*) Door lintels different width |  | Item | 1 |  |  | 5750 | 5750 |  | 3420 | 3420 |  | 2000 | 2000 |  | 13800 | 13800 | 33583.69 | 33583.69 | 25000 | 25000
2.110.26 | B2.2.18 | (*) Window lintels different width |  | Item | 1 |  |  | 5750 | 5750 |  | 5700 | 5700 |  | 1000 | 1000 |  | 13800 | 13800 | 16791.84 | 16791.84 | 25000 | 25000
| Note | Note Details
2.110.27 | - | Additional items
| Item Code | Description | Item Remarks | Unit of Measurement | Quantity/Base Price |  |  | Unit Price/Discount % (Excluding VAT) | Total |  | Unit Price/Discount % (Excluding VAT) | Total |  | Unit Price/Discount % (Excluding VAT) | Total |  | Unit Price/Discount % (Excluding VAT) | Total | Unit Price/Discount % (Excluding VAT) | Total | Unit Price/Discount % (Excluding VAT) | Total
2.110.28 | AI | (*) Contractor may price here any items which has been shown in the Contract drawings or any other Contract Documents but overlooked or not specifically mentioned inthe schedule of items and is necessary for the satisfactory completion of the Works. Should the Contractor fail to insert any item here, it will be deemed that lump sum Contract Price includes all such items and no claims for additional items will be entertained. |  | Item | 1 |  |  | 0 | 0 |  | 0 | 0 |  | 0 | 0 |  | 0 | 0 | 0 | 0 | 0 | 0
| Note | Note Details
2.110.29 | - | Please attach one PDF file to be named "Additional Items for (insert bill no/name & Section No/name)" for the details of these additional items in the additional attachment area at the end of the BOQ.
2.111 SCBF: B2-03 MASONRY | [6 empty] | 101900 | 4 (out of 4) | 48753 |  | 4 (out of 4) | 140123.1 |  | 4 (out of 4) | 87669 |  | 4 (out of 4) | 102103 | 4 (out of 4) | 127867.77 | 4 (out of 4) | 117180
| Note | Note Details
2.111.1 | - | External block work
2.111.2 | - | Thermal concrete masonry units bedded and jointed in cement including mortar including concrete filling, wall ties, bed joints, reinforcement metal lath (where required), head restraint,anchors, and column stiffeners; including all necessary accessories; as shown on Drawing all in accordance with the Specifications
| Item Code | Description | Item Remarks | Unit of Measurement | Quantity/Base Price |  |  | Unit Price/Discount % (Excluding VAT) | Total |  | Unit Price/Discount % (Excluding VAT) | Total |  | Unit Price/Discount % (Excluding VAT) | Total |  | Unit Price/Discount % (Excluding VAT) | Total | Unit Price/Discount % (Excluding VAT) | Total | Unit Price/Discount % (Excluding VAT) | Total
2.111.3 | B2.3.1 | (*) Thermal insulated block |  | m2 | 309 |  |  | 111 | 34299 |  | 153.9 | 47555.1 |  | 120 | 37080 |  | 135 | 41715 | 140.23 | 43331.07 | 160 | 49440
| Note | Note Details
2.111.4 | - | Internal block work
2.111.5 | - | Thermal concrete masonry units bedded and jointed in cement including mortar including concrete filling, wall ties, bed joints, reinforcement metal lath (where required), head restraint,anchors, and column stiffeners; including all necessary accessories; as shown on Drawing all in accordance with the Specifications
| Item Code | Description | Item Remarks | Unit of Measurement | Quantity/Base Price |  |  | Unit Price/Discount % (Excluding VAT) | Total |  | Unit Price/Discount % (Excluding VAT) | Total |  | Unit Price/Discount % (Excluding VAT) | Total |  | Unit Price/Discount % (Excluding VAT) | Total | Unit Price/Discount % (Excluding VAT) | Total | Unit Price/Discount % (Excluding VAT) | Total
2.111.6 | B2.3.2 | (*) 200 mm thick Internal hollow Block walls |  | m2 | 473 |  |  | 0 | 0 |  | 148.2 | 70098.6 |  | 73 | 34529 |  | 86 | 40678 | 135.44 | 64063.12 | 100 | 47300
| Note | Note Details
2.111.7 | - | Solid block work
| Item Code | Description | Item Remarks | Unit of Measurement | Quantity/Base Price |  |  | Unit Price/Discount % (Excluding VAT) | Total |  | Unit Price/Discount % (Excluding VAT) | Total |  | Unit Price/Discount % (Excluding VAT) | Total |  | Unit Price/Discount % (Excluding VAT) | Total | Unit Price/Discount % (Excluding VAT) | Total | Unit Price/Discount % (Excluding VAT) | Total
2.111.8 | B2.3.3 | (*) 200 mm thick Solid Block walls |  | m2 | 146 |  |  | 99 | 14454 |  | 153.9 | 22469.4 |  | 110 | 16060 |  | 135 | 19710 | 140.23 | 20473.58 | 140 | 20440
| Note | Note Details
2.111.9 | - | Additional items
| Item Code | Description | Item Remarks | Unit of Measurement | Quantity/Base Price |  |  | Unit Price/Discount % (Excluding VAT) | Total |  | Unit Price/Discount % (Excluding VAT) | Total |  | Unit Price/Discount % (Excluding VAT) | Total |  | Unit Price/Discount % (Excluding VAT) | Total | Unit Price/Discount % (Excluding VAT) | Total | Unit Price/Discount % (Excluding VAT) | Total
2.111.10 | AI | (*) Contractor may price here any items which has been shown in the Contract drawings or any other Contract Documents but overlooked or not specifically mentioned inthe schedule of items and is necessary for the satisfactory completion of the Works. Should the Contractor fail to insert any item here, it will be deemed that lump sum Contract Price includes all such items and no claims for additional items will be entertained. |  | Item | 1 |  |  | 0 | 0 |  | 0 | 0 |  | 0 | 0 |  | 0 | 0 | 0 | 0 | 0 | 0
| Note | Note Details
2.111.11 | - | Please attach one PDF file to be named "Additional Items for (insert bill no/name & Section No/name)" for the details of these additional items in the additional attachment area at the end of the BOQ.
2.112 SCBF: B2-04 METAL WORK | [6 empty] | 423510 | 8 (out of 8) | 230194 |  | 8 (out of 8) | 587727 |  | 8 (out of 8) | 1109100 |  | 8 (out of 8) | 420150 | 8 (out of 8) | 1936510.86 | 8 (out of 8) | 1819100
| Note | Note Details
2.112.1 | - | Corrugated roofing sheet
| Item Code | Description | Item Remarks | Unit of Measurement | Quantity/Base Price |  |  | Unit Price/Discount % (Excluding VAT) | Total |  | Unit Price/Discount % (Excluding VAT) | Total |  | Unit Price/Discount % (Excluding VAT) | Total |  | Unit Price/Discount % (Excluding VAT) | Total | Unit Price/Discount % (Excluding VAT) | Total | Unit Price/Discount % (Excluding VAT) | Total
2.112.2 | B2.4.1 | (*) Supply and installation of Corrugated roofing sheet including all accessories,fixing etc. all complete as detailed on drawing and engineer approval |  | m2 | 90 |  |  | 510 | 45900 |  | 615.6 | 55404 |  | 410 | 36900 |  | 575 | 51750 | 1438.27 | 129444.3 | 1500 | 135000
| Note | Note Details
2.112.3 | - | Security Mesh
2.112.4 | - | Supply and installation of Security mesh including all accessories,fixing etc. all complete as detailed on drawing and engineer approval
| Item Code | Description | Item Remarks | Unit of Measurement | Quantity/Base Price |  |  | Unit Price/Discount % (Excluding VAT) | Total |  | Unit Price/Discount % (Excluding VAT) | Total |  | Unit Price/Discount % (Excluding VAT) | Total |  | Unit Price/Discount % (Excluding VAT) | Total | Unit Price/Discount % (Excluding VAT) | Total | Unit Price/Discount % (Excluding VAT) | Total
2.112.5 | B2.4.2 | (*) Security mesh on elevations and internal partition walls (Doors measured separately) |  | m2 | 669 |  |  | 110 | 73590 |  | 399 | 266931 |  | 800 | 535200 |  | 253 | 169257 | 1438.27 | 962202.63 | 1100 | 735900
2.112.6 | B2.4.3 | (*) Security mesh for ceiling |  | m2 | 552 |  |  | 132 | 72864 |  | 399 | 220248 |  | 800 | 441600 |  | 253 | 139656 | 1438.27 | 793925.04 | 1500 | 828000
| Note | Note Details
2.112.7 | - | Railing
| Item Code | Description | Item Remarks | Unit of Measurement | Quantity/Base Price |  |  | Unit Price/Discount % (Excluding VAT) | Total |  | Unit Price/Discount % (Excluding VAT) | Total |  | Unit Price/Discount % (Excluding VAT) | Total |  | Unit Price/Discount % (Excluding VAT) | Total | Unit Price/Discount % (Excluding VAT) | Total | Unit Price/Discount % (Excluding VAT) | Total
2.112.8 | B2.4.4 | (*) Supply and installation of Powder coated aluminium railing |  | m | 20 |  |  | 605 | 12100 |  | 912 | 18240 |  | 800 | 16000 |  | 748 | 14960 | 719.14 | 14382.8 | 3500 | 70000
| Note | Note Details
2.112.9 | - | Grating
2.112.10 | - | Supply and installation of Grating including all accessories,fixing etc. all complete as detailed on drawing and engineer approval
| Item Code | Description | Item Remarks | Unit of Measurement | Quantity/Base Price |  |  | Unit Price/Discount % (Excluding VAT) | Total |  | Unit Price/Discount % (Excluding VAT) | Total |  | Unit Price/Discount % (Excluding VAT) | Total |  | Unit Price/Discount % (Excluding VAT) | Total | Unit Price/Discount % (Excluding VAT) | Total | Unit Price/Discount % (Excluding VAT) | Total
2.112.11 | B2.4.5 | (*) metal gratings for floor drains |  | m | 44 |  |  | 385 | 16940 |  | 456 | 20064 |  | 1600 | 70400 |  | 863 | 37972 | 599.28 | 26368.32 | 800 | 35200
| Note | Note Details
2.112.12 | - | GRP Ladder
2.112.13 | - | Supply and installation of GRP Ladder including all accessories,fixing etc. all complete as detailed on drawing and engineer approval
| Item Code | Description | Item Remarks | Unit of Measurement | Quantity/Base Price |  |  | Unit Price/Discount % (Excluding VAT) | Total |  | Unit Price/Discount % (Excluding VAT) | Total |  | Unit Price/Discount % (Excluding VAT) | Total |  | Unit Price/Discount % (Excluding VAT) | Total | Unit Price/Discount % (Excluding VAT) | Total | Unit Price/Discount % (Excluding VAT) | Total
2.112.14 | B2.4.6 | (*) GRP ladder |  | No. | 1 |  |  | 3300 | 3300 |  | 4560 | 4560 |  | 3000 | 3000 |  | 5175 | 5175 | 7191.37 | 7191.37 | 10000 | 10000
| Note | Note Details
2.112.15 | - | water tank cover
2.112.16 | - | Supply and installation of water tank coverincluding all accessories,fixing etc. all complete as detailed on drawing and engineer approval
| Item Code | Description | Item Remarks | Unit of Measurement | Quantity/Base Price |  |  | Unit Price/Discount % (Excluding VAT) | Total |  | Unit Price/Discount % (Excluding VAT) | Total |  | Unit Price/Discount % (Excluding VAT) | Total |  | Unit Price/Discount % (Excluding VAT) | Total | Unit Price/Discount % (Excluding VAT) | Total | Unit Price/Discount % (Excluding VAT) | Total
2.112.17 | B2.4.7 | (*) U/G water tank cover |  | No. | 1 |  |  | 5500 | 5500 |  | 2280 | 2280 |  | 6000 | 6000 |  | 1380 | 1380 | 2996.4 | 2996.4 | 5000 | 5000
| Note | Note Details
2.112.18 | - | Additional items
| Item Code | Description | Item Remarks | Unit of Measurement | Quantity/Base Price |  |  | Unit Price/Discount % (Excluding VAT) | Total |  | Unit Price/Discount % (Excluding VAT) | Total |  | Unit Price/Discount % (Excluding VAT) | Total |  | Unit Price/Discount % (Excluding VAT) | Total | Unit Price/Discount % (Excluding VAT) | Total | Unit Price/Discount % (Excluding VAT) | Total
2.112.19 | AI | (*) Contractor may price here any items which has been shown in the Contract drawings or any other Contract Documents but overlooked or not specifically mentioned inthe schedule of items and is necessary for the satisfactory completion of the Works. Should the Contractor fail to insert any item here, it will be deemed that lump sum Contract Price includes all such items and no claims for additional items will be entertained. |  | Item | 1 |  |  | 0 | 0 |  | 0 | 0 |  | 0 | 0 |  | 0 | 0 | 0 | 0 | 0 | 0
| Note | Note Details
2.112.20 | - | Please attach one PDF file to be named "Additional Items for (insert bill no/name & Section No/name)" for the details of these additional items in the additional attachment area at the end of the BOQ.
2.113 SCBF: B2-05 THERMAL AND MOISTURE PROTECTION | [6 empty] | 129656 | 15 (out of 15) | 182387 |  | 15 (out of 15) | 403195.2 |  | 15 (out of 15) | 217330 |  | 15 (out of 15) | 298587 | 15 (out of 15) | 459687.56 | 15 (out of 15) | 286235
| Note | Note Details
2.113.1 | - | Waterproofing courses
2.113.2 | - | Waterproofing system for the substructure, bitumen paint thk as per drawings and specifications.
| Item Code | Description | Item Remarks | Unit of Measurement | Quantity/Base Price |  |  | Unit Price/Discount % (Excluding VAT) | Total |  | Unit Price/Discount % (Excluding VAT) | Total |  | Unit Price/Discount % (Excluding VAT) | Total |  | Unit Price/Discount % (Excluding VAT) | Total | Unit Price/Discount % (Excluding VAT) | Total | Unit Price/Discount % (Excluding VAT) | Total
2.113.3 | B2.5.1 | (*) To horizontal areas |  | m2 | 1010 |  |  | 10 | 10100 |  | 114 | 115140 |  | 10 | 10100 |  | 72 | 72720 | 57.53 | 58105.3 | 35 | 35350
2.113.4 | B2.5.2 | (*) To vertical areas |  | m2 | 967 |  |  | 10 | 9670 |  | 136.8 | 132285.6 |  | 10 | 9670 |  | 72 | 69624 | 104.27 | 100829.09 | 35 | 33845
| Note | Note Details
2.113.5 | - | 1000 Gauge Polythene Sheet, all in accordance with the Specifications
| Item Code | Description | Item Remarks | Unit of Measurement | Quantity/Base Price |  |  | Unit Price/Discount % (Excluding VAT) | Total |  | Unit Price/Discount % (Excluding VAT) | Total |  | Unit Price/Discount % (Excluding VAT) | Total |  | Unit Price/Discount % (Excluding VAT) | Total | Unit Price/Discount % (Excluding VAT) | Total | Unit Price/Discount % (Excluding VAT) | Total
2.113.6 | B2.5.3 | (*) To horizontal areas |  | m2 | 1010 |  |  | 5 | 5050 |  | 13.68 | 13816.8 |  | 7 | 7070 |  | 4 | 4040 | 4.44 | 4484.4 | 35 | 35350
| Note | Note Details
2.113.7 | - | Supply and Apply isolation joints as per drawings ,specifications
| Item Code | Description | Item Remarks | Unit of Measurement | Quantity/Base Price |  |  | Unit Price/Discount % (Excluding VAT) | Total |  | Unit Price/Discount % (Excluding VAT) | Total |  | Unit Price/Discount % (Excluding VAT) | Total |  | Unit Price/Discount % (Excluding VAT) | Total | Unit Price/Discount % (Excluding VAT) | Total | Unit Price/Discount % (Excluding VAT) | Total
2.113.8 | B2.5.4 | (*) Isolation Joint for Grade Slab 15 cm |  | m | 800 |  |  | 22 | 17600 |  | 11.4 | 9120 |  | 10 | 8000 |  | 22 | 17600 | 148.62 | 118896 | 35 | 28000
| Note | Note Details
2.113.9 | - | Supply and Apply GRP liling as per drawings ,specifications
| Item Code | Description | Item Remarks | Unit of Measurement | Quantity/Base Price |  |  | Unit Price/Discount % (Excluding VAT) | Total |  | Unit Price/Discount % (Excluding VAT) | Total |  | Unit Price/Discount % (Excluding VAT) | Total |  | Unit Price/Discount % (Excluding VAT) | Total | Unit Price/Discount % (Excluding VAT) | Total | Unit Price/Discount % (Excluding VAT) | Total
2.113.10 | B2.5.5 | (*) GRP Lining for water tank |  | m2 | 89 |  |  | 110 | 9790 |  | 285 | 25365 |  | 500 | 44500 |  | 198 | 17622 | 479.42 | 42668.38 | 220 | 19580
| Note | Note Details
2.113.11 | - | Water stopper, as per drawings ,specifications
| Item Code | Description | Item Remarks | Unit of Measurement | Quantity/Base Price |  |  | Unit Price/Discount % (Excluding VAT) | Total |  | Unit Price/Discount % (Excluding VAT) | Total |  | Unit Price/Discount % (Excluding VAT) | Total |  | Unit Price/Discount % (Excluding VAT) | Total | Unit Price/Discount % (Excluding VAT) | Total | Unit Price/Discount % (Excluding VAT) | Total
2.113.12 | B2.5.6 | (*) Water stopper for water tank |  | m | 24 |  |  | 55 | 1320 |  | 57 | 1368 |  | 60 | 1440 |  | 77 | 1848 | 89.89 | 2157.36 | 80 | 1920
| Note | Note Details
2.113.13 | - | Supply and Apply two layer 4mm thick bitumen membrane as per drawings ,specifications
| Item Code | Description | Item Remarks | Unit of Measurement | Quantity/Base Price |  |  | Unit Price/Discount % (Excluding VAT) | Total |  | Unit Price/Discount % (Excluding VAT) | Total |  | Unit Price/Discount % (Excluding VAT) | Total |  | Unit Price/Discount % (Excluding VAT) | Total | Unit Price/Discount % (Excluding VAT) | Total | Unit Price/Discount % (Excluding VAT) | Total
2.113.14 | B2.5.7 | (*) 4mm thick membrane for water tank |  | m2 | 97 |  |  | 38 | 3686 |  | 171 | 16587 |  | 60 | 5820 |  | 72 | 6984 | 57.53 | 5580.41 | 120 | 11640
| Note | Note Details
2.113.15 | - | Protection for the above waterproofing ; all in accordance with the Specifications
| Item Code | Description | Item Remarks | Unit of Measurement | Quantity/Base Price |  |  | Unit Price/Discount % (Excluding VAT) | Total |  | Unit Price/Discount % (Excluding VAT) | Total |  | Unit Price/Discount % (Excluding VAT) | Total |  | Unit Price/Discount % (Excluding VAT) | Total | Unit Price/Discount % (Excluding VAT) | Total | Unit Price/Discount % (Excluding VAT) | Total
2.113.16 | B2.5.8 | (*) To horizontal areas; 50 mm thick Screed |  | m2 | 70 |  |  | 22 | 1540 |  | 22.8 | 1596 |  | 25 | 1750 |  | 22 | 1540 | 58.73 | 4111.1 | 35 | 2450
2.113.17 | B2.5.9 | (*) To Vertical areas; Protection Board |  | m2 | 27 |  |  | 25 | 675 |  | 45.6 | 1231.2 |  | 40 | 1080 |  | 39 | 1053 | 41.95 | 1132.65 | 40 | 1080
| Note | Note Details
2.113.18 | - | Waterproofing system for roofing
2.113.19 | - | Supply and apply waterproofing system for roof as per drawings ,specifications
| Item Code | Description | Item Remarks | Unit of Measurement | Quantity/Base Price |  |  | Unit Price/Discount % (Excluding VAT) | Total |  | Unit Price/Discount % (Excluding VAT) | Total |  | Unit Price/Discount % (Excluding VAT) | Total |  | Unit Price/Discount % (Excluding VAT) | Total | Unit Price/Discount % (Excluding VAT) | Total | Unit Price/Discount % (Excluding VAT) | Total
2.113.20 | B2.5.10 | (*) Compo Roof System As shown in the drawings. |  | m2 | 428 |  |  | 275 | 117700 |  | 171 | 73188 |  | 275 | 117700 |  | 242 | 103576 | 251.7 | 107727.6 | 250 | 107000
2.113.21 | B2.5.11 | (*) Skirting for roof waterproofing |  | m | 121 |  |  | 28 | 3388 |  | 68.4 | 8276.4 |  | 70 | 8470 |  | 0 | 0 | 89.89 | 10876.69 | 50 | 6050
| Note | Note Details
2.113.22 | - | Waterproofing for wet areas
2.113.23 | - | Waterproofing system for wet areas, 1.5mm thick seamless water proofing membrane
| Item Code | Description | Item Remarks | Unit of Measurement | Quantity/Base Price |  |  | Unit Price/Discount % (Excluding VAT) | Total |  | Unit Price/Discount % (Excluding VAT) | Total |  | Unit Price/Discount % (Excluding VAT) | Total |  | Unit Price/Discount % (Excluding VAT) | Total | Unit Price/Discount % (Excluding VAT) | Total | Unit Price/Discount % (Excluding VAT) | Total
2.113.24 | B2.5.12 | (*) Wet area waterproofing to Horizontal |  | m2 | 26 |  |  | 36 | 936 |  | 136.8 | 3556.8 |  | 30 | 780 |  | 55 | 1430 | 56.33 | 1464.58 | 85 | 2210
2.113.25 | B2.5.13 | (*) Wet area waterproofing to Vertical |  | m2 | 10 |  |  | 36 | 360 |  | 136.8 | 1368 |  | 30 | 300 |  | 55 | 550 | 56.33 | 563.3 | 85 | 850
| Note | Note Details
2.113.26 | - | Protection screed; sand and cement screed; all in accordance with the Specifications
| Item Code | Description | Item Remarks | Unit of Measurement | Quantity/Base Price |  |  | Unit Price/Discount % (Excluding VAT) | Total |  | Unit Price/Discount % (Excluding VAT) | Total |  | Unit Price/Discount % (Excluding VAT) | Total |  | Unit Price/Discount % (Excluding VAT) | Total | Unit Price/Discount % (Excluding VAT) | Total | Unit Price/Discount % (Excluding VAT) | Total
2.113.27 | B2.5.14 | (*) To horizontal areas; 30 mm thick |  | m2 | 26 |  |  | 22 | 572 |  | 11.4 | 296.4 |  | 25 | 650 |  | 0 | 0 | 41.95 | 1090.7 | 35 | 910
| Note | Note Details
2.113.28 | - | Additional items
| Item Code | Description | Item Remarks | Unit of Measurement | Quantity/Base Price |  |  | Unit Price/Discount % (Excluding VAT) | Total |  | Unit Price/Discount % (Excluding VAT) | Total |  | Unit Price/Discount % (Excluding VAT) | Total |  | Unit Price/Discount % (Excluding VAT) | Total | Unit Price/Discount % (Excluding VAT) | Total | Unit Price/Discount % (Excluding VAT) | Total
2.113.29 | AI | (*) Contractor may price here any items which has been shown in the Contract drawings or any other Contract Documents but overlooked or not specifically mentioned inthe schedule of items and is necessary for the satisfactory completion of the Works. Should the Contractor fail to insert any item here, it will be deemed that lump sum Contract Price includes all such items and no claims for additional items will be entertained. |  | Item | 1 |  |  | 0 | 0 |  | 0 | 0 |  | 0 | 0 |  | 0 | 0 | 0 | 0 | 0 | 0
| Note | Note Details
2.113.30 | - | Please attach one PDF file to be named "Additional Items for (insert bill no/name & Section No/name)" for the details of these additional items in the additional attachment area at the end of the BOQ.
2.114 SCBF: B2-06 DOORS AND WINDOWS | [6 empty] | 302680 | 11 (out of 11) | 246660 |  | 11 (out of 11) | 236778 |  | 11 (out of 11) | 616150 |  | 11 (out of 11) | 466732 | 11 (out of 11) | 473431.66 | 11 (out of 11) | 437000
| Note | Note Details
2.114.1 | - | Metal Doors
2.114.2 | - | Supply and install metal doors ,including all accessories needed for installation as per mention in drawings & specifications
| Item Code | Description | Item Remarks | Unit of Measurement | Quantity/Base Price |  |  | Unit Price/Discount % (Excluding VAT) | Total |  | Unit Price/Discount % (Excluding VAT) | Total |  | Unit Price/Discount % (Excluding VAT) | Total |  | Unit Price/Discount % (Excluding VAT) | Total | Unit Price/Discount % (Excluding VAT) | Total | Unit Price/Discount % (Excluding VAT) | Total
2.114.3 | B2.6.1 | (*) D1-Metal Swing door 2000x2200 mm |  | No. | 8 |  |  | 6050 | 48400 |  | 4560 | 36480 |  | 7000 | 56000 |  | 12100 | 96800 | 13663.6 | 109308.8 | 10000 | 80000
2.114.4 | B2.6.2 | (*) D2-Metal Swing door 2000x2200 mm |  | No. | 4 |  |  | 6050 | 24200 |  | 4560 | 18240 |  | 15600 | 62400 |  | 12100 | 48400 | 9408.71 | 37634.84 | 10000 | 40000
2.114.5 | B2.6.3 | (*) D3-Metal Swing door 1000x2200 mm |  | No. | 24 |  |  | 3025 | 72600 |  | 2850 | 68400 |  | 7800 | 187200 |  | 6050 | 145200 | 4314.82 | 103555.68 | 6000 | 144000
2.114.6 | B2.6.4 | (*) D4-Metal Swing door 1000x2200 mm |  | No. | 4 |  |  | 3025 | 12100 |  | 2508 | 10032 |  | 4000 | 16000 |  | 3146 | 12584 | 5992.81 | 23971.24 | 6000 | 24000
2.114.7 | B2.6.5 | (*) SD1 G I Sliding door (1200x1200)mm |  | No. | 20 |  |  | 1980 | 39600 |  | 2280 | 45600 |  | 6500 | 130000 |  | 3960 | 79200 | 3595.68 | 71913.6 | 3000 | 60000
2.114.8 | B2.6.6 | (*) GD GI Guillotine door (1200x1200)mm |  | No. | 12 |  |  | 1980 | 23760 |  | 2850 | 34200 |  | 10100 | 121200 |  | 3960 | 47520 | 5992.81 | 71913.72 | 3000 | 36000
| Note | Note Details
2.114.9 | - | Wooden Doors
2.114.10 | - | Supply and install solid mahogany wood door with polyutethane lacquer ,including frames, all accessories needed for installation as per mention in drawings & specifications
| Item Code | Description | Item Remarks | Unit of Measurement | Quantity/Base Price |  |  | Unit Price/Discount % (Excluding VAT) | Total |  | Unit Price/Discount % (Excluding VAT) | Total |  | Unit Price/Discount % (Excluding VAT) | Total |  | Unit Price/Discount % (Excluding VAT) | Total | Unit Price/Discount % (Excluding VAT) | Total | Unit Price/Discount % (Excluding VAT) | Total
2.114.11 | B2.6.7 | (*) WD1-Wooden swing door (1000x2200) mm |  | No. | 2 |  |  | 3080 | 6160 |  | 3420 | 6840 |  | 11000 | 22000 |  | 5324 | 10648 | 4554.53 | 9109.06 | 5500 | 11000
| Note | Note Details
2.114.12 | - | Aluminum Doors
2.114.13 | - | Supply and install powder coated aluminum sanwich panel Doors with wired glass panel and clear inside with aluminum frame ,including all accessories needed for installation as per mention in drawings & specifications
| Item Code | Description | Item Remarks | Unit of Measurement | Quantity/Base Price |  |  | Unit Price/Discount % (Excluding VAT) | Total |  | Unit Price/Discount % (Excluding VAT) | Total |  | Unit Price/Discount % (Excluding VAT) | Total |  | Unit Price/Discount % (Excluding VAT) | Total | Unit Price/Discount % (Excluding VAT) | Total | Unit Price/Discount % (Excluding VAT) | Total
2.114.14 | B2.6.8 | (*) AD1-Aluminum swing door 1000x2200 mm |  | No. | 2 |  |  | 2033 | 4066 |  | 2052 | 4104 |  | 2700 | 5400 |  | 3388 | 6776 | 4314.82 | 8629.64 | 4000 | 8000
2.114.15 | B2.6.9 | (*) AD2-Aluminum swing door 2000x2200 mm |  | No. | 1 |  |  | 5082 | 5082 |  | 3990 | 3990 |  | 5150 | 5150 |  | 6776 | 6776 | 8629.64 | 8629.64 | 10000 | 10000
| Note | Note Details
2.114.16 | - | Aluminum Windows
2.114.17 | - | Supply and install Power coated aluminum with double glass 6+12+6mm ,including all accessories needed for installation as per mention in drawings & specifications
| Item Code | Description | Item Remarks | Unit of Measurement | Quantity/Base Price |  |  | Unit Price/Discount % (Excluding VAT) | Total |  | Unit Price/Discount % (Excluding VAT) | Total |  | Unit Price/Discount % (Excluding VAT) | Total |  | Unit Price/Discount % (Excluding VAT) | Total | Unit Price/Discount % (Excluding VAT) | Total | Unit Price/Discount % (Excluding VAT) | Total
2.114.18 | B2.6.10 | (*) Power coated aluminum with double glass 6+12+6mm size (900x900)mm (Type W1) |  | No. | 12 |  |  | 891 | 10692 |  | 741 | 8892 |  | 900 | 10800 |  | 1069 | 12828 | 2397.12 | 28765.44 | 2000 | 24000
| Note | Note Details
2.114.19 | - | Additional items
| Item Code | Description | Item Remarks | Unit of Measurement | Quantity/Base Price |  |  | Unit Price/Discount % (Excluding VAT) | Total |  | Unit Price/Discount % (Excluding VAT) | Total |  | Unit Price/Discount % (Excluding VAT) | Total |  | Unit Price/Discount % (Excluding VAT) | Total | Unit Price/Discount % (Excluding VAT) | Total | Unit Price/Discount % (Excluding VAT) | Total
2.114.20 | AI | (*) Contractor may price here any items which has been shown in the Contract drawings or any other Contract Documents but overlooked or not specifically mentioned inthe schedule of items and is necessary for the satisfactory completion of the Works. Should the Contractor fail to insert any item here, it will be deemed that lump sum Contract Price includes all such items and no claims for additional items will be entertained. |  | Item | 1 |  |  | 0 | 0 |  | 0 | 0 |  | 0 | 0 |  | 0 | 0 | 0 | 0 | 0 | 0
| Note | Note Details
2.114.21 | - | Please attach one PDF file to be named "Additional Items for (insert bill no/name & Section No/name)" for the details of these additional items in the additional attachment area at the end of the BOQ.
2.115 SCBF: B2-07 FINISHES | [6 empty] | 254373 | 10 (out of 10) | 235734 |  | 10 (out of 10) | 594521.4 |  | 10 (out of 10) | 368160 |  | 10 (out of 10) | 253404 | 10 (out of 10) | 440582.76 | 10 (out of 10) | 387605
| Note | Note Details
2.115.1 | - | External Finishes
2.115.2 | - | Prapare and apply Pagement Plaster with Grooves including all necessary wrok as per drawing and specifications
| Item Code | Description | Item Remarks | Unit of Measurement | Quantity/Base Price |  |  | Unit Price/Discount % (Excluding VAT) | Total |  | Unit Price/Discount % (Excluding VAT) | Total |  | Unit Price/Discount % (Excluding VAT) | Total |  | Unit Price/Discount % (Excluding VAT) | Total | Unit Price/Discount % (Excluding VAT) | Total | Unit Price/Discount % (Excluding VAT) | Total
2.115.3 | B2.7.1 | (*) Pigement Plaster for elevations |  | m2 | 957 |  |  | 73 | 69861 |  | 182.4 | 174556.8 |  | 175 | 167475 |  | 86 | 82302 | 161.81 | 154852.17 | 200 | 191400
| Note | Note Details
2.115.4 | - | Prapare and apply Epoxy paint on Plaster including all necessary wrok as per drawing and specifications ,DIVISION 9 - 09 67 00
| Item Code | Description | Item Remarks | Unit of Measurement | Quantity/Base Price |  |  | Unit Price/Discount % (Excluding VAT) | Total |  | Unit Price/Discount % (Excluding VAT) | Total |  | Unit Price/Discount % (Excluding VAT) | Total |  | Unit Price/Discount % (Excluding VAT) | Total | Unit Price/Discount % (Excluding VAT) | Total | Unit Price/Discount % (Excluding VAT) | Total
2.115.5 | B2.7.2 | (*) External Epoxy Paint For Parapet |  | m2 | 129 |  |  | 45 | 5805 |  | 68.4 | 8823.6 |  | 30 | 3870 |  | 40 | 5160 | 65.92 | 8503.68 | 100 | 12900
| Note | Note Details
2.115.6 | - | Wall Finishes
2.115.7 | - | Prapare and apply Epoxy paint on Plaster including all necessary wrok as per drawing and specifications ,DIVISION 9 - 09 96 56
| Item Code | Description | Item Remarks | Unit of Measurement | Quantity/Base Price |  |  | Unit Price/Discount % (Excluding VAT) | Total |  | Unit Price/Discount % (Excluding VAT) | Total |  | Unit Price/Discount % (Excluding VAT) | Total |  | Unit Price/Discount % (Excluding VAT) | Total | Unit Price/Discount % (Excluding VAT) | Total | Unit Price/Discount % (Excluding VAT) | Total
2.115.8 | B2.7.3 | (*) Internal Epoxy Paint |  | m2 | 1064 |  |  | 39 | 41496 |  | 91.2 | 97036.8 |  | 25 | 26600 |  | 40 | 42560 | 41.95 | 44634.8 | 55 | 58520
| Note | Note Details
2.115.9 | - | Floor Finishes
2.115.10 | - | Prapare and apply Epoxy paint on cement screed including all necessary wrok as per drawing and specifications ,DIVISION 9 - 09 67 00
| Item Code | Description | Item Remarks | Unit of Measurement | Quantity/Base Price |  |  | Unit Price/Discount % (Excluding VAT) | Total |  | Unit Price/Discount % (Excluding VAT) | Total |  | Unit Price/Discount % (Excluding VAT) | Total |  | Unit Price/Discount % (Excluding VAT) | Total | Unit Price/Discount % (Excluding VAT) | Total | Unit Price/Discount % (Excluding VAT) | Total
2.115.11 | B2.7.4 | (*) Epoxy paint |  | m2 | 545 |  |  | 56 | 30520 |  | 91.2 | 49704 |  | 165 | 89925 |  | 71 | 38695 | 41.95 | 22862.75 | 60 | 32700
| Note | Note Details
2.115.12 | - | Natural Sand For out door yard including all necessary wrok as per drawing and specifications
| Item Code | Description | Item Remarks | Unit of Measurement | Quantity/Base Price |  |  | Unit Price/Discount % (Excluding VAT) | Total |  | Unit Price/Discount % (Excluding VAT) | Total |  | Unit Price/Discount % (Excluding VAT) | Total |  | Unit Price/Discount % (Excluding VAT) | Total | Unit Price/Discount % (Excluding VAT) | Total | Unit Price/Discount % (Excluding VAT) | Total
2.115.13 | B2.7.5 | (*) Natural Sand For out door yard 30cm thick |  | m2 | 166 |  |  | 56 | 9296 |  | 45.6 | 7569.6 |  | 20 | 3320 |  | 69 | 11454 | 53.94 | 8954.04 | 80 | 13280
| Note | Note Details
2.115.14 | - | Ceiling Finishes
2.115.15 | - | Prapare and apply Epoxy paint on Plaster including all necessary wrok as per drawing and specifications ,DIVISION 9 - 09 67 00
| Item Code | Description | Item Remarks | Unit of Measurement | Quantity/Base Price |  |  | Unit Price/Discount % (Excluding VAT) | Total |  | Unit Price/Discount % (Excluding VAT) | Total |  | Unit Price/Discount % (Excluding VAT) | Total |  | Unit Price/Discount % (Excluding VAT) | Total | Unit Price/Discount % (Excluding VAT) | Total | Unit Price/Discount % (Excluding VAT) | Total
2.115.16 | B2.7.6 | (*) Epoxy paint |  | m2 | 390 |  |  | 39 | 15210 |  | 68.4 | 26676 |  | 30 | 11700 |  | 40 | 15600 | 41.95 | 16360.5 | 60 | 23400
| Note | Note Details
2.115.17 | - | Backgrounds
2.115.18 | - | Supply and apply ready mixed sand cement plaster with all related accessories mesh, angles, etc., as per drawings and specifications. Cement plaster finish to internal surfaces
| Item Code | Description | Item Remarks | Unit of Measurement | Quantity/Base Price |  |  | Unit Price/Discount % (Excluding VAT) | Total |  | Unit Price/Discount % (Excluding VAT) | Total |  | Unit Price/Discount % (Excluding VAT) | Total |  | Unit Price/Discount % (Excluding VAT) | Total | Unit Price/Discount % (Excluding VAT) | Total | Unit Price/Discount % (Excluding VAT) | Total
2.115.19 | B2.7.7 | (*) Walls |  | m2 | 1064 |  |  | 39 | 41496 |  | 148.2 | 157684.8 |  | 40 | 42560 |  | 36 | 38304 | 113.86 | 121147.04 | 35 | 37240
2.115.20 | B2.7.8 | (*) Ceiling and flooring |  | m2 | 390 |  |  | 40 | 15600 |  | 136.8 | 53352 |  | 45 | 17550 |  | 36 | 14040 | 113.86 | 44405.4 | 35 | 13650
2.115.21 | B2.7.9 | (*) External Parapet |  | m2 | 129 |  |  | 50 | 6450 |  | 148.2 | 19117.8 |  | 40 | 5160 |  | 41 | 5289 | 146.22 | 18862.38 | 35 | 4515
| Note | Note Details
2.115.22 | - | Additional items
| Item Code | Description | Item Remarks | Unit of Measurement | Quantity/Base Price |  |  | Unit Price/Discount % (Excluding VAT) | Total |  | Unit Price/Discount % (Excluding VAT) | Total |  | Unit Price/Discount % (Excluding VAT) | Total |  | Unit Price/Discount % (Excluding VAT) | Total | Unit Price/Discount % (Excluding VAT) | Total | Unit Price/Discount % (Excluding VAT) | Total
2.115.23 | AI | (*) Contractor may price here any items which has been shown in the Contract drawings or any other Contract Documents but overlooked or not specifically mentioned inthe schedule of items and is necessary for the satisfactory completion of the Works. Should the Contractor fail to insert any item here, it will be deemed that lump sum Contract Price includes all such items and no claims for additional items will be entertained. |  | Item | 1 |  |  | 0 | 0 |  | 0 | 0 |  | 0 | 0 |  | 0 | 0 | 0 | 0 | 0 | 0
| Note | Note Details
2.115.24 | - | Please attach one PDF file to be named "Additional Items for (insert bill no/name & Section No/name)" for the details of these additional items in the additional attachment area at the end of the BOQ.
2.116 SCBF: B2-08 ACCESSORIES | [6 empty] | 7250 | 4 (out of 4) | 12280 |  | 4 (out of 4) | 22230 |  | 4 (out of 4) | 40000 |  | 4 (out of 4) | 49688 | 4 (out of 4) | 109668.34 | 4 (out of 4) | 67500
| Note | Note Details
2.116.1 | - | Kitchen Cabinet
2.116.2 | - | Supply and install Cabinet ,including all accessories needed for installation as per mention in drawings & specifications
| Item Code | Description | Item Remarks | Unit of Measurement | Quantity/Base Price |  |  | Unit Price/Discount % (Excluding VAT) | Total |  | Unit Price/Discount % (Excluding VAT) | Total |  | Unit Price/Discount % (Excluding VAT) | Total |  | Unit Price/Discount % (Excluding VAT) | Total | Unit Price/Discount % (Excluding VAT) | Total | Unit Price/Discount % (Excluding VAT) | Total
2.116.3 | B2.8.1 | (*) Kitchen Cabinets |  | m | 4 |  |  | 749 | 2996 |  | 2280 | 9120 |  | 3000 | 12000 |  | 2875 | 11500 | 4194.96 | 16779.84 | 4000 | 16000
2.116.4 | B2.8.2 | (*) Vanity Counter |  | m | 1 |  |  | 1284 | 1284 |  | 1710 | 1710 |  | 3000 | 3000 |  | 688 | 688 | 2996.4 | 2996.4 | 1500 | 1500
| Note | Note Details
2.116.5 | - | Signage
2.116.6 | - | Supply and install Signage ,including all accessories needed for installation as per mention in drawings & specifications
| Item Code | Description | Item Remarks | Unit of Measurement | Quantity/Base Price |  |  | Unit Price/Discount % (Excluding VAT) | Total |  | Unit Price/Discount % (Excluding VAT) | Total |  | Unit Price/Discount % (Excluding VAT) | Total |  | Unit Price/Discount % (Excluding VAT) | Total | Unit Price/Discount % (Excluding VAT) | Total | Unit Price/Discount % (Excluding VAT) | Total
2.116.7 | B2.8.3 | (*) Signage |  | Item | 1 |  |  | 8000 | 8000 |  | 11400 | 11400 |  | 25000 | 25000 |  | 37500 | 37500 | 89892.1 | 89892.1 | 50000 | 50000
| Note | Note Details
2.116.8 | - | Additional items
| Item Code | Description | Item Remarks | Unit of Measurement | Quantity/Base Price |  |  | Unit Price/Discount % (Excluding VAT) | Total |  | Unit Price/Discount % (Excluding VAT) | Total |  | Unit Price/Discount % (Excluding VAT) | Total |  | Unit Price/Discount % (Excluding VAT) | Total | Unit Price/Discount % (Excluding VAT) | Total | Unit Price/Discount % (Excluding VAT) | Total
2.116.9 | AI | (*) Contractor may price here any items which has been shown in the Contract drawings or any other Contract Documents but overlooked or not specifically mentioned inthe schedule of items and is necessary for the satisfactory completion of the Works. Should the Contractor fail to insert any item here, it will be deemed that lump sum Contract Price includes all such items and no claims for additional items will be entertained. |  | Item | 1 |  |  | 0 | 0 |  | 0 | 0 |  | 0 | 0 |  | 0 | 0 | 0 | 0 | 0 | 0
| Note | Note Details
2.116.10 | - | Please attach one PDF file to be named "Additional Items for (insert bill no/name & Section No/name)" for the details of these additional items in the additional attachment area at the end of the BOQ.
2.117 SCBF: B2-9 FURNISHINGS AND EQUIPMENT | [6 empty] | 7000 | 3 (out of 3) | 41200 |  | 3 (out of 3) | 45600 |  | 3 (out of 3) | 20000 |  | 3 (out of 3) | 463398.75 | 3 (out of 3) | 23971.22 | 3 (out of 3) | 280000
| Note | Note Details
2.117.1 | - | Furniture
2.117.2 | - | Supply Furniture ,including all accessories needed as per mention in drawings & specifications
| Item Code | Description | Item Remarks | Unit of Measurement | Quantity/Base Price |  |  | Unit Price/Discount % (Excluding VAT) | Total |  | Unit Price/Discount % (Excluding VAT) | Total |  | Unit Price/Discount % (Excluding VAT) | Total |  | Unit Price/Discount % (Excluding VAT) | Total | Unit Price/Discount % (Excluding VAT) | Total | Unit Price/Discount % (Excluding VAT) | Total
2.117.3 | B2.9.1 | (*) Furniture |  | Item | 1 |  |  | 25750 | 25750 |  | 17100 | 17100 |  | 5000 | 5000 |  | 0 | 0 | 11985.61 | 11985.61 | 200000 | 200000
| Note | Note Details
2.117.4 | - | Kitchen Euipments
2.117.5 | - | Supply and fix Kitchen Euipments ,including all accessories needed for installation as per mention in drawings & specifications
| Item Code | Description | Item Remarks | Unit of Measurement | Quantity/Base Price |  |  | Unit Price/Discount % (Excluding VAT) | Total |  | Unit Price/Discount % (Excluding VAT) | Total |  | Unit Price/Discount % (Excluding VAT) | Total |  | Unit Price/Discount % (Excluding VAT) | Total | Unit Price/Discount % (Excluding VAT) | Total | Unit Price/Discount % (Excluding VAT) | Total
2.117.6 | B2.9.2 | (*) Kitchen Euipments |  | Item | 1 |  |  | 15450 | 15450 |  | 28500 | 28500 |  | 15000 | 15000 |  | 0 | 0 | 11985.61 | 11985.61 | 80000 | 80000
| Note | Note Details
2.117.7 | - | Additional items
| Item Code | Description | Item Remarks | Unit of Measurement | Quantity/Base Price |  |  | Unit Price/Discount % (Excluding VAT) | Total |  | Unit Price/Discount % (Excluding VAT) | Total |  | Unit Price/Discount % (Excluding VAT) | Total |  | Unit Price/Discount % (Excluding VAT) | Total | Unit Price/Discount % (Excluding VAT) | Total | Unit Price/Discount % (Excluding VAT) | Total
2.117.8 | AI | (*) Contractor may price here any items which has been shown in the Contract drawings or any other Contract Documents but overlooked or not specifically mentioned inthe schedule of items and is necessary for the satisfactory completion of the Works. Should the Contractor fail to insert any item here, it will be deemed that lump sum Contract Price includes all such items and no claims for additional items will be entertained. |  | Item | 1 |  |  | 0 | 0 |  | 0 | 0 |  | 0 | 0 |  | 463398.75 | 463398.75 | 0 | 0 | 0 | 0
| Note | Note Details
2.117.9 | - | Please attach one PDF file to be named "Additional Items for (insert bill no/name & Section No/name)" for the details of these additional items in the additional attachment area at the end of the BOQ.
2.118 SCBF: B2-10 MECHANICAL INSTALLATION | [6 empty] | 387226 | 80 (out of 80) | 941400 |  | 80 (out of 80) | 1279290.9 |  | 80 (out of 80) | 1311114 |  | 80 (out of 80) | 1900759.63 | 80 (out of 80) | 3323765.01 | 80 (out of 80) | 892000
| Note | Note Details
2.118.1 | - | Heating, ventilating and air-conditioning
2.118.2 | - | Supply, installation, testing, balancing & commissioning of complete Air Conditioning, Heating & Ventilation ,System as specified complete with in all respects as per drawings, specification, applicable standards, manufacturer recommendations, and as per drawings, mentioned in specification complete in all respects ready to operate including all builders work, coordination with other trades etc but not limited to the following;
| Item Code | Description | Item Remarks | Unit of Measurement | Quantity/Base Price |  |  | Unit Price/Discount % (Excluding VAT) | Total |  | Unit Price/Discount % (Excluding VAT) | Total |  | Unit Price/Discount % (Excluding VAT) | Total |  | Unit Price/Discount % (Excluding VAT) | Total | Unit Price/Discount % (Excluding VAT) | Total | Unit Price/Discount % (Excluding VAT) | Total
2.118.3 | B2.10.1 | (*) Air Handling Unit (AHU), complete including connection to condensate drain piping, copper Pipework, connection to the duct work, necessary flexible connections, vibration isolators in accordance with the manufacturer's recommendations including final electrical connection, control panel, etc.; all in accordance with the specification and drawings |  | No. | 1 |  |  | 941400 | 941400 |  | 34200 | 34200 |  | 217500 | 217500 |  | 0 | 0 | 221418.43 | 221418.43 | 0 | 0
2.118.4 | B2.10.2 | (*) Wall Mounted (Decorative) Unit complete with necessary Pipework, ductworks, valves, strainers, flexible connections, thermometers; controls and associated accessories, vibration isolators, sound liner, attenuators comply with manufacturer's details, final electrical connection, control panel and acoustic linings to reduced noise level; condensate drain piping up to the nearest floor drain, etc.; all in accordance with the specification and drawings; |  | No. | 4 |  |  | 0 | 0 |  | 7410 | 29640 |  | 15225 | 60900 |  | 0 | 0 | 17032.19 | 68128.76 | 0 | 0
2.118.5 | B2.10.3 | (*) Ditto; Ceiling Suspended (Ducted) Unit |  | No. | 2 |  |  | 0 | 0 |  | 9690 | 19380 |  | 1090 | 2180 |  | 0 | 0 | 14193.49 | 28386.98 | 0 | 0
2.118.6 | B2.10.4 | (*) VRF Outdoor Unit complete with necessary Pipework, valves, strainers, flexible connections, thermometers; controls and associated accessories, vibration isolators, comply with manufacturer's details, final electrical connection, control panel and acoustic linings to reduced noise level; condensate drain piping up to the nearest floor drain, etc.; all in accordance with the specification and drawings |  | No. | 1 |  |  | 0 | 0 |  | 51300 | 51300 |  | 43500 | 43500 |  | 0 | 0 | 21006.36 | 21006.36 | 0 | 0
2.118.7 | B2.10.5 | (*) Air Curtains; all in accordance with the specification and drawings |  | No. | 8 |  |  | 0 | 0 |  | 7980 | 63840 |  | 5080 | 40640 |  | 0 | 0 | 8516.09 | 68128.72 | 0 | 0
2.118.8 | B2.10.6 | (*) Supply and return air diffuser |  | No. | 26 |  |  | 0 | 0 |  | 969 | 25194 |  | 253 | 6578 |  | 0 | 0 | 1703.22 | 44283.72 | 0 | 0
2.118.9 | B2.10.7 | (*) Supply , returen air grilles |  | No. | 24 |  |  | 0 | 0 |  | 1083 | 25992 |  | 220 | 5280 |  | 0 | 0 | 2270.96 | 54503.04 | 0 | 0
2.118.10 | B2.10.8 | (*) Volume control damper |  | No. | 33 |  |  | 0 | 0 |  | 741 | 24453 |  | 377 | 12441 |  | 0 | 0 | 1703.22 | 56206.26 | 0 | 0
2.118.11 | B2.10.9 | (*) Galvanized steel sheet metal, rectangular ductwork complete with insulation and all bends, tees, junctions, transformations, splitters, turning vanes, access panels, bell mouths, pressure dampers, fire dampers, fire retardant sealants for all ductwork passing through fire rated structures and connection to equipment, etc.; all in accordance with the specification and drawings |  | m2 | 267 |  |  | 0 | 0 |  | 285 | 76095 |  | 335 | 89445 |  | 0 | 0 | 227.1 | 60635.7 | 0 | 0
2.118.12 | B2.10.10 | (*) Fresh Air louvers with sand trap filter to match with Architectural Cladding complete; all in accordance with the specification and drawing |  | Item | 1 |  |  | 0 | 0 |  | 2622 | 2622 |  | 3190 | 3190 |  | 0 | 0 | 17032.19 | 17032.19 | 0 | 0
2.118.13 | B2.10.11 | (*) Exhaust Disc Valve |  | No. | 1 |  |  | 0 | 0 |  | 433.2 | 433.2 |  | 220 | 220 |  | 0 | 0 | 2838.7 | 2838.7 | 0 | 0
2.118.14 | B2.10.12 | (*) Exhaust fans including necessary dampers, controls and associated accessories, connection to duct work and electrical connection with automatic charge over switch, etc.; all in accordance with the specification and drawings |  | No. | 2 |  |  | 0 | 0 |  | 4560 | 9120 |  | 6330 | 12660 |  | 0 | 0 | 17032.19 | 34064.38 | 0 | 0
2.118.15 | B2.10.13 | (*) Exhaust air diffuser |  | No. | 5 |  |  | 0 | 0 |  | 604.2 | 3021 |  | 261 | 1305 |  | 0 | 0 | 5677.4 | 28387 | 0 | 0
2.118.16 | B2.10.14 | (*) Exhuast air grilles |  | No. | 1 |  |  | 0 | 0 |  | 7410 | 7410 |  | 320 | 320 |  | 0 | 0 | 5677.4 | 5677.4 | 0 | 0
2.118.17 | B2.10.15 | (*) Motorized control damper |  | No. | 1 |  |  | 0 | 0 |  | 5928 | 5928 |  | 2610 | 2610 |  | 0 | 0 | 2270.96 | 2270.96 | 0 | 0
2.118.18 | B2.10.16 | (*) Duct UV sterilizer |  | No. | 1 |  |  | 0 | 0 |  | 11400 | 11400 |  | 7505 | 7505 |  | 0 | 0 | 5677.4 | 5677.4 | 0 | 0
| Note | Note Details
2.118.19 | - | Water Supply
| Item Code | Description | Item Remarks | Unit of Measurement | Quantity/Base Price |  |  | Unit Price/Discount % (Excluding VAT) | Total |  | Unit Price/Discount % (Excluding VAT) | Total |  | Unit Price/Discount % (Excluding VAT) | Total |  | Unit Price/Discount % (Excluding VAT) | Total | Unit Price/Discount % (Excluding VAT) | Total | Unit Price/Discount % (Excluding VAT) | Total
2.118.20 | B2.10.17 | (*) Supply and install water heaters including all necessary valve, thermometers, contactors,heating elements and accessories, etc.; all in accordance with the specification and drawings; |  | No. | 2 |  |  | 0 | 0 |  | 798 | 1596 |  | 850 | 1700 |  | 0 | 0 | 1362.57 | 2725.14 | 0 | 0
2.118.21 | B2.10.18 | (*) Isolating Valve |  | No. | 4 |  |  | 0 | 0 |  | 205.2 | 820.8 |  | 450 | 1800 |  | 0 | 0 | 1703.22 | 6812.88 | 0 | 0
2.118.22 | B2.10.19 | (*) Bib Taps |  | No. | 15 |  |  | 0 | 0 |  | 85.5 | 1282.5 |  | 500 | 7500 |  | 0 | 0 | 227.1 | 3406.5 | 0 | 0
2.118.23 | B2.10.20 | (*) Pump Set complete including valves, flexible connections, pressure vessel, vibration isolators, safety devices, prewired control panels, DDC with buzzer and flash indicator strainers, foundations and electrical connections to local outlets; all in accordance with the specification and drawings; Filter Pump |  | No. | 1 |  |  | 0 | 0 |  | 18810 | 18810 |  | 16000 | 16000 |  | 0 | 0 | 397417.69 | 397417.69 | 0 | 0
2.118.24 | B2.10.21 | (*) Ditto; Transfer Pump |  | No. | 1 |  |  | 0 | 0 |  | 18240 | 18240 |  | 20100 | 20100 |  | 0 | 0 | 238450.61 | 238450.61 | 0 | 0
2.118.25 | B2.10.22 | (*) Ditto; Booster Pump |  | No. | 1 |  |  | 0 | 0 |  | 20520 | 20520 |  | 18000 | 18000 |  | 0 | 0 | 56773.96 | 56773.96 | 0 | 0
2.118.26 | B2.10.23 | (*) Water GRP tank insulated panels complete with all interconnecting piping, fittings, valves, etc.; all in accordance with the specification and drawings; Ground Water GRP Tank |  | No. | 1 |  |  | 0 | 0 |  | 27360 | 27360 |  | 52000 | 52000 |  | 0 | 0 | 85160.93 | 85160.93 | 0 | 0
2.118.27 | B2.10.24 | (*) Ditt; Roof Water Tank |  | No. | 1 |  |  | 0 | 0 |  | 22800 | 22800 |  | 28000 | 28000 |  | 0 | 0 | 17032.19 | 17032.19 | 0 | 0
2.118.28 | B2.10.25 | (*) Multimedia Filtration System |  | No. | 1 |  |  | 0 | 0 |  | 51300 | 51300 |  | 25000 | 25000 |  | 0 | 0 | 170321.87 | 170321.87 | 0 | 0
2.118.29 | B2.10.26 | (*) Water Meter |  | No. | 1 |  |  | 0 | 0 |  | 1824 | 1824 |  | 2500 | 2500 |  | 0 | 0 | 3406.44 | 3406.44 | 0 | 0
2.118.30 | B2.10.27 | (*) Water Meter; BOX |  | No. | 1 |  |  | 0 | 0 |  | 1824 | 1824 |  | 2500 | 2500 |  | 0 | 0 | 3406.44 | 3406.44 | 0 | 0
2.118.31 | B2.10.28 | (*) Main Gate Valve |  | No. | 1 |  |  | 0 | 0 |  | 2850 | 2850 |  | 1500 | 1500 |  | 0 | 0 | 1703.22 | 1703.22 | 0 | 0
2.118.32 | B2.10.29 | (*) Main gate valve manhole cover |  | No. | 1 |  |  | 0 | 0 |  | 5700 | 5700 |  | 6000 | 6000 |  | 0 | 0 | 3974.18 | 3974.18 | 0 | 0
2.118.33 | B2.10.30 | (*) Polypropylene pipe and fittings including insulation at roof, accessories and connections; all in accordance with the specification and drawings; 20 mm dia |  | m | 20 |  |  | 0 | 0 |  | 28.5 | 570 |  | 40 | 800 |  | 0 | 0 | 79.48 | 1589.6 | 0 | 0
2.118.34 | B2.10.31 | (*) Ditto; 25mm dia |  | m | 15 |  |  | 0 | 0 |  | 34.2 | 513 |  | 50 | 750 |  | 0 | 0 | 85.16 | 1277.4 | 0 | 0
2.118.35 | B2.10.32 | (*) Ditto; 32mm dia |  | m | 80 |  |  | 0 | 0 |  | 39.9 | 3192 |  | 60 | 4800 |  | 0 | 0 | 119.23 | 9538.4 | 0 | 0
2.118.36 | B2.10.33 | (*) Ditto; 40mm dia |  | m | 32 |  |  | 0 | 0 |  | 68.4 | 2188.8 |  | 75 | 2400 |  | 0 | 0 | 136.26 | 4360.32 | 0 | 0
2.118.37 | B2.10.34 | (*) Hot water pipe with insulation |  | m | 5 |  |  | 0 | 0 |  | 36.48 | 182.4 |  | 55 | 275 |  | 0 | 0 | 170.32 | 851.6 | 0 | 0
2.118.38 | B2.10.35 | (*) Water Hammer Arrester |  | No. | 4 |  |  | 0 | 0 |  | 85.5 | 342 |  | 350 | 1400 |  | 0 | 0 | 9083.83 | 36335.32 | 0 | 0
| Note | Note Details
2.118.39 | - | Drainage system
2.118.40 | - | Supply, install and commission Drainage, uPVC soil ,waste, vent and rain water pipes- above ground and below ground pipes and fittings including supports, brackets, hangers in accordance with the specification including coordination and connection to Sanitary wares as per required to complete Drainage System.
| Item Code | Description | Item Remarks | Unit of Measurement | Quantity/Base Price |  |  | Unit Price/Discount % (Excluding VAT) | Total |  | Unit Price/Discount % (Excluding VAT) | Total |  | Unit Price/Discount % (Excluding VAT) | Total |  | Unit Price/Discount % (Excluding VAT) | Total | Unit Price/Discount % (Excluding VAT) | Total | Unit Price/Discount % (Excluding VAT) | Total
2.118.41 | B2.10.36 | (*) Floor trap |  | No. | 4 |  |  | 0 | 0 |  | 513 | 2052 |  | 650 | 2600 |  | 0 | 0 | 283.87 | 1135.48 | 0 | 0
2.118.42 | B2.10.37 | (*) Floor clean out |  | No. | 3 |  |  | 0 | 0 |  | 513 | 1539 |  | 600 | 1800 |  | 0 | 0 | 567.74 | 1703.22 | 0 | 0
2.118.43 | B2.10.38 | (*) Supply and installation of sewerage manhole cover double sealed as per design complying to local regulation |  | No. | 2 |  |  | 0 | 0 |  | 5700 | 11400 |  | 5750 | 11500 |  | 0 | 0 | 7380.61 | 14761.22 | 0 | 0
2.118.44 | B2.10.39 | (*) Gully trap with Cover |  | No. | 1 |  |  | 0 | 0 |  | 684 | 684 |  | 1700 | 1700 |  | 0 | 0 | 1703.22 | 1703.22 | 0 | 0
2.118.45 | B2.10.40 | (*) Sand trap with Cover |  | No. | 1 |  |  | 0 | 0 |  | 1368 | 1368 |  | 7500 | 7500 |  | 0 | 0 | 3974.18 | 3974.18 | 0 | 0
2.118.46 | B2.10.41 | (*) uPVC pipe work installation including civil work accessories, fittings and fixings all in accordance to the specification and drawings; 50 mm dia |  | m | 5 |  |  | 0 | 0 |  | 57 | 285 |  | 55 | 275 |  | 0 | 0 | 56.77 | 283.85 | 0 | 0
2.118.47 | B2.10.42 | (*) Ditto; 110mm dia |  | m | 75 |  |  | 0 | 0 |  | 125.4 | 9405 |  | 125 | 9375 |  | 0 | 0 | 136.26 | 10219.5 | 0 | 0
2.118.48 | B2.10.43 | (*) Ditto; 150mm dia |  | m | 11 |  |  | 0 | 0 |  | 148.2 | 1630.2 |  | 195 | 2145 |  | 0 | 0 | 170.32 | 1873.52 | 0 | 0
2.118.49 | B2.10.44 | (*) Vent Pipe 82 mm |  | No. | 12 |  |  | 0 | 0 |  | 91.2 | 1094.4 |  | 75 | 900 |  | 0 | 0 | 90.84 | 1090.08 | 0 | 0
| Note | Note Details
2.118.50 | - | Stormwater
| Item Code | Description | Item Remarks | Unit of Measurement | Quantity/Base Price |  |  | Unit Price/Discount % (Excluding VAT) | Total |  | Unit Price/Discount % (Excluding VAT) | Total |  | Unit Price/Discount % (Excluding VAT) | Total |  | Unit Price/Discount % (Excluding VAT) | Total | Unit Price/Discount % (Excluding VAT) | Total | Unit Price/Discount % (Excluding VAT) | Total
2.118.51 | B2.10.45 | (*) Rainwater outlet |  | No. | 2 |  |  | 0 | 0 |  | 513 | 1026 |  | 850 | 1700 |  | 0 | 0 | 567.74 | 1135.48 | 0 | 0
2.118.52 | B2.10.46 | (*) Rain water manhole cover |  | No. | 6 |  |  | 0 | 0 |  | 5700 | 34200 |  | 13250 | 79500 |  | 0 | 0 | 17032.19 | 102193.14 | 0 | 0
2.118.53 | B2.10.47 | (*) uPVC pipe work installation including civil work, accessories, fittings and fixings all in accordance to the specification and drawings; 110mm dia |  | m | 100 |  |  | 0 | 0 |  | 114 | 11400 |  | 125 | 12500 |  | 0 | 0 | 136.26 | 13626 | 0 | 0
2.118.54 | B2.10.48 | (*) Ditto; Rain water pipe 150 mm |  | m | 105 |  |  | 0 | 0 |  | 148.2 | 15561 |  | 195 | 20475 |  | 0 | 0 | 170.32 | 17883.6 | 0 | 0
2.118.55 | B2.10.49 | (*) Ditto; Rain water pipe 200 mm |  | m | 16 |  |  | 0 | 0 |  | 205.2 | 3283.2 |  | 280 | 4480 |  | 0 | 0 | 204.39 | 3270.24 | 0 | 0
2.118.56 | B2.10.50 | (*) Rain water catchment basin with cover |  | No. | 4 |  |  | 0 | 0 |  | 2850 | 11400 |  | 6500 | 26000 |  | 0 | 0 | 13625.75 | 54503 | 0 | 0
2.118.57 | B2.10.51 | (*) Rain water outlet with cover at ground floor |  | No. | 14 |  |  | 0 | 0 |  | 627 | 8778 |  | 700 | 9800 |  | 0 | 0 | 7380.61 | 103328.54 | 0 | 0
2.118.58 | B2.10.52 | (*) Vent Pipe 82 mm |  | No. | 12 |  |  | 0 | 0 |  | 91.2 | 1094.4 |  | 75 | 900 |  | 0 | 0 | 90.84 | 1090.08 | 0 | 0
2.118.59 | B2.10.53 | (*) Condensate drain pipe 25mm dia |  | No. | 35 |  |  | 0 | 0 |  | 17.1 | 598.5 |  | 50 | 1750 |  | 0 | 0 | 39.74 | 1390.9 | 0 | 0
2.118.60 | B2.10.54 | (*) Floor Clean Out |  | No. | 3 |  |  | 0 | 0 |  | 513 | 1539 |  | 600 | 1800 |  | 0 | 0 | 567.74 | 1703.22 | 0 | 0
2.118.61 | B2.10.55 | (*) Ceiling Clean Out |  | No. | 1 |  |  | 0 | 0 |  | 456 | 456 |  | 200 | 200 |  | 0 | 0 | 567.74 | 567.74 | 0 | 0
| Note | Note Details
2.118.62 | - | Sanitary Ware
2.118.63 | - | Supply and fix Sanitary Ware ,including all accessories needed for installation as per mention in drawings & specifications
| Item Code | Description | Item Remarks | Unit of Measurement | Quantity/Base Price |  |  | Unit Price/Discount % (Excluding VAT) | Total |  | Unit Price/Discount % (Excluding VAT) | Total |  | Unit Price/Discount % (Excluding VAT) | Total |  | Unit Price/Discount % (Excluding VAT) | Total | Unit Price/Discount % (Excluding VAT) | Total | Unit Price/Discount % (Excluding VAT) | Total
2.118.64 | B2.10.56 | (*) Sanitary Ware |  | Item | 1 |  |  | 0 | 0 |  | 57000 | 57000 |  | 15000 | 15000 |  | 0 | 0 | 17032.19 | 17032.19 | 0 | 0
| Note | Note Details
2.118.65 | - | Fire protection
2.118.66 | - | Supply and installation, testing, commissioning fire fighting system with all accessories as per ADCD latest code
| Item Code | Description | Item Remarks | Unit of Measurement | Quantity/Base Price |  |  | Unit Price/Discount % (Excluding VAT) | Total |  | Unit Price/Discount % (Excluding VAT) | Total |  | Unit Price/Discount % (Excluding VAT) | Total |  | Unit Price/Discount % (Excluding VAT) | Total | Unit Price/Discount % (Excluding VAT) | Total | Unit Price/Discount % (Excluding VAT) | Total
2.118.67 | B2.10.57 | (*) Breeching inlet 1x2 way for dry riser ; all in accordance with the specification and drawings |  | No. | 1 |  |  | 0 | 0 |  | 2850 | 2850 |  | 10000 | 10000 |  | 0 | 0 | 9083.83 | 9083.83 | 0 | 0
2.118.68 | B2.10.58 | (*) Fire Hose Cabinet; all in accordance with the drawing and specification |  | No. | 1 |  |  | 0 | 0 |  | 5928 | 5928 |  | 20000 | 20000 |  | 0 | 0 | 13058.01 | 13058.01 | 0 | 0
2.118.69 | B2.10.59 | (*) Fire extinguishers and equipment complete as specified including supports, brackets, instruction signs and the like; all in accordance with the specification and drawings; 6 kg dry powder fire extinguisher |  | No. | 7 |  |  | 0 | 0 |  | 228 | 1596 |  | 400 | 2800 |  | 0 | 0 | 454.19 | 3179.33 | 0 | 0
2.118.70 | B2.10.60 | (*) Ditto; 5 kg CO2 fire extinguisher |  | No. | 7 |  |  | 0 | 0 |  | 285 | 1995 |  | 420 | 2940 |  | 0 | 0 | 510.97 | 3576.79 | 0 | 0
2.118.71 | B2.10.61 | (*) UL/ FM Vertical turbine Fire fighting pump set complete including pump accessories all piping within pump room, valves, flexible connections, pressure vessel, strainer, vibrator, isolators, pre-wired control panels and electrical connection to local outlets; all in accordance with the specification and drawings; Fire pump set for building sprinkler and standpipe system (1 Electrical / 1 Diesel and& submersible jockey pumps) |  | Item | 1 |  |  | 0 | 0 |  | 467400 | 467400 |  | 300000 | 300000 |  | 0 | 0 | 908383.29 | 908383.29 | 0 | 0
2.118.72 | B2.10.62 | (*) Ditto : Circulation Pump |  | No. | 1 |  |  | 0 | 0 |  | 26220 | 26220 |  | 25000 | 25000 |  | 0 | 0 | 96515.72 | 96515.72 | 0 | 0
2.118.73 | B2.10.63 | (*) Galvanized Steel wet riser pipe including fittings, valves and accessories; all in accordance with the specification and drawings; 25mm dia. |  | m | 5 |  |  | 0 | 0 |  | 39.9 | 199.5 |  | 150 | 750 |  | 0 | 0 | 170.32 | 851.6 | 0 | 0
2.118.74 | B2.10.64 | (*) Ditto : Fire fighting pipe 65mm dia |  | m | 5 |  |  | 0 | 0 |  | 171 | 855 |  | 185 | 925 |  | 0 | 0 | 227.1 | 1135.5 | 0 | 0
| Note | Note Details
2.118.75 | - | SUNDRIES:-
| Item Code | Description | Item Remarks | Unit of Measurement | Quantity/Base Price |  |  | Unit Price/Discount % (Excluding VAT) | Total |  | Unit Price/Discount % (Excluding VAT) | Total |  | Unit Price/Discount % (Excluding VAT) | Total |  | Unit Price/Discount % (Excluding VAT) | Total | Unit Price/Discount % (Excluding VAT) | Total | Unit Price/Discount % (Excluding VAT) | Total
2.118.76 | B2.10.65 | (*) Sundries; Allow for supports, including fixings, anchors, insulating block, anti vibration devices and noise suppression measures |  | Item | 1 |  |  | 0 | 0 |  | 570 | 570 |  | 3000 | 3000 |  | 0 | 0 | 11354.79 | 11354.79 | 0 | 0
2.118.77 | B2.10.66 | (*) Allow for identifications, tag plates, labels, signage and colour coding for all services. |  | Item | 1 |  |  | 0 | 0 |  | 570 | 570 |  | 2000 | 2000 |  | 0 | 0 | 11354.79 | 11354.79 | 0 | 0
2.118.78 | B2.10.67 | (*) Allow for testing and pre-commissioning |  | Item | 1 |  |  | 0 | 0 |  | 570 | 570 |  | 1000 | 1000 |  | 0 | 0 | 11354.79 | 11354.79 | 0 | 0
2.118.79 | B2.10.68 | (*) Allow for commissioning |  | Item | 1 |  |  | 0 | 0 |  | 570 | 570 |  | 1000 | 1000 |  | 0 | 0 | 11354.79 | 11354.79 | 0 | 0
2.118.80 | B2.10.69 | (*) Allow for tools and spares |  | Item | 1 |  |  | 0 | 0 |  | 1710 | 1710 |  | 500 | 500 |  | 0 | 0 | 11354.79 | 11354.79 | 0 | 0
2.118.81 | B2.10.70 | (*) Allow for document and certification |  | Item | 1 |  |  | 0 | 0 |  | 1710 | 1710 |  | 1500 | 1500 |  | 0 | 0 | 11354.79 | 11354.79 | 0 | 0
2.118.82 | B2.10.71 | (*) Allow for co-ordination with other services |  | Item | 1 |  |  | 0 | 0 |  | 1710 | 1710 |  | 500 | 500 |  | 0 | 0 | 11354.79 | 11354.79 | 0 | 0
2.118.83 | B2.10.72 | (*) Allow for cutting or forming holes, mortises, chases, or the like and making good finishing |  | Item | 1 |  |  | 0 | 0 |  | 1710 | 1710 |  | 2000 | 2000 |  | 0 | 0 | 11354.79 | 11354.79 | 0 | 0
2.118.84 | B2.10.73 | (*) Allow for building in or cutting and pinning brackets or the like and making good finishing |  | Item | 1 |  |  | 0 | 0 |  | 1710 | 1710 |  | 2500 | 2500 |  | 0 | 0 | 11354.79 | 11354.79 | 0 | 0
2.118.85 | B2.10.74 | (*) Allow for protective painting to all systems |  | Item | 1 |  |  | 0 | 0 |  | 1710 | 1710 |  | 1500 | 1500 |  | 0 | 0 | 11354.79 | 11354.79 | 0 | 0
2.118.86 | B2.10.75 | (*) Allow for decorative painting to all systems |  | Item | 1 |  |  | 0 | 0 |  | 1710 | 1710 |  | 1000 | 1000 |  | 0 | 0 | 11354.79 | 11354.79 | 0 | 0
2.118.87 | B2.10.76 | (*) Allow for drawings, manuals, submittal, samples inspections, instruction books |  | Item | 1 |  |  | 0 | 0 |  | 1710 | 1710 |  | 5000 | 5000 |  | 0 | 0 | 11354.79 | 11354.79 | 0 | 0
2.118.88 | B2.10.77 | (*) Allow for builders work |  | Item | 1 |  |  | 0 | 0 |  | 6840 | 6840 |  | 15000 | 15000 |  | 0 | 0 | 11354.79 | 11354.79 | 0 | 0
2.118.89 | B2.10.78 | (*) Provide air seal partitions above false ceilings to make air zones as required and as shown on drawings and as specified |  | Item | 1 |  |  | 0 | 0 |  | 0 | 0 |  | 1000 | 1000 |  | 0 | 0 | 11354.79 | 11354.79 | 0 | 0
2.118.90 | B2.10.79 | (*) Allow for tools and spares for all the equipment supplied |  | Item | 1 |  |  | 0 | 0 |  | 1710 | 1710 |  | 0 | 0 |  | 0 | 0 | 11354.79 | 11354.79 | 0 | 0
| Note | Note Details
2.118.91 | - | Additional items
| Item Code | Description | Item Remarks | Unit of Measurement | Quantity/Base Price |  |  | Unit Price/Discount % (Excluding VAT) | Total |  | Unit Price/Discount % (Excluding VAT) | Total |  | Unit Price/Discount % (Excluding VAT) | Total |  | Unit Price/Discount % (Excluding VAT) | Total | Unit Price/Discount % (Excluding VAT) | Total | Unit Price/Discount % (Excluding VAT) | Total
2.118.92 | AI | (*) Contractor may price here any items which has been shown in the Contract drawings or any other Contract Documents but overlooked or not specifically mentioned inthe schedule of items and is necessary for the satisfactory completion of the Works. Should the Contractor fail to insert any item here, it will be deemed that lump sum Contract Price includes all such items and no claims for additional items will be entertained. |  | Item | 1 |  |  | 0 | 0 |  | 0 | 0 |  | 0 | 0 |  | 1900759.63 | 1900759.63 | 0 | 0 | 892000 | 892000
| Note | Note Details
2.118.93 | - | Please attach one PDF file to be named "Additional Items for (insert bill no/name & Section No/name)" for the details of these additional items in the additional attachment area at the end of the BOQ.
2.119 SCBF: B2-11 ELECTRICAL INSTALLATION | [6 empty] | 372061 | 110 (out of 110) | 551779 |  | 110 (out of 110) | 541609.44 |  | 110 (out of 110) | 938716 |  | 110 (out of 110) | 1213699.1 | 110 (out of 110) | 1517924.82 | 110 (out of 110) | 950000
| Note | Note Details
2.119.1 | - | Sub-Main Distribution Board
2.119.2 | - | Supply, install, test and commission Wall mounted/ Free Standing Sub main Distribution Boards including circuit breakers, energy monitoring, conduits, ducts and trays from incoming/Outgoing power supply and all terminations as shown on the Drawings & Specifications for the following:-
| Item Code | Description | Item Remarks | Unit of Measurement | Quantity/Base Price |  |  | Unit Price/Discount % (Excluding VAT) | Total |  | Unit Price/Discount % (Excluding VAT) | Total |  | Unit Price/Discount % (Excluding VAT) | Total |  | Unit Price/Discount % (Excluding VAT) | Total | Unit Price/Discount % (Excluding VAT) | Total | Unit Price/Discount % (Excluding VAT) | Total
2.119.3 | B2.11.1 | (*) SMDB-SCB |  | No. | 1 |  |  | 551779 | 551779 |  | 9690 | 9690 |  | 10000 | 10000 |  | 0 | 0 | 22709.58 | 22709.58 | 0 | 0
| Note | Note Details
2.119.4 | - | Final Distribution Board
2.119.5 | - | Supply, install, test and commission Wall mounted/ Free Standing Final Distribution Boards including circuit breakers, energy monitoring, conduits, ducts and trays from incoming/Outgoing power supply and all terminations as shown on the Drawings & Specifications for the following:-
| Item Code | Description | Item Remarks | Unit of Measurement | Quantity/Base Price |  |  | Unit Price/Discount % (Excluding VAT) | Total |  | Unit Price/Discount % (Excluding VAT) | Total |  | Unit Price/Discount % (Excluding VAT) | Total |  | Unit Price/Discount % (Excluding VAT) | Total | Unit Price/Discount % (Excluding VAT) | Total | Unit Price/Discount % (Excluding VAT) | Total
2.119.6 | B2.11.2 | (*) DB-L |  | No. | 1 |  |  | 0 | 0 |  | 1938 | 1938 |  | 3600 | 3600 |  | 0 | 0 | 8516.09 | 8516.09 | 0 | 0
2.119.7 | B2.11.3 | (*) DB-P |  | No. | 1 |  |  | 0 | 0 |  | 2223 | 2223 |  | 2400 | 2400 |  | 0 | 0 | 5677.4 | 5677.4 | 0 | 0
2.119.8 | B2.11.4 | (*) DB-AC |  | No. | 1 |  |  | 0 | 0 |  | 1881 | 1881 |  | 1700 | 1700 |  | 0 | 0 | 6812.87 | 6812.87 | 0 | 0
2.119.9 | B2.11.5 | (*) HVAC CONTROL PANEL |  | No. | 1 |  |  | 0 | 0 |  | 15960 | 15960 |  | 53000 | 53000 |  | 0 | 0 | 28386.98 | 28386.98 | 0 | 0
2.119.10 | B2.11.6 | (*) Supplay install Containment & UPVC Ducts with all accessories |  | Item | 1 |  |  | 0 | 0 |  | 4560 | 4560 |  | 50000 | 50000 |  | 0 | 0 | 34064.37 | 34064.37 | 0 | 0
| Note | Note Details
2.119.11 | B2.11.7 | CABLES AND CABLES SUPPORT SYSTEMS:-
2.119.12 | - | Supply, install, test and commission of Low Voltage armoured cables including glands, connections, conduits, cable ducts, Cable Trays, GI cable trunking, civil works, cable cleats, earthing cable, fixings and termination complete as shown on Drawings and Specifications
2.119.13 | - | Cables from LV TO SMDB and from SMDB to DB as the following
| Item Code | Description | Item Remarks | Unit of Measurement | Quantity/Base Price |  |  | Unit Price/Discount % (Excluding VAT) | Total |  | Unit Price/Discount % (Excluding VAT) | Total |  | Unit Price/Discount % (Excluding VAT) | Total |  | Unit Price/Discount % (Excluding VAT) | Total | Unit Price/Discount % (Excluding VAT) | Total | Unit Price/Discount % (Excluding VAT) | Total
2.119.14 | B2.11.8 | (*) (4C 10mm2 XLPE/SWA/PVC + 1C 10mm2 CU PVC) |  | m | 50 |  |  | 0 | 0 |  | 41.04 | 2052 |  | 55 | 2750 |  | 0 | 0 | 68.13 | 3406.5 | 0 | 0
2.119.15 | B2.11.9 | (*) (4C 25mm2 XLPE/SWA/PVC + 1C 16mm2 CU PVC) |  | m | 10 |  |  | 0 | 0 |  | 51.3 | 513 |  | 90 | 900 |  | 0 | 0 | 85.16 | 851.6 | 0 | 0
2.119.16 | B2.11.10 | (*) (4C 35mm2 XLPE/SWA/PVC + 1C 16mm2 CU PVC) |  | m | 27 |  |  | 0 | 0 |  | 66.12 | 1785.24 |  | 105 | 2835 |  | 0 | 0 | 115.82 | 3127.14 | 0 | 0
2.119.17 | B2.11.11 | (*) (4C 50mm2 XLPE/SWA/PVC + 1C 25mm2 CU PVC) |  | m | 10 |  |  | 0 | 0 |  | 91.2 | 912 |  | 135 | 1350 |  | 0 | 0 | 170.32 | 1703.2 | 0 | 0
2.119.18 | B2.11.12 | (*) (4C 70mm2 XLPE/SWA/PVC + 1C 35mm2 CU PVC) |  | m | 65 |  |  | 0 | 0 |  | 142.5 | 9262.5 |  | 150 | 9750 |  | 0 | 0 | 198.71 | 12916.15 | 0 | 0
2.119.19 | B2.11.13 | (*) (4C 95mm2 XLPE/SWA/PVC + 1C 35mm2 CU PVC) |  | m | 65 |  |  | 0 | 0 |  | 313.5 | 20377.5 |  | 180 | 11700 |  | 0 | 0 | 214.61 | 13949.65 | 0 | 0
| Note | Note Details
2.119.20 | - | Cables Trays and Trunking
2.119.21 | - | Internal armoured cables, cable trays, cable ducts, GI cable trunking, civil works etc. including all fixings and termination complete as per shown in schematic diagram, load schedules and drawings.
| Item Code | Description | Item Remarks | Unit of Measurement | Quantity/Base Price |  |  | Unit Price/Discount % (Excluding VAT) | Total |  | Unit Price/Discount % (Excluding VAT) | Total |  | Unit Price/Discount % (Excluding VAT) | Total |  | Unit Price/Discount % (Excluding VAT) | Total | Unit Price/Discount % (Excluding VAT) | Total | Unit Price/Discount % (Excluding VAT) | Total
2.119.22 | B2.11.14 | (*) GI Trunking 50mm x 50mm |  | Item | 1 |  |  | 0 | 0 |  | 923.4 | 923.4 |  | 500 | 500 |  | 0 | 0 | 8516.09 | 8516.09 | 0 | 0
2.119.23 | B2.11.15 | (*) GI Trunking 100mm x 100mm |  | Item | 1 |  |  | 0 | 0 |  | 1402.2 | 1402.2 |  | 500 | 500 |  | 0 | 0 | 9651.57 | 9651.57 | 0 | 0
2.119.24 | B2.11.16 | (*) GI Trunking 150mm x 150mm |  | Item | 1 |  |  | 0 | 0 |  | 2291.4 | 2291.4 |  | 500 | 500 |  | 0 | 0 | 9935.44 | 9935.44 | 0 | 0
2.119.25 | B2.11.17 | (*) 100mm HDGI cable tray |  | Item | 1 |  |  | 0 | 0 |  | 2462.4 | 2462.4 |  | 11200 | 11200 |  | 0 | 0 | 9083.83 | 9083.83 | 0 | 0
2.119.26 | B2.11.18 | (*) 150 mm HDGI cable tray |  | Item | 1 |  |  | 0 | 0 |  | 2565 | 2565 |  | 500 | 500 |  | 0 | 0 | 9651.57 | 9651.57 | 0 | 0
2.119.27 | B2.11.19 | (*) 200 mm HDGI cable tray |  | Item | 1 |  |  | 0 | 0 |  | 2736 | 2736 |  | 500 | 500 |  | 0 | 0 | 11354.79 | 11354.79 | 0 | 0
2.119.28 | B2.11.20 | (*) 300 mm HDGI cable tray |  | Item | 1 |  |  | 0 | 0 |  | 3420 | 3420 |  | 13000 | 13000 |  | 0 | 0 | 13625.75 | 13625.75 | 0 | 0
| Note | Note Details
2.119.29 | - | DISCONNECTING SWITCHES:-
2.119.30 | - | Supply ,Install, testing and commissioning AC23,IP65 Disconnecting switches including all interconnecting cables, wires , trays and Equipments Points from SMD panels and terminations.
| Item Code | Description | Item Remarks | Unit of Measurement | Quantity/Base Price |  |  | Unit Price/Discount % (Excluding VAT) | Total |  | Unit Price/Discount % (Excluding VAT) | Total |  | Unit Price/Discount % (Excluding VAT) | Total |  | Unit Price/Discount % (Excluding VAT) | Total | Unit Price/Discount % (Excluding VAT) | Total | Unit Price/Discount % (Excluding VAT) | Total
2.119.31 | B2.11.21 | (*) Single phase Isolator (SPN) IP65 |  | No. | 6 |  |  | 0 | 0 |  | 969 | 5814 |  | 300 | 1800 |  | 0 | 0 | 965.16 | 5790.96 | 0 | 0
2.119.32 | B2.11.22 | (*) Three Phase Isolator (TPN) IP 65 |  | No. | 3 |  |  | 0 | 0 |  | 1596 | 4788 |  | 1900 | 5700 |  | 0 | 0 | 1703.22 | 5109.66 | 0 | 0
| Note | Note Details
2.119.33 | - | POWER INSTALLATION:
2.119.34 | - | Wiring Devices Points
2.119.35 | - | Supply ,Install, testing and commissioning complete including points of Wiring devices with cover plates and outlet boxes , wiring cable tray & required all terminations,conduits,boxes , back boxes, couplers, draw boxes, junction boxes, wiring etc complete as per Drawings and Specifications.
| Item Code | Description | Item Remarks | Unit of Measurement | Quantity/Base Price |  |  | Unit Price/Discount % (Excluding VAT) | Total |  | Unit Price/Discount % (Excluding VAT) | Total |  | Unit Price/Discount % (Excluding VAT) | Total |  | Unit Price/Discount % (Excluding VAT) | Total | Unit Price/Discount % (Excluding VAT) | Total | Unit Price/Discount % (Excluding VAT) | Total
2.119.36 | B2.11.23 | (*) 13A switched single socket outlet |  | No. | 18 |  |  | 0 | 0 |  | 239.4 | 4309.2 |  | 320 | 5760 |  | 0 | 0 | 681.29 | 12263.22 | 0 | 0
2.119.37 | B2.11.24 | (*) 13A switched double socket outlet |  | No. | 4 |  |  | 0 | 0 |  | 273.6 | 1094.4 |  | 380 | 1520 |  | 0 | 0 | 794.84 | 3179.36 | 0 | 0
2.119.38 | B2.11.25 | (*) 13A switched double socket outlet W/P |  | No. | 3 |  |  | 0 | 0 |  | 285 | 855 |  | 480 | 1440 |  | 0 | 0 | 851.61 | 2554.83 | 0 | 0
2.119.39 | B2.11.26 | (*) 1 gang 13A,240 V,2 pole weather proof switched socket outlet IP65 |  | No. | 10 |  |  | 0 | 0 |  | 239.4 | 2394 |  | 420 | 4200 |  | 0 | 0 | 681.29 | 6812.9 | 0 | 0
2.119.40 | B2.11.27 | (*) 13A switched double socket outlet above bench level |  | No. | 2 |  |  | 0 | 0 |  | 273.6 | 547.2 |  | 420 | 840 |  | 0 | 0 | 738.06 | 1476.12 | 0 | 0
2.119.41 | B2.11.28 | (*) 13A switched single socket outlet above bench level |  | No. | 1 |  |  | 0 | 0 |  | 239.4 | 239.4 |  | 380 | 380 |  | 0 | 0 | 681.29 | 681.29 | 0 | 0
2.119.42 | B2.11.29 | (*) 16A Industrial socket |  | No. | 1 |  |  | 0 | 0 |  | 604.2 | 604.2 |  | 550 | 550 |  | 0 | 0 | 794.84 | 794.84 | 0 | 0
2.119.43 | B2.11.30 | (*) Flex outlet for water heater |  | No. | 2 |  |  | 0 | 0 |  | 250.8 | 501.6 |  | 400 | 800 |  | 0 | 0 | 908.38 | 1816.76 | 0 | 0
2.119.44 | B2.11.31 | (*) Floor box |  | No. | 1 |  |  | 0 | 0 |  | 490.2 | 490.2 |  | 2500 | 2500 |  | 0 | 0 | 1476.12 | 1476.12 | 0 | 0
| Note | Note Details
2.119.45 | - | LIGHTING FIXTURES
2.119.46 | - | Supply, install, testing and commissioning complete Light fittings including cabling, wiring, conduits and switches in connections to permanent wiring system
| Item Code | Description | Item Remarks | Unit of Measurement | Quantity/Base Price |  |  | Unit Price/Discount % (Excluding VAT) | Total |  | Unit Price/Discount % (Excluding VAT) | Total |  | Unit Price/Discount % (Excluding VAT) | Total |  | Unit Price/Discount % (Excluding VAT) | Total | Unit Price/Discount % (Excluding VAT) | Total | Unit Price/Discount % (Excluding VAT) | Total
2.119.47 | B2.11.32 | (*) Electrical points for Type L1 |  | No. | 6 |  |  | 0 | 0 |  | 473.1 | 2838.6 |  | 1091 | 6546 |  | 0 | 0 | 965.16 | 5790.96 | 0 | 0
2.119.48 | B2.11.33 | (*) Electrical points for Type L2 |  | No. | 10 |  |  | 0 | 0 |  | 473.1 | 4731 |  | 1091 | 10910 |  | 0 | 0 | 794.84 | 7948.4 | 0 | 0
2.119.49 | B2.11.34 | (*) Electrical points for Type L3 |  | No. | 7 |  |  | 0 | 0 |  | 387.6 | 2713.2 |  | 710 | 4970 |  | 0 | 0 | 1021.93 | 7153.51 | 0 | 0
2.119.50 | B2.11.35 | (*) Electrical points for Type L4 |  | No. | 1 |  |  | 0 | 0 |  | 370.5 | 370.5 |  | 501 | 501 |  | 0 | 0 | 738.06 | 738.06 | 0 | 0
2.119.51 | B2.11.36 | (*) Electrical points for Type L5 |  | No. | 1 |  |  | 0 | 0 |  | 513 | 513 |  | 280 | 280 |  | 0 | 0 | 567.74 | 567.74 | 0 | 0
2.119.52 | B2.11.37 | (*) Electrical points for Type L6 |  | No. | 4 |  |  | 0 | 0 |  | 330.6 | 1322.4 |  | 825 | 3300 |  | 0 | 0 | 1078.71 | 4314.84 | 0 | 0
2.119.53 | B2.11.38 | (*) Electrical points for Type L7 |  | No. | 8 |  |  | 0 | 0 |  | 342 | 2736 |  | 1616 | 12928 |  | 0 | 0 | 1703.22 | 13625.76 | 0 | 0
2.119.54 | B2.11.39 | (*) Electrical points for Type L8 |  | No. | 10 |  |  | 0 | 0 |  | 444.6 | 4446 |  | 712 | 7120 |  | 0 | 0 | 1930.31 | 19303.1 | 0 | 0
2.119.55 | B2.11.40 | (*) Electrical points for Type L9 |  | No. | 13 |  |  | 0 | 0 |  | 695.4 | 9040.2 |  | 825 | 10725 |  | 0 | 0 | 1930.31 | 25094.03 | 0 | 0
2.119.56 | B2.11.41 | (*) Electrical points for Type L10 |  | No. | 2 |  |  | 0 | 0 |  | 627 | 1254 |  | 712 | 1424 |  | 0 | 0 | 1930.31 | 3860.62 | 0 | 0
2.119.57 | B2.11.42 | (*) Electrical points for Type L14 |  | No. | 18 |  |  | 0 | 0 |  | 381.9 | 6874.2 |  | 4360 | 78480 |  | 0 | 0 | 965.16 | 17372.88 | 0 | 0
2.119.58 | B2.11.43 | (*) Surface Mountain Self Contained Non Maintained, 3 Hours Duration 1x13W Emergency Light |  | No. | 24 |  |  | 0 | 0 |  | 513 | 12312 |  | 1031 | 24744 |  | 0 | 0 | 1987.09 | 47690.16 | 0 | 0
2.119.59 | B2.11.44 | (*) Self Contained and Maintained, 3 Hours Duration 1x8W Exit Light |  | No. | 3 |  |  | 0 | 0 |  | 399 | 1197 |  | 1131 | 3393 |  | 0 | 0 | 1419.35 | 4258.05 | 0 | 0
| Note | Note Details
2.119.60 | - | WIRING DEVICES & ACCESSORIES
2.119.61 | - | Supply, install and connect the following devices including device boxes, cover, plates, conduits and wiring between devices and distribution boards, switch panels, etc. as per drawings:
| Item Code | Description | Item Remarks | Unit of Measurement | Quantity/Base Price |  |  | Unit Price/Discount % (Excluding VAT) | Total |  | Unit Price/Discount % (Excluding VAT) | Total |  | Unit Price/Discount % (Excluding VAT) | Total |  | Unit Price/Discount % (Excluding VAT) | Total | Unit Price/Discount % (Excluding VAT) | Total | Unit Price/Discount % (Excluding VAT) | Total
2.119.62 | B2.11.45 | (*) 20A double pole switch |  | No. | 5 |  |  | 0 | 0 |  | 222.3 | 1111.5 |  | 300 | 1500 |  | 0 | 0 | 851.61 | 4258.05 | 0 | 0
2.119.63 | B2.11.46 | (*) One way one gang lighting grid switch |  | No. | 10 |  |  | 0 | 0 |  | 205.2 | 2052 |  | 280 | 2800 |  | 0 | 0 | 738.06 | 7380.6 | 0 | 0
2.119.64 | B2.11.47 | (*) One way Two gang lighting grid switch |  | No. | 1 |  |  | 0 | 0 |  | 205.2 | 205.2 |  | 320 | 320 |  | 0 | 0 | 965.16 | 965.16 | 0 | 0
| Note | Note Details
2.119.65 | - | LIGHTING CONTROL SYSTEM:
2.119.66 | - | Supply, install, test and commission complete lighting control system including, cabling, wiring, termination and power connections ,(Data if required)conduits, back boxes, couplers, accessories and suitable for each rooms, halls, corridors and offices and all place at the bulding with all required software and programming activities for all components of the system to the Specification ,shown on Drawings and operation performance requested by the Engineer and not limited to the following .
| Item Code | Description | Item Remarks | Unit of Measurement | Quantity/Base Price |  |  | Unit Price/Discount % (Excluding VAT) | Total |  | Unit Price/Discount % (Excluding VAT) | Total |  | Unit Price/Discount % (Excluding VAT) | Total |  | Unit Price/Discount % (Excluding VAT) | Total | Unit Price/Discount % (Excluding VAT) | Total | Unit Price/Discount % (Excluding VAT) | Total
2.119.67 | B2.11.48 | (*) Overide Switch |  | Item | 3 |  |  | 0 | 0 |  | 228 | 684 |  | 650 | 1950 |  | 0 | 0 | 5677.4 | 17032.2 | 0 | 0
2.119.68 | B2.11.49 | (*) 360 Motion sensor |  | No. | 7 |  |  | 0 | 0 |  | 570 | 3990 |  | 1000 | 7000 |  | 0 | 0 | 1135.48 | 7948.36 | 0 | 0
2.119.69 | B2.11.50 | (*) Lighting Control Panel |  | No. | 1 |  |  | 0 | 0 |  | 17100 | 17100 |  | 20000 | 20000 |  | 0 | 0 | 22709.58 | 22709.58 | 0 | 0
2.119.70 | B2.11.51 | (*) LCD Touch screen |  | No. | 1 |  |  | 0 | 0 |  | 11400 | 11400 |  | 3500 | 3500 |  | 0 | 0 | 7948.35 | 7948.35 | 0 | 0
2.119.71 | B2.11.52 | (*) Photocell & timer switcher W/P IP54 |  | No. | 1 |  |  | 0 | 0 |  | 1140 | 1140 |  | 800 | 800 |  | 0 | 0 | 7948.35 | 7948.35 | 0 | 0
2.119.72 | B2.11.53 | (*) Conduites, wiring, cables, termination, trunking, ,junction boxes,earthing and trays etc related to telecommunication system |  | Item | 1 |  |  | 0 | 0 |  | 5700 | 5700 |  | 0 | 0 |  | 0 | 0 | 28386.98 | 28386.98 | 0 | 0
| Note | Note Details
2.119.73 | - | COMMUNICATION SYSTEMS
2.119.74 | - | TELECOMMUNICATION SYSTEM:-
2.119.75 | - | Supply, install, testing and commissioning complete Telecom System Equipments Points & Accessories including connection and terminations as per Client Requirements, drawings ,Specifications and as per latest Etisalat regulations.
| Item Code | Description | Item Remarks | Unit of Measurement | Quantity/Base Price |  |  | Unit Price/Discount % (Excluding VAT) | Total |  | Unit Price/Discount % (Excluding VAT) | Total |  | Unit Price/Discount % (Excluding VAT) | Total |  | Unit Price/Discount % (Excluding VAT) | Total | Unit Price/Discount % (Excluding VAT) | Total | Unit Price/Discount % (Excluding VAT) | Total
2.119.76 | B2.11.54 | (*) IDF |  | No. | 1 |  |  | 0 | 0 |  | 5700 | 5700 |  | 25000 | 25000 |  | 0 | 0 | 14761.23 | 14761.23 | 0 | 0
2.119.77 | B2.11.55 | (*) Dual RJ 45outlet |  | No. | 26 |  |  | 0 | 0 |  | 399 | 10374 |  | 720 | 18720 |  | 0 | 0 | 908.38 | 23617.88 | 0 | 0
2.119.78 | B2.11.56 | (*) Single RJ 45outlet (above false cielling) |  | No. | 3 |  |  | 0 | 0 |  | 330.6 | 991.8 |  | 400 | 1200 |  | 0 | 0 | 681.29 | 2043.87 | 0 | 0
2.119.79 | B2.11.57 | (*) Single RJ 45 at high level |  | No. | 1 |  |  | 0 | 0 |  | 399 | 399 |  | 380 | 380 |  | 0 | 0 | 681.29 | 681.29 | 0 | 0
2.119.80 | B2.11.58 | (*) 24 POE port switch |  | No. | 1 |  |  | 0 | 0 |  | 570 | 570 |  | 6000 | 6000 |  | 0 | 0 | 14193.49 | 14193.49 | 0 | 0
2.119.81 | B2.11.59 | (*) patch panel |  | No. | 1 |  |  | 0 | 0 |  | 1140 | 1140 |  | 2500 | 2500 |  | 0 | 0 | 19870.88 | 19870.88 | 0 | 0
2.119.82 | B2.11.60 | (*) Conduites, wiring, cables, termination, trunking, ,junction boxes,earthing and trays etc related to telecommunication system |  | Item | 1 |  |  | 0 | 0 |  | 5700 | 5700 |  | 45000 | 45000 |  | 0 | 0 | 36335.33 | 36335.33 | 0 | 0
| Note | Note Details
2.119.83 | - | Cables Trays and Trunking
2.119.84 | - | cable trays, cable ducts, GI cable trunking, civil works etc. including all fixings and termination complete as per shown in schematic diagram, load schedules drawings and requirments
| Item Code | Description | Item Remarks | Unit of Measurement | Quantity/Base Price |  |  | Unit Price/Discount % (Excluding VAT) | Total |  | Unit Price/Discount % (Excluding VAT) | Total |  | Unit Price/Discount % (Excluding VAT) | Total |  | Unit Price/Discount % (Excluding VAT) | Total | Unit Price/Discount % (Excluding VAT) | Total | Unit Price/Discount % (Excluding VAT) | Total
2.119.85 | B2.11.61 | (*) GI Trunking 50mm x 50mm |  | Item | 1 |  |  | 0 | 0 |  | 3420 | 3420 |  | 0 | 0 |  | 0 | 0 | 8516.09 | 8516.09 | 0 | 0
2.119.86 | B2.11.62 | (*) GI Trunking 100mm x 100mm |  | Item | 1 |  |  | 0 | 0 |  | 3420 | 3420 |  | 0 | 0 |  | 0 | 0 | 9651.57 | 9651.57 | 0 | 0
2.119.87 | B2.11.63 | (*) GI Trunking 150mm x 150mm |  | Item | 1 |  |  | 0 | 0 |  | 3420 | 3420 |  | 0 | 0 |  | 0 | 0 | 9935.44 | 9935.44 | 0 | 0
2.119.88 | B2.11.64 | (*) 100mm HDGI cable tray |  | Item | 1 |  |  | 0 | 0 |  | 3420 | 3420 |  | 0 | 0 |  | 0 | 0 | 9083.83 | 9083.83 | 0 | 0
2.119.89 | B2.11.65 | (*) 150mm HDGI cable tray |  | Item | 1 |  |  | 0 | 0 |  | 3420 | 3420 |  | 0 | 0 |  | 0 | 0 | 9651.57 | 9651.57 | 0 | 0
| Note | Note Details
2.119.90 | - | ACCESS CONTROL SYSTEM
2.119.91 | - | install, test and commission a Door access control system as specified here under and shown on the drawings and secification
| Item Code | Description | Item Remarks | Unit of Measurement | Quantity/Base Price |  |  | Unit Price/Discount % (Excluding VAT) | Total |  | Unit Price/Discount % (Excluding VAT) | Total |  | Unit Price/Discount % (Excluding VAT) | Total |  | Unit Price/Discount % (Excluding VAT) | Total | Unit Price/Discount % (Excluding VAT) | Total | Unit Price/Discount % (Excluding VAT) | Total
2.119.92 | B2.11.66 | (*) Card Reader |  | No. | 3 |  |  | 0 | 0 |  | 570 | 1710 |  | 2500 | 7500 |  | 0 | 0 | 908.38 | 2725.14 | 0 | 0
2.119.93 | B2.11.67 | (*) Exit button |  | No. | 3 |  |  | 0 | 0 |  | 228 | 684 |  | 500 | 1500 |  | 0 | 0 | 1703.22 | 5109.66 | 0 | 0
2.119.94 | B2.11.68 | (*) Door contact |  | No. | 3 |  |  | 0 | 0 |  | 342 | 1026 |  | 500 | 1500 |  | 0 | 0 | 851.61 | 2554.83 | 0 | 0
2.119.95 | B2.11.69 | (*) Magnetic lock |  | No. | 3 |  |  | 0 | 0 |  | 456 | 1368 |  | 1500 | 4500 |  | 0 | 0 | 851.61 | 2554.83 | 0 | 0
2.119.96 | B2.11.70 | (*) 24 port switch |  | No. | 1 |  |  | 0 | 0 |  | 570 | 570 |  | 6000 | 6000 |  | 0 | 0 | 11354.79 | 11354.79 | 0 | 0
2.119.97 | B2.11.71 | (*) patch panel |  | No. | 1 |  |  | 0 | 0 |  | 1140 | 1140 |  | 2500 | 2500 |  | 0 | 0 | 17032.19 | 17032.19 | 0 | 0
2.119.98 | B2.11.72 | (*) wiring, , termination etc related work to Access control system |  | Item | 1 |  |  | 0 | 0 |  | 5700 | 5700 |  | 20000 | 20000 |  | 0 | 0 | 22709.58 | 22709.58 | 0 | 0
| Note | Note Details
2.119.99 | - | CCTV System Installation
2.119.100 | - | Allow for all necessary works in connection with CCTV installation complete including supply, installation, testing and commissioning as per the drawings and/or the specifications
2.119.101 | - | Complete CCTV system including NVR,work station,CAT6 cabling ,power caling... ETC and all devices / elements as shown on the drawings and/or in specification including supply, installation, connections, testing & commissioning and documentation. Include all builders work, fixing accessories, wires/ cables, tagging, cable tray with cover, trunking, conduits, supports, back boxes,couplers and accessories as required
| Item Code | Description | Item Remarks | Unit of Measurement | Quantity/Base Price |  |  | Unit Price/Discount % (Excluding VAT) | Total |  | Unit Price/Discount % (Excluding VAT) | Total |  | Unit Price/Discount % (Excluding VAT) | Total |  | Unit Price/Discount % (Excluding VAT) | Total | Unit Price/Discount % (Excluding VAT) | Total | Unit Price/Discount % (Excluding VAT) | Total
2.119.102 | B2.11.73 | (*) Dome type camera IP (Day & Night) POE ,Recognize |  | No. | 5 |  |  | 0 | 0 |  | 6840 | 34200 |  | 6000 | 30000 |  | 0 | 0 | 9083.83 | 45419.15 | 0 | 0
2.119.103 | B2.11.74 | (*) Dome type camera IP (Day & Night) POE, Identify |  | No. | 2 |  |  | 0 | 0 |  | 5130 | 10260 |  | 7500 | 15000 |  | 0 | 0 | 11354.79 | 22709.58 | 0 | 0
2.119.104 | B2.11.75 | (*) Fixed camera IP (DAY & Night )POE weather proof ,Recongize |  | No. | 11 |  |  | 0 | 0 |  | 5130 | 56430 |  | 9500 | 104500 |  | 0 | 0 | 9083.83 | 99922.13 | 0 | 0
2.119.105 | B2.11.76 | (*) port switch |  | No. | 2 |  |  | 0 | 0 |  | 4560 | 9120 |  | 0 | 0 |  | 0 | 0 | 17032.19 | 34064.38 | 0 | 0
2.119.106 | B2.11.77 | (*) 24 POE port switch |  | No. | 2 |  |  | 0 | 0 |  | 4560 | 9120 |  | 6000 | 12000 |  | 0 | 0 | 17032.19 | 34064.38 | 0 | 0
2.119.107 | B2.11.78 | (*) Patch panel |  | No. | 2 |  |  | 0 | 0 |  | 1140 | 2280 |  | 2500 | 5000 |  | 0 | 0 | 20438.62 | 40877.24 | 0 | 0
2.119.108 | B2.11.79 | (*) Conduites, wiring, patch panels, cables, termination, trunking, ,junction boxes,earthing and trays... etc related work required for CCTV system |  | Item | 1 |  |  | 0 | 0 |  | 5700 | 5700 |  | 45000 | 45000 |  | 0 | 0 | 30090.2 | 30090.2 | 0 | 0
| Note | Note Details
2.119.109 | - | Uninterruptible Power Supply
2.119.110 | - | Supply, install, test and commission of UPS including battery bank, rectifier, inverters static by pass switch, control panel, ducts, cable terminations, cable tray, conduits, civil works, etc. in accordance with the site conditions, Requirements, Drawings and Specification.
| Item Code | Description | Item Remarks | Unit of Measurement | Quantity/Base Price |  |  | Unit Price/Discount % (Excluding VAT) | Total |  | Unit Price/Discount % (Excluding VAT) | Total |  | Unit Price/Discount % (Excluding VAT) | Total |  | Unit Price/Discount % (Excluding VAT) | Total | Unit Price/Discount % (Excluding VAT) | Total | Unit Price/Discount % (Excluding VAT) | Total
2.119.111 | B2.11.80 | (*) 5 KVA UPS (for racks) |  | No. | 1 |  |  | 0 | 0 |  | 18240 | 18240 |  | 25000 | 25000 |  | 0 | 0 | 71535.18 | 71535.18 | 0 | 0
| Note | Note Details
2.119.112 | - | Earthing & bonding System
| Item Code | Description | Item Remarks | Unit of Measurement | Quantity/Base Price |  |  | Unit Price/Discount % (Excluding VAT) | Total |  | Unit Price/Discount % (Excluding VAT) | Total |  | Unit Price/Discount % (Excluding VAT) | Total |  | Unit Price/Discount % (Excluding VAT) | Total | Unit Price/Discount % (Excluding VAT) | Total | Unit Price/Discount % (Excluding VAT) | Total
2.119.113 | B2.11.81 | (*) Supply, install ,testing and commissioning with all accessories of the earthing and bonding system complete including Earth Bar main earth electrodes , earthing continuity conductors ,bonding conductors and earth pit etc, as specified. |  | Item | 1 |  |  | 0 | 0 |  | 11400 | 11400 |  | 8900 | 8900 |  | 0 | 0 | 28386.98 | 28386.98 | 0 | 0
| Note | Note Details
2.119.114 | - | Lightning Protection System
2.119.115 | - | Supply, install, test and commission complete lightning protection system air termination network, fitting and connection complete in accordance with Specifications and Drawings.
| Item Code | Description | Item Remarks | Unit of Measurement | Quantity/Base Price |  |  | Unit Price/Discount % (Excluding VAT) | Total |  | Unit Price/Discount % (Excluding VAT) | Total |  | Unit Price/Discount % (Excluding VAT) | Total |  | Unit Price/Discount % (Excluding VAT) | Total | Unit Price/Discount % (Excluding VAT) | Total | Unit Price/Discount % (Excluding VAT) | Total
2.119.116 | B2.11.82 | (*) Earth pit |  | Item | 1 |  |  | 0 | 0 |  | 6840 | 6840 |  | 9000 | 9000 |  | 0 | 0 | 17032.19 | 17032.19 | 0 | 0
2.119.117 | B2.11.83 | (*) Free standing air terminal for protection of mechanical |  | Item | 1 |  |  | 0 | 0 |  | 4560 | 4560 |  | 3500 | 3500 |  | 0 | 0 | 14193.49 | 14193.49 | 0 | 0
2.119.118 | B2.11.84 | (*) Thermo weld in all joints |  | Item | 1 |  |  | 0 | 0 |  | 570 | 570 |  | 2000 | 2000 |  | 0 | 0 | 5677.4 | 5677.4 | 0 | 0
2.119.119 | B2.11.85 | (*) Copper tape down conductor |  | Item | 1 |  |  | 0 | 0 |  | 570 | 570 |  | 2000 | 2000 |  | 0 | 0 | 5677.4 | 5677.4 | 0 | 0
2.119.120 | B2.11.86 | (*) Down conductor to earth pit |  | Item | 1 |  |  | 0 | 0 |  | 342 | 342 |  | 2500 | 2500 |  | 0 | 0 | 10219.31 | 10219.31 | 0 | 0
2.119.121 | B2.11.87 | (*) 1C 70mm² PVC/SC direct buried cable |  | Item | 1 |  |  | 0 | 0 |  | 1710 | 1710 |  | 6000 | 6000 |  | 0 | 0 | 5677.4 | 5677.4 | 0 | 0
2.119.122 | B2.11.88 | (*) 25x 3mm bare copper tape lightning protection air terminal |  | Item | 1 |  |  | 0 | 0 |  | 3420 | 3420 |  | 12000 | 12000 |  | 0 | 0 | 9651.57 | 9651.57 | 0 | 0
| Note | Note Details
2.119.123 | - | FIRE ALARM & SECURITY SYSTEMS
2.119.124 | - | ANALOGUE ADDRESSABLE FIRE ALARM SYSTEM
2.119.125 | - | Fire Alarm Installation
2.119.126 | - | Allow for all necessary works in connection with fire alarm installation complete including supply, installation, testing and commissioning as per the drawings and/or the specifications
2.119.127 | - | Complete addressable fire alarm system including all devices / elements as shown on the drawings and/or in specification including supply, installation, connections, testing & commissioning and documentation. Include all builders work, detector base, fixing accessories, fire resistant cables, tagging, cable tray with cover, trunking, conduits, supports, back boxes, couplers and accessories as required.
| Item Code | Description | Item Remarks | Unit of Measurement | Quantity/Base Price |  |  | Unit Price/Discount % (Excluding VAT) | Total |  | Unit Price/Discount % (Excluding VAT) | Total |  | Unit Price/Discount % (Excluding VAT) | Total |  | Unit Price/Discount % (Excluding VAT) | Total | Unit Price/Discount % (Excluding VAT) | Total | Unit Price/Discount % (Excluding VAT) | Total
2.119.128 | B2.11.89 | (*) Addressable Fire Alarm control panel |  | No. | 1 |  |  | 0 | 0 |  | 2850 | 2850 |  | 15000 | 15000 |  | 0 | 0 | 45419.16 | 45419.16 | 0 | 0
2.119.129 | B2.11.90 | (*) Addressable Monitor panel for emergency light |  | No. | 1 |  |  | 0 | 0 |  | 22800 | 22800 |  | 45000 | 45000 |  | 0 | 0 | 39741.77 | 39741.77 | 0 | 0
2.119.130 | B2.11.91 | (*) Addressable Smoke detector |  | No. | 12 |  |  | 0 | 0 |  | 399 | 4788 |  | 350 | 4200 |  | 0 | 0 | 1419.35 | 17032.2 | 0 | 0
2.119.131 | B2.11.92 | (*) Addressable heat detector |  | No. | 2 |  |  | 0 | 0 |  | 399 | 798 |  | 450 | 900 |  | 0 | 0 | 1362.57 | 2725.14 | 0 | 0
2.119.132 | B2.11.93 | (*) Addressable manual call point |  | No. | 3 |  |  | 0 | 0 |  | 399 | 1197 |  | 500 | 1500 |  | 0 | 0 | 1419.35 | 4258.05 | 0 | 0
2.119.133 | B2.11.94 | (*) Addressable Fire alarm sounder |  | No. | 1 |  |  | 0 | 0 |  | 399 | 399 |  | 600 | 600 |  | 0 | 0 | 1362.57 | 1362.57 | 0 | 0
2.119.134 | B2.11.95 | (*) Addressable Fire Alarm sounder with strobe weather proof |  | No. | 3 |  |  | 0 | 0 |  | 2280 | 6840 |  | 650 | 1950 |  | 0 | 0 | 1419.35 | 4258.05 | 0 | 0
2.119.135 | B2.11.96 | (*) Monitor Module |  | No. | 2 |  |  | 0 | 0 |  | 22800 | 45600 |  | 1500 | 3000 |  | 0 | 0 | 2838.7 | 5677.4 | 0 | 0
2.119.136 | B2.11.97 | (*) conduits, cabling, trays, ducts, trunking related to fire alarm system. |  | Item | 1 |  |  | 0 | 0 |  | 11400 | 11400 |  | 5000 | 5000 |  | 0 | 0 | 34064.37 | 34064.37 | 0 | 0
| Note | Note Details
2.119.137 | - | SUNDRIES:-
| Item Code | Description | Item Remarks | Unit of Measurement | Quantity/Base Price |  |  | Unit Price/Discount % (Excluding VAT) | Total |  | Unit Price/Discount % (Excluding VAT) | Total |  | Unit Price/Discount % (Excluding VAT) | Total |  | Unit Price/Discount % (Excluding VAT) | Total | Unit Price/Discount % (Excluding VAT) | Total | Unit Price/Discount % (Excluding VAT) | Total
2.119.138 | B2.11.98 | (*) Allow for supports |  | Item | 1 |  |  | 0 | 0 |  | 570 | 570 |  | 5000 | 5000 |  | 0 | 0 | 11354.79 | 11354.79 | 0 | 0
2.119.139 | B2.11.99 | (*) Allow for identifications, tag plates, labels, signage and colour coding for all services. |  | Item | 1 |  |  | 0 | 0 |  | 570 | 570 |  | 2000 | 2000 |  | 0 | 0 | 11354.79 | 11354.79 | 0 | 0
2.119.140 | B2.11.100 | (*) Allow for testing and pre-commissioning |  | Item | 1 |  |  | 0 | 0 |  | 570 | 570 |  | 1000 | 1000 |  | 0 | 0 | 11354.79 | 11354.79 | 0 | 0
2.119.141 | B2.11.101 | (*) Allow for commissioning |  | Item | 1 |  |  | 0 | 0 |  | 570 | 570 |  | 500 | 500 |  | 0 | 0 | 11354.79 | 11354.79 | 0 | 0
2.119.142 | B2.11.102 | (*) Allow for tools and spares |  | Item | 1 |  |  | 0 | 0 |  | 570 | 570 |  | 500 | 500 |  | 0 | 0 | 11354.79 | 11354.79 | 0 | 0
2.119.143 | B2.11.103 | (*) Allow for document and certification |  | Item | 1 |  |  | 0 | 0 |  | 570 | 570 |  | 1500 | 1500 |  | 0 | 0 | 11354.79 | 11354.79 | 0 | 0
2.119.144 | B2.11.104 | (*) Allow for co-ordination with other services |  | Item | 1 |  |  | 0 | 0 |  | 570 | 570 |  | 1000 | 1000 |  | 0 | 0 | 11354.79 | 11354.79 | 0 | 0
2.119.145 | B2.11.105 | (*) Allow for cutting or forming holes, mortises, chases, or the like and making good finishing |  | Item | 1 |  |  | 0 | 0 |  | 570 | 570 |  | 3000 | 3000 |  | 0 | 0 | 11354.79 | 11354.79 | 0 | 0
2.119.146 | B2.11.106 | (*) Allow for building in or cutting and pinning brackets or the like and making good finishing |  | Item | 1 |  |  | 0 | 0 |  | 570 | 570 |  | 2000 | 2000 |  | 0 | 0 | 11354.79 | 11354.79 | 0 | 0
2.119.147 | B2.11.107 | (*) Allow for protective painting to all systems |  | Item | 1 |  |  | 0 | 0 |  | 570 | 570 |  | 1000 | 1000 |  | 0 | 0 | 11354.79 | 11354.79 | 0 | 0
2.119.148 | B2.11.108 | (*) Allow for decorative painting to all systems |  | Item | 1 |  |  | 0 | 0 |  | 570 | 570 |  | 1000 | 1000 |  | 0 | 0 | 11354.79 | 11354.79 | 0 | 0
2.119.149 | B2.11.109 | (*) Allow for drawings, manuals, submittal, samples inspections, instruction books |  | Item | 1 |  |  | 0 | 0 |  | 570 | 570 |  | 3000 | 3000 |  | 0 | 0 | 11354.79 | 11354.79 | 0 | 0
2.119.150 | B2.11.106 | (*) Allow for builders work |  | Item | 1 |  |  | 0 | 0 |  | 6840 | 6840 |  | 10000 | 10000 |  | 0 | 0 | 11354.79 | 11354.79 | 0 | 0
| Note | Note Details
2.119.151 | - | Additional items
| Item Code | Description | Item Remarks | Unit of Measurement | Quantity/Base Price |  |  | Unit Price/Discount % (Excluding VAT) | Total |  | Unit Price/Discount % (Excluding VAT) | Total |  | Unit Price/Discount % (Excluding VAT) | Total |  | Unit Price/Discount % (Excluding VAT) | Total | Unit Price/Discount % (Excluding VAT) | Total | Unit Price/Discount % (Excluding VAT) | Total
2.119.152 | AI | (*) Contractor may price here any items which has been shown in the Contract drawings or any other Contract Documents but overlooked or not specifically mentioned inthe schedule of items and is necessary for the satisfactory completion of the Works. Should the Contractor fail to insert any item here, it will be deemed that lump sum Contract Price includes all such items and no claims for additional items will be entertained. |  | Item | 1 |  |  | 0 | 0 |  | 0 | 0 |  | 0 | 0 |  | 1213699.1 | 1213699.1 | 0 | 0 | 950000 | 950000
| Note | Note Details
2.119.153 | - | Please attach one PDF file to be named "Additional Items for (insert bill no/name & Section No/name)" for the details of these additional items in the additional attachment area at the end of the BOQ.
2.120 SCBF: B2-12 EXTERNAL WORKS | [6 empty] | 135030 | 17 (out of 17) | 267134 |  | 17 (out of 17) | 173781.6 |  | 17 (out of 17) | 206650 |  | 17 (out of 17) | 330444 | 17 (out of 17) | 345056.37 | 17 (out of 17) | 603780
| Note | Note Details
2.120.1 | - | External Works:
2.120.2 | - | Supply and Fix Planter Box ,including all accessories needed , as per mention in drawings & specifications
| Item Code | Description | Item Remarks | Unit of Measurement | Quantity/Base Price |  |  | Unit Price/Discount % (Excluding VAT) | Total |  | Unit Price/Discount % (Excluding VAT) | Total |  | Unit Price/Discount % (Excluding VAT) | Total |  | Unit Price/Discount % (Excluding VAT) | Total | Unit Price/Discount % (Excluding VAT) | Total | Unit Price/Discount % (Excluding VAT) | Total
2.120.3 | B2.12.1 | (*) Planter Box |  | Item | 1 |  |  | 53000 | 53000 |  | 6840 | 6840 |  | 5000 | 5000 |  | 156250 | 156250 | 17978.42 | 17978.42 | 300000 | 300000
| Note | Note Details
2.120.4 | - | Supply and Fix interlock tiles ,including all accessories needed , as per mention in drawings & specifications
| Item Code | Description | Item Remarks | Unit of Measurement | Quantity/Base Price |  |  | Unit Price/Discount % (Excluding VAT) | Total |  | Unit Price/Discount % (Excluding VAT) | Total |  | Unit Price/Discount % (Excluding VAT) | Total |  | Unit Price/Discount % (Excluding VAT) | Total | Unit Price/Discount % (Excluding VAT) | Total | Unit Price/Discount % (Excluding VAT) | Total
2.120.5 | B2.12.2 | (*) Interlock Tiles 60mm |  | m2 | 506 |  |  | 85 | 43010 |  | 114 | 57684 |  | 115 | 58190 |  | 138 | 69828 | 103.08 | 52158.48 | 120 | 60720
2.120.6 | B2.12.3 | (*) Interlock Tiles 80mm |  | m2 | 76 |  |  | 91 | 6916 |  | 136.8 | 10396.8 |  | 120 | 9120 |  | 175 | 13300 | 107.87 | 8198.12 | 140 | 10640
| Note | Note Details
2.120.7 | - | Supply and Fix Curbstone ,including all accessories needed , as per mention in drawings & specifications
| Item Code | Description | Item Remarks | Unit of Measurement | Quantity/Base Price |  |  | Unit Price/Discount % (Excluding VAT) | Total |  | Unit Price/Discount % (Excluding VAT) | Total |  | Unit Price/Discount % (Excluding VAT) | Total |  | Unit Price/Discount % (Excluding VAT) | Total | Unit Price/Discount % (Excluding VAT) | Total | Unit Price/Discount % (Excluding VAT) | Total
2.120.8 | B2.12.4 | (*) Curbstone |  | m | 207 |  |  | 85 | 17595 |  | 136.8 | 28317.6 |  | 100 | 20700 |  | 138 | 28566 | 149.82 | 31012.74 | 110 | 22770
| Note | Note Details
2.120.9 | - | Waste Disposal:
2.120.10 | - | Prepare and supply waste disposal area as shown in the drawings.
| Item Code | Description | Item Remarks | Unit of Measurement | Quantity/Base Price |  |  | Unit Price/Discount % (Excluding VAT) | Total |  | Unit Price/Discount % (Excluding VAT) | Total |  | Unit Price/Discount % (Excluding VAT) | Total |  | Unit Price/Discount % (Excluding VAT) | Total | Unit Price/Discount % (Excluding VAT) | Total | Unit Price/Discount % (Excluding VAT) | Total
2.120.11 | B2.12.5 | (*) Waste Disposal Area. |  | Item | 1 |  |  | 15900 | 15900 |  | 22800 | 22800 |  | 20000 | 20000 |  | 62500 | 62500 | 89892.1 | 89892.1 | 100000 | 100000
| Note | Note Details
2.120.12 | - | External MEP work
2.120.13 | - | External Water Supply
| Item Code | Description | Item Remarks | Unit of Measurement | Quantity/Base Price |  |  | Unit Price/Discount % (Excluding VAT) | Total |  | Unit Price/Discount % (Excluding VAT) | Total |  | Unit Price/Discount % (Excluding VAT) | Total |  | Unit Price/Discount % (Excluding VAT) | Total | Unit Price/Discount % (Excluding VAT) | Total | Unit Price/Discount % (Excluding VAT) | Total
2.120.14 | B2.12.6 | (*) pipe and fittings including insulation, accessories and connections; all in accordance with the specification and drawings; 40 mm dia |  | m | 50 |  |  | 101 | 5050 |  | 57 | 2850 |  | 120 | 6000 |  | 0 | 0 | 95.88 | 4794 | 130 | 6500
2.120.15 | B2.12.7 | (*) Ditto : Cold water pipe ∅25mm |  | m | 25 |  |  | 80 | 2000 |  | 34.2 | 855 |  | 100 | 2500 |  | 0 | 0 | 59.93 | 1498.25 | 150 | 3750
2.120.16 | B2.12.8 | (*) Gate Valve |  | No. | 1 |  |  | 1060 | 1060 |  | 171 | 171 |  | 7500 | 7500 |  | 0 | 0 | 1797.84 | 1797.84 | 8000 | 8000
| Note | Note Details
2.120.17 | - | External Drainage system
2.120.18 | - | Supply and installation, testing, commissioning Drainage with all accessories as per ADSSC
| Item Code | Description | Item Remarks | Unit of Measurement | Quantity/Base Price |  |  | Unit Price/Discount % (Excluding VAT) | Total |  | Unit Price/Discount % (Excluding VAT) | Total |  | Unit Price/Discount % (Excluding VAT) | Total |  | Unit Price/Discount % (Excluding VAT) | Total | Unit Price/Discount % (Excluding VAT) | Total | Unit Price/Discount % (Excluding VAT) | Total
2.120.19 | B2.12.9 | (*) Supply and installation of sewerage manhole cover double sealed as per design complying to local regulation; |  | No. | 2 |  |  | 10600 | 21200 |  | 5700 | 11400 |  | 7500 | 15000 |  | 0 | 0 | 7790.65 | 15581.3 | 7000 | 14000
2.120.20 | B2.12.10 | (*) uPVC pipe work installation including excavation, accessories, fittings and fixings all in accordance to the specification and drawings; 150 mm dia |  | m | 45 |  |  | 303 | 13635 |  | 285 | 12825 |  | 220 | 9900 |  | 0 | 0 | 179.78 | 8090.1 | 400 | 18000
2.120.21 | B2.12.11 | (*) Ditto : Drain Pipe 110mm dia |  | m | 8 |  |  | 271 | 2168 |  | 125.4 | 1003.2 |  | 180 | 1440 |  | 0 | 0 | 143.83 | 1150.64 | 300 | 2400
2.120.22 | B2.12.12 | (*) Gully Trap With Cover |  | No. | 1 |  |  | 10600 | 10600 |  | 684 | 684 |  | 1700 | 1700 |  | 0 | 0 | 1797.84 | 1797.84 | 2500 | 2500
| Note | Note Details
2.120.23 | - | External Stormwater
| Item Code | Description | Item Remarks | Unit of Measurement | Quantity/Base Price |  |  | Unit Price/Discount % (Excluding VAT) | Total |  | Unit Price/Discount % (Excluding VAT) | Total |  | Unit Price/Discount % (Excluding VAT) | Total |  | Unit Price/Discount % (Excluding VAT) | Total | Unit Price/Discount % (Excluding VAT) | Total | Unit Price/Discount % (Excluding VAT) | Total
2.120.24 | B2.12.13 | (*) Rain water catchment basin cover |  | No. | 5 |  |  | 10600 | 53000 |  | 1710 | 8550 |  | 6500 | 32500 |  | 0 | 0 | 17978.42 | 89892.1 | 7000 | 35000
2.120.25 | B2.12.14 | (*) Rain water manhole cover |  | No. | 1 |  |  | 10600 | 10600 |  | 1710 | 1710 |  | 8500 | 8500 |  | 0 | 0 | 14382.74 | 14382.74 | 4000 | 4000
2.120.26 | B2.12.15 | (*) uPVC pipe work installation including excavation, accessories, fittings and fixings all in accordance to the specification and drawings; 200mm dia |  | m | 15 |  |  | 356 | 5340 |  | 285 | 4275 |  | 280 | 4200 |  | 0 | 0 | 215.74 | 3236.1 | 500 | 7500
2.120.27 | B2.12.16 | (*) Ditto storm water Drainage pipe 150 mm |  | m | 20 |  |  | 303 | 6060 |  | 171 | 3420 |  | 220 | 4400 |  | 0 | 0 | 179.78 | 3595.6 | 400 | 8000
| Note | Note Details
2.120.28 | - | Additional items
| Item Code | Description | Item Remarks | Unit of Measurement | Quantity/Base Price |  |  | Unit Price/Discount % (Excluding VAT) | Total |  | Unit Price/Discount % (Excluding VAT) | Total |  | Unit Price/Discount % (Excluding VAT) | Total |  | Unit Price/Discount % (Excluding VAT) | Total | Unit Price/Discount % (Excluding VAT) | Total | Unit Price/Discount % (Excluding VAT) | Total
2.120.29 | AI | (*) Contractor may price here any items which has been shown in the Contract drawings or any other Contract Documents but overlooked or not specifically mentioned inthe schedule of items and is necessary for the satisfactory completion of the Works. Should the Contractor fail to insert any item here, it will be deemed that lump sum Contract Price includes all such items and no claims for additional items will be entertained. |  | Item | 1 |  |  | 0 | 0 |  | 0 | 0 |  | 0 | 0 |  | 0 | 0 | 0 | 0 | 0 | 0
| Note | Note Details
2.120.30 | - | Please attach one PDF file to be named "Additional Items for (insert bill no/name & Section No/name)" for the details of these additional items in the additional attachment area at the end of the BOQ.
2.121 ANIMAL RESCUE CENTRE | [6 empty] | 13239953 |  | 17695144.4 |  | 0 (out of 0) | 22284696.58 |  | 0 (out of 0) | 24437606 |  | 0 (out of 0) | 23069929.4 | 0 (out of 0) | 35021903.81 | 0 (out of 0) | 41778179
2.122 ARC: BILL NO 01 - PRELIMINARIES AND GENERAL REQUIREMENTS | [6 empty] | 737189 | 42 (out of 42) | 2028725 |  | 42 (out of 42) | 2501120 |  | 42 (out of 42) | 1077581 |  | 42 (out of 42) | 0 | 42 (out of 42) | 4334000 | 42 (out of 42) | 6899955
| Note | Note Details
2.122.1 | - | General Notes on General Requirements
2.122.2 | - | These General Requirements are applicable to the whole of the Works. The Contractor shall price each of the lumpsum contained herein individually. The Tenderer shall not enter any lumpsum covering more than one or all lumpsum Where any lump sum of the General Requirements has not been priced, it will be deemed that the value of such lumpsum is included elsewhere in the Bill of Quantities.
2.122.3 | - | The Contractor is referred to the requirements of the Contract/Tender Documents.
2.122.4 | - | The Contractor shall price herein any obligations contained in the following for which he has not included elsewhere and wishes to price separately.
2.122.5 | - | The Contractor is responsible for the design, construction, maintenance and removal of all temporary works. The Contractor is to submit to the Engineer his proposals for all temporary works for approval. The Engineer’s approval will no way relieve the Contractor of his responsibility for the safety of the works, operatives, adjoining property, structure or services and compliance with appropriate regulations and Codes of Practice.
2.122.6 | - | Pricing Generally
2.122.7 | - | The Contractor shall satisfy himself as to the meaning of every item in the Bills of Quantities and the rates and prices inserted by him will be deemed to cover all his obligations under the Contract and all matters and things necessary for the proper construction and completion of the Works including, but not by any way of limitation, all temporary work required (including any that may be required by subcontractors, whether nominated or otherwise).
2.122.8 | - | The prices shall include for all materials and labour and for the provision and use of all plant whether mechanical or non-mechanical required for the expeditious carrying out of the Works in their proper sequence - for shifting, altering and adapting such temporary work and plant as may be required during the progress of the Works and removing at completion and making good any surfaces disturbed and if not included in the prices inserted against the Conditions of Contract clauses above; (continued)
2.122.9 | - | (continuation) for the costs of preparing a tender; for the work in connection with measurements and the final account, for profit and for all other establishment charges and on costs of whatever nature. No claim for additional payment will be allowed for any error or misunderstanding by the contractor in these respects.
2.122.10 | - | All accommodation required for the safety, health and welfare facilities including adequate shelter from inclement weather, accommodation for the storage and drying of clothes, taking of meals and sanitary and washing facilities for all people employed on the site, first aid facilities, (continued)
2.122.11 | - | (continuation) fire fighting equipment and drinking water facilities, including all necessary service connections, etc., all in accordance with the Specification, the laws and regulations of relevant UAE authorities and compliance with Estidama requirements for livable conditions.
2.122.12 | - | Contract Insurances
| Item Code | Description | Item Remarks | Unit of Measurement | Quantity/Base Price |  |  | Unit Price/Discount % (Excluding VAT) | Total |  | Unit Price/Discount % (Excluding VAT) | Total |  | Unit Price/Discount % (Excluding VAT) | Total |  | Unit Price/Discount % (Excluding VAT) | Total | Unit Price/Discount % (Excluding VAT) | Total | Unit Price/Discount % (Excluding VAT) | Total
2.122.13 | B1.01 | (*) The Contractor should allow for provision of all the contract insurances in accordance with the Conditions of Contract. The contract insurances shall be from an approved insurance company in the Abu Dhabi Emirate and to the approval of the Engineer and the Employer. |  | Item | 1 |  |  | 2028725 | 2028725 |  | 176670 | 176670 |  | 25000 | 25000 |  | 0 | 0 | 105000 | 105000 | 87300 | 87300
| Note | Note Details
2.122.14 | - | Bonds
| Item Code | Description | Item Remarks | Unit of Measurement | Quantity/Base Price |  |  | Unit Price/Discount % (Excluding VAT) | Total |  | Unit Price/Discount % (Excluding VAT) | Total |  | Unit Price/Discount % (Excluding VAT) | Total |  | Unit Price/Discount % (Excluding VAT) | Total | Unit Price/Discount % (Excluding VAT) | Total | Unit Price/Discount % (Excluding VAT) | Total
2.122.15 | B1.02 | (*) The Contractor should allow for all bonds including performance security in accordance with the Conditions of Contract. The Bonds be from an approved bank/finance institute in the Abu Dhabi Emirate and to the approval of the Engineer and the Employer. |  | Item | 1 |  |  | 0 | 0 |  | 176670 | 176670 |  | 25000 | 25000 |  | 0 | 0 | 105000 | 105000 | 277875 | 277875
| Note | Note Details
2.122.16 | - | Guarantees & Warrantees
| Item Code | Description | Item Remarks | Unit of Measurement | Quantity/Base Price |  |  | Unit Price/Discount % (Excluding VAT) | Total |  | Unit Price/Discount % (Excluding VAT) | Total |  | Unit Price/Discount % (Excluding VAT) | Total |  | Unit Price/Discount % (Excluding VAT) | Total | Unit Price/Discount % (Excluding VAT) | Total | Unit Price/Discount % (Excluding VAT) | Total
2.122.17 | B1.03 | (*) The Contractor should allow for provision of all necessary contract warranties in accordance with the Conditions of Contract and Specification. The guarantee's shall be to the approval of the Engineer and the Employer. |  | Item | 1 |  |  | 0 | 0 |  | 161940 | 161940 |  | 500 | 500 |  | 0 | 0 | 15000 | 15000 | 41400 | 41400
| Note | Note Details
2.122.18 | - | Permits, Statutory Approvals and Co-ordination
| Item Code | Description | Item Remarks | Unit of Measurement | Quantity/Base Price |  |  | Unit Price/Discount % (Excluding VAT) | Total |  | Unit Price/Discount % (Excluding VAT) | Total |  | Unit Price/Discount % (Excluding VAT) | Total |  | Unit Price/Discount % (Excluding VAT) | Total | Unit Price/Discount % (Excluding VAT) | Total | Unit Price/Discount % (Excluding VAT) | Total
2.122.19 | B1.04 | (*) The Contractor shall be responsible for coordinating with all relevant Government Departments and obtaining all necessary approvals, certificates and permits including building permits from the relevant Government Departments, the Police, local Service Authorities and Institutions (i.e. Electricity & Water Authority, Etisalat, Civil Defense, etc.) as required in the performance of this Contract. |  | Item | 1 |  |  | 0 | 0 |  | 45000 | 45000 |  | 5000 | 5000 |  | 0 | 0 | 40000 | 40000 | 76500 | 76500
| Note | Note Details
2.122.20 | Deleted | Office Facilities for the Staff of Employer and the Engineer
2.122.21 | Deleted | The Contractor shall provide, maintain and remove temporary site offices for the staff of the Employer and Engineer along with welfare facilities (pantry, toilets, etc.), utility services, office furniture, computers, photocopy machines, IT, telephone & fax services, vehicle parking facilities, etc., acceptable to the Employer/Engineer and as per the specification and drawings. (continued)
2.122.22 | Deleted | (Continuation) The contractor shall ensure that all facilities shall be in full compliance with Abu Dhabi Civil Defense requirements. The facilities shall include the protective clothing, safety accessories and equipment (PPE) with Musanada logo as required for the personnel.
2.122.23 | Deleted | Establishment of site offices and equipment
2.122.24 | Deleted | Maintenance of the site offices and equipment including pay all electricity, water and Etisalat charges for the duration of the construction period.
2.122.25 | Deleted | Removal of site offices and equipment
2.122.26 | Deleted | Provide all consumables and refreshments for use within the site offices, as required.
2.122.27 | Deleted | Offices and Facilities of the Contractor
2.122.28 | Deleted | The Contractor is to provide, in positions to be approved by the Engineer, all necessary furnished offices for his site staff and the site staff of all sub-contractors all in accordance with the drawings and Specification.
2.122.29 | Deleted | Establishment charge (fixed cost)
2.122.30 | Deleted | Maintenance charge (Fixed cost)
2.122.31 | Deleted | Removal charge (fixed cost)
2.122.32 | Deleted | The Contractor is to provide and maintain weatherproof lock-up sheds, workshops and stores for the storage and protection of materials, tools and plant, all in accordance with the Specification and project requirements.
2.122.33 | Deleted | Contractor's Plants and Equipment
2.122.34 | Deleted | The Contractor shall provide all constructional plant, lifting equipment, transport facilities, tools and services, etc. required for the proper execution of the Works. This responsibility shall include shipment, customs clearance, off-loading, loading and handling and transportation to the site. The facilities shall include the protective clothing and safety equipment (PPE).
2.122.35 | Deleted | Mobilaisation charges (fixed cost)
2.122.36 | Deleted | Maintenance charge (Fixed cost)
2.122.37 | Deleted | De-mobilisation charges (fixed cost)
2.122.38 | - | Temporary Water and Electricity Services for the Construction Works
2.122.39 | - | The Contractor shall provide and maintain temporary water and electricity services required for the Works including that required by the sub-contractors. Pay all charges and bear all costs for the necessary temporary installation including pipe work, pumps, water tankers, storage tanks, generating equipment, etc., and remove on completion and make good all work disturbed.
| Item Code | Description | Item Remarks | Unit of Measurement | Quantity/Base Price |  |  | Unit Price/Discount % (Excluding VAT) | Total |  | Unit Price/Discount % (Excluding VAT) | Total |  | Unit Price/Discount % (Excluding VAT) | Total |  | Unit Price/Discount % (Excluding VAT) | Total | Unit Price/Discount % (Excluding VAT) | Total | Unit Price/Discount % (Excluding VAT) | Total
2.122.40 | B1.16 | (*) Establishment charge (fixed cost) |  | Item | 1 |  |  | 0 | 0 |  | 66250 | 66250 |  | 100000 | 100000 |  | 0 | 0 | 0 | 0 | 1075140 | 1075140
2.122.41 | B1.17 | (*) Maintenance charge (fixed cost) |  | Item | 1 |  |  | 0 | 0 |  | 7360 | 7360 |  | 5000 | 5000 |  | 0 | 0 | 0 | 0 | 151200 | 151200
2.122.42 | B1.18 | (*) Removal charge (fixed cost) |  | Item | 1 |  |  | 0 | 0 |  | 2210 | 2210 |  | 1000 | 1000 |  | 0 | 0 | 0 | 0 | 12600 | 12600
| Note | Note Details
2.122.43 | - | Site Administration and Supervision
| Item Code | Description | Item Remarks | Unit of Measurement | Quantity/Base Price |  |  | Unit Price/Discount % (Excluding VAT) | Total |  | Unit Price/Discount % (Excluding VAT) | Total |  | Unit Price/Discount % (Excluding VAT) | Total |  | Unit Price/Discount % (Excluding VAT) | Total | Unit Price/Discount % (Excluding VAT) | Total | Unit Price/Discount % (Excluding VAT) | Total
2.122.44 | B1.19 | (*) The Contractor is to allow in his tender for his all site administration and supervision costs. |  | Item | 1 |  |  | 0 | 0 |  | 1135940 | 1135940 |  | 200000 | 200000 |  | 0 | 0 | 3200000 | 3200000 | 2633040 | 2633040
| Note | Note Details
2.122.45 | - | Labour Camp / Accomodation
| Item Code | Description | Item Remarks | Unit of Measurement | Quantity/Base Price |  |  | Unit Price/Discount % (Excluding VAT) | Total |  | Unit Price/Discount % (Excluding VAT) | Total |  | Unit Price/Discount % (Excluding VAT) | Total |  | Unit Price/Discount % (Excluding VAT) | Total | Unit Price/Discount % (Excluding VAT) | Total | Unit Price/Discount % (Excluding VAT) | Total
2.122.46 | B1.20 | (*) Allow for Labour Accomodation. Watchman and security staff only may be accommodated on site. No labour camp will be permitted on Site. |  | Item | 1 |  |  | 0 | 0 |  | 2940 | 2940 |  | 300000 | 300000 |  | 0 | 0 | 0 | 0 | 597600 | 597600
| Note | Note Details
2.122.47 | - | Security Arrangements at Site
2.122.48 | - | Provide and maintain necessary security arrangements including watchmen, all lighting requirements required to safeguard the Site, plant, equipment, public and adjoining properties, etc. The Contractor shall be liable for any claims arising from loss or damages suffered and for reinstating and making good after any damage or theft.
| Item Code | Description | Item Remarks | Unit of Measurement | Quantity/Base Price |  |  | Unit Price/Discount % (Excluding VAT) | Total |  | Unit Price/Discount % (Excluding VAT) | Total |  | Unit Price/Discount % (Excluding VAT) | Total |  | Unit Price/Discount % (Excluding VAT) | Total | Unit Price/Discount % (Excluding VAT) | Total | Unit Price/Discount % (Excluding VAT) | Total
2.122.49 | B1.21 | (*) Establishment charge (fixed cost) |  | Item | 1 |  |  | 0 | 0 |  | 171430 | 171430 |  | 25000 | 25000 |  | 0 | 0 | 20000 | 20000 | 252000 | 252000
2.122.50 | B1.22 | (*) Maintenance charge (fixed cos) |  | Item | 1 |  |  | 0 | 0 |  | 17140 | 17140 |  | 25000 | 25000 |  | 0 | 0 | 150000 | 150000 | 172800 | 172800
2.122.51 | B1.23 | (*) Removal charge (fixed cost) |  | Item | 1 |  |  | 0 | 0 |  | 11430 | 11430 |  | 2000 | 2000 |  | 0 | 0 | 10000 | 10000 | 12600 | 12600
| Note | Note Details
2.122.52 | - | Protection
| Item Code | Description | Item Remarks | Unit of Measurement | Quantity/Base Price |  |  | Unit Price/Discount % (Excluding VAT) | Total |  | Unit Price/Discount % (Excluding VAT) | Total |  | Unit Price/Discount % (Excluding VAT) | Total |  | Unit Price/Discount % (Excluding VAT) | Total | Unit Price/Discount % (Excluding VAT) | Total | Unit Price/Discount % (Excluding VAT) | Total
2.122.53 | B1.24 | (*) Adequate protection against any form of damage or deterioration shall be provided for all sections of the Works. |  | Item | 1 |  |  | 0 | 0 |  | 17670 | 17670 |  | 1000 | 1000 |  | 0 | 0 | 40000 | 40000 | 81900 | 81900
2.122.54 | B1.25 | (*) The Contractor shall take all necessary precautions to protect existing buildings, fences, roads, passages, culverts and other apparatus, if found, and he shall not demolish or remove any of these works except according to specific instructions by the Engineer. |  | Item | 1 |  |  | 0 | 0 |  | 26500 | 26500 |  | 1000 | 1000 |  | 0 | 0 | 25000 | 25000 | 151200 | 151200
| Note | Note Details
2.122.55 | - | A condition survey of adjacent structures shall be carried out by the Contractor in the presence of the Engineer both before and after the provision of supports. The Contractor shall be responsible for the reinstatement or repair of any adjacent structures damaged as a result of the execution of the Works.
2.122.56 | - | Site Hoarding
2.122.57 | - | The Contractor shall be responsible for the complete installation, maintenance and removal of the site hoarding including make good where necessary and clean the site as per the specification, drawings and Authorities requirements and to the satisfaction of the Engineer.
| Item Code | Description | Item Remarks | Unit of Measurement | Quantity/Base Price |  |  | Unit Price/Discount % (Excluding VAT) | Total |  | Unit Price/Discount % (Excluding VAT) | Total |  | Unit Price/Discount % (Excluding VAT) | Total |  | Unit Price/Discount % (Excluding VAT) | Total | Unit Price/Discount % (Excluding VAT) | Total | Unit Price/Discount % (Excluding VAT) | Total
2.122.58 | B1.26 | (*) Establishment charge |  | Item | 1 |  |  | 0 | 0 |  | 71550 | 71550 |  | 100000 | 100000 |  | 0 | 0 | 30000 | 30000 | 90000 | 90000
2.122.59 | B1.27 | (*) Maintenance charge |  | Item | 1 |  |  | 0 | 0 |  | 5890 | 5890 |  | 20000 | 20000 |  | 0 | 0 | 20000 | 20000 | 18000 | 18000
2.122.60 | B1.28 | (*) Removal charge |  | Item | 1 |  |  | 0 | 0 |  | 3680 | 3680 |  | 2000 | 2000 |  | 0 | 0 | 10000 | 10000 | 5000 | 5000
| Note | Note Details
2.122.61 | - | Project Sign Boards
2.122.62 | - | The Contractor is to allow for supply, installation and maintenance and removal including make good where necessary of Project Sign Board throughout the construction period, in accordance with the specification and drawings. No other sign boards or advertisements on or around the site will be permitted unless approved in writing by the Engineer.
| Item Code | Description | Item Remarks | Unit of Measurement | Quantity/Base Price |  |  | Unit Price/Discount % (Excluding VAT) | Total |  | Unit Price/Discount % (Excluding VAT) | Total |  | Unit Price/Discount % (Excluding VAT) | Total |  | Unit Price/Discount % (Excluding VAT) | Total | Unit Price/Discount % (Excluding VAT) | Total | Unit Price/Discount % (Excluding VAT) | Total
2.122.63 | B1.29 | (*) Establishment charge (fixed cost) |  | Item | 1 |  |  | 0 | 0 |  | 50000 | 50000 |  | 25000 | 25000 |  | 0 | 0 | 30000 | 30000 | 40000 | 40000
2.122.64 | B1.30 | (*) Maintenance charge (Fixed cost) |  | Item | 1 |  |  | 0 | 0 |  | 4290 | 4290 |  | 5000 | 5000 |  | 0 | 0 | 6000 | 6000 | 6000 | 6000
2.122.65 | B1.31 | (*) Removal charge (fixed cost) |  | Item | 1 |  |  | 0 | 0 |  | 4290 | 4290 |  | 2000 | 2000 |  | 0 | 0 | 3000 | 3000 | 5000 | 5000
| Note | Note Details
2.122.66 | - | Tests
| Item Code | Description | Item Remarks | Unit of Measurement | Quantity/Base Price |  |  | Unit Price/Discount % (Excluding VAT) | Total |  | Unit Price/Discount % (Excluding VAT) | Total |  | Unit Price/Discount % (Excluding VAT) | Total |  | Unit Price/Discount % (Excluding VAT) | Total | Unit Price/Discount % (Excluding VAT) | Total | Unit Price/Discount % (Excluding VAT) | Total
2.122.67 | B1.32 | (*) The Contractor shall allow for all requirements, obligations, etc., with regard to all tests that are to be carried out by an approved independent Abu Dhabi Municipality accredited laboratory. |  | Item | 1 |  |  | 0 | 0 |  | 29440 | 29440 |  | 500 | 500 |  | 0 | 0 | 30000 | 30000 | 50000 | 50000
| Note | Note Details
2.122.68 | - | Works Free From Water
| Item Code | Description | Item Remarks | Unit of Measurement | Quantity/Base Price |  |  | Unit Price/Discount % (Excluding VAT) | Total |  | Unit Price/Discount % (Excluding VAT) | Total |  | Unit Price/Discount % (Excluding VAT) | Total |  | Unit Price/Discount % (Excluding VAT) | Total | Unit Price/Discount % (Excluding VAT) | Total | Unit Price/Discount % (Excluding VAT) | Total
2.122.69 | B1.33 | (*) Except where underwater construction is required, the Contractor shall execute all works in the dry condition and shall construct any temporary drains, water courses and other works that may be necessary for the purpose. |  | Item | 1 |  |  | 0 | 0 |  | 5150 | 5150 |  | 500 | 500 |  | 0 | 0 | 0 | 0 | 30000 | 30000
| Note | Note Details
2.122.70 | - | Abatement of Nuisance from Noise, Pollution, Dust, etc.
| Item Code | Description | Item Remarks | Unit of Measurement | Quantity/Base Price |  |  | Unit Price/Discount % (Excluding VAT) | Total |  | Unit Price/Discount % (Excluding VAT) | Total |  | Unit Price/Discount % (Excluding VAT) | Total |  | Unit Price/Discount % (Excluding VAT) | Total | Unit Price/Discount % (Excluding VAT) | Total | Unit Price/Discount % (Excluding VAT) | Total
2.122.71 | B1.34 | (*) The Contractor shall take precautions to minimise nuisance arising from noise, dust, etc. The Contractor shall be held responsible for any nuisance caused by his workmenship, noise, pollution, dust, etc. The Contractor is to submit to the Engineer his proposals for approval. |  | Item | 1 |  |  | 0 | 0 |  | 21430 | 21430 |  | 500 | 500 |  | 0 | 0 | 0 | 0 | 28000 | 28000
| Note | Note Details
2.122.72 | - | Surveying Equipment
| Item Code | Description | Item Remarks | Unit of Measurement | Quantity/Base Price |  |  | Unit Price/Discount % (Excluding VAT) | Total |  | Unit Price/Discount % (Excluding VAT) | Total |  | Unit Price/Discount % (Excluding VAT) | Total |  | Unit Price/Discount % (Excluding VAT) | Total | Unit Price/Discount % (Excluding VAT) | Total | Unit Price/Discount % (Excluding VAT) | Total
2.122.73 | B1.35 | (*) The Contractor shall provide at all times for the duration of the Contract, all such chainmen, staff and survey instruments as may be required for the proper construction of and completion of the works. |  | Item | 1 |  |  | 0 | 0 |  | 44170 | 44170 |  | 500 | 500 |  | 0 | 0 | 30000 | 30000 | 35000 | 35000
| Note | Note Details
2.122.74 | - | Public and Private Roads Adjacent to the Site
| Item Code | Description | Item Remarks | Unit of Measurement | Quantity/Base Price |  |  | Unit Price/Discount % (Excluding VAT) | Total |  | Unit Price/Discount % (Excluding VAT) | Total |  | Unit Price/Discount % (Excluding VAT) | Total |  | Unit Price/Discount % (Excluding VAT) | Total | Unit Price/Discount % (Excluding VAT) | Total | Unit Price/Discount % (Excluding VAT) | Total
2.122.75 | B1.36 | (*) The Contractor shall take all reasonable and proper steps for protection and maintenance of all public and private roads adjacent to the Site which can be affected due to the performance of the Works in accordance with the Engineer's instructions. The roads shall be kept free for access at all times. |  | Item | 1 |  |  | 0 | 0 |  | 31430 | 31430 |  | 500 | 500 |  | 0 | 0 | 20000 | 20000 | 80000 | 80000
| Note | Note Details
2.122.76 | - | Traffic Regulations
2.122.77 | - | The Contractor is to observe and allow for all requirements, obligations, etc., with regard to traffic regulations, including safety, control and any temporary diversion of traffic, including the loading and unloading of or waiting of the Contractor's and Sub-contractors' vehicles on public highways, (continued)..
2.122.78 | - | (Continuation).. construction of temporary detours' pavement layers, traffic signs, road marking, safety measure, etc. as per specifications and authorities' regulations and the Contract Sum is deemed to include for the strict compliance therewith.
| Item Code | Description | Item Remarks | Unit of Measurement | Quantity/Base Price |  |  | Unit Price/Discount % (Excluding VAT) | Total |  | Unit Price/Discount % (Excluding VAT) | Total |  | Unit Price/Discount % (Excluding VAT) | Total |  | Unit Price/Discount % (Excluding VAT) | Total | Unit Price/Discount % (Excluding VAT) | Total | Unit Price/Discount % (Excluding VAT) | Total
2.122.79 | B1.37 | (*) Establishment charge (fixed cost) |  | Item | 1 |  |  | 0 | 0 |  | 17670 | 17670 |  | 1000 | 1000 |  | 0 | 0 | 40000 | 40000 | 50000 | 50000
2.122.80 | B1.38 | (*) Maintenance charge (fixed cost) |  | Item | 1 |  |  | 0 | 0 |  | 2580 | 2580 |  | 500 | 500 |  | 0 | 0 | 60000 | 60000 | 36000 | 36000
2.122.81 | B1.39 | (*) Removal charge (fixed cost) |  | Item | 1 |  |  | 0 | 0 |  | 2580 | 2580 |  | 500 | 500 |  | 0 | 0 | 5000 | 5000 | 10000 | 10000
| Note | Note Details
2.122.82 | - | Samples according to Specification and Drawings (As per Engineer/Employer's requirements)
| Item Code | Description | Item Remarks | Unit of Measurement | Quantity/Base Price |  |  | Unit Price/Discount % (Excluding VAT) | Total |  | Unit Price/Discount % (Excluding VAT) | Total |  | Unit Price/Discount % (Excluding VAT) | Total |  | Unit Price/Discount % (Excluding VAT) | Total | Unit Price/Discount % (Excluding VAT) | Total | Unit Price/Discount % (Excluding VAT) | Total
2.122.83 | B1.40 | (*) The Contractor shall provide samples of all materials and manufacturers of materials proposed to be used / incorporated in the works, all samples, goods, literature and the like. |  | Item | 1 |  |  | 0 | 0 |  | 1000 | 1000 |  | 500 | 500 |  | 0 | 0 | 10000 | 10000 | 50000 | 50000
| Note | Note Details
2.122.84 | - | Labour and Materials and Assistance to the Engineer
| Item Code | Description | Item Remarks | Unit of Measurement | Quantity/Base Price |  |  | Unit Price/Discount % (Excluding VAT) | Total |  | Unit Price/Discount % (Excluding VAT) | Total |  | Unit Price/Discount % (Excluding VAT) | Total |  | Unit Price/Discount % (Excluding VAT) | Total | Unit Price/Discount % (Excluding VAT) | Total | Unit Price/Discount % (Excluding VAT) | Total
2.122.85 | B1.41 | (*) The Contractor shall provide for the exclusive use of the Engineer all necessary assistance.The Contractor shall provide such labour, materials and transport as the Engineer's representative may require to assist him in carrying out tests and checks on materials and workmanship and setting out and measurement of works and for any other attendance on the Engineer. |  | Item | 1 |  |  | 0 | 0 |  | 26500 | 26500 |  | 1000 | 1000 |  | 0 | 0 | 30000 | 30000 | 36000 | 36000
| Note | Note Details
2.122.86 | - | Programme of Works
| Item Code | Description | Item Remarks | Unit of Measurement | Quantity/Base Price |  |  | Unit Price/Discount % (Excluding VAT) | Total |  | Unit Price/Discount % (Excluding VAT) | Total |  | Unit Price/Discount % (Excluding VAT) | Total |  | Unit Price/Discount % (Excluding VAT) | Total | Unit Price/Discount % (Excluding VAT) | Total | Unit Price/Discount % (Excluding VAT) | Total
2.122.87 | B1.42 | (*) The Contractor shall submit to the Engineer for approval a Critical Path Programme, in both hard and electronic format, and other supporting documentation of the works within the time stipulated in the Conditions of Contract together with details of equipment, procedures and method of work which the Contractor intends to utilize and to follow. |  | Item | 1 |  |  | 0 | 0 |  | 1030 | 1030 |  | 500 | 500 |  | 0 | 0 | 10000 | 10000 | 36000 | 36000
| Note | Note Details
2.122.88 | - | Method Statements
| Item Code | Description | Item Remarks | Unit of Measurement | Quantity/Base Price |  |  | Unit Price/Discount % (Excluding VAT) | Total |  | Unit Price/Discount % (Excluding VAT) | Total |  | Unit Price/Discount % (Excluding VAT) | Total |  | Unit Price/Discount % (Excluding VAT) | Total | Unit Price/Discount % (Excluding VAT) | Total | Unit Price/Discount % (Excluding VAT) | Total
2.122.89 | B1.43 | (*) The Contractor shall compile and submit a detailed schedule of method statements, as specified and as required by the Engineer. |  | Item | 1 |  |  | 0 | 0 |  | 1030 | 1030 |  | 500 | 500 |  | 0 | 0 | 0 | 0 | 36000 | 36000
| Note | Note Details
2.122.90 | - | Progress Photographs
| Item Code | Description | Item Remarks | Unit of Measurement | Quantity/Base Price |  |  | Unit Price/Discount % (Excluding VAT) | Total |  | Unit Price/Discount % (Excluding VAT) | Total |  | Unit Price/Discount % (Excluding VAT) | Total |  | Unit Price/Discount % (Excluding VAT) | Total | Unit Price/Discount % (Excluding VAT) | Total | Unit Price/Discount % (Excluding VAT) | Total
2.122.91 | B1.44 | (*) The Contractor shall arrange for monthly record photographs of Works as directed and specified by the Engineer. |  | Item | 1 |  |  | 0 | 0 |  | 3090 | 3090 |  | 500 | 500 |  | 0 | 0 | 10000 | 10000 | 24000 | 24000
| Note | Note Details
2.122.92 | - | Documents
| Item Code | Description | Item Remarks | Unit of Measurement | Quantity/Base Price |  |  | Unit Price/Discount % (Excluding VAT) | Total |  | Unit Price/Discount % (Excluding VAT) | Total |  | Unit Price/Discount % (Excluding VAT) | Total |  | Unit Price/Discount % (Excluding VAT) | Total | Unit Price/Discount % (Excluding VAT) | Total | Unit Price/Discount % (Excluding VAT) | Total
2.122.93 | B1.45 | (*) The Contractor shall supply all the Testing and Commissioning Certificates; Training materials; Health and Safety Plan; As Built Drawings; Keys and any necessary passwords or codes and any other documentation required in accordance with the Contract. |  | Item | 1 |  |  | 0 | 0 |  | 5150 | 5150 |  | 500 | 500 |  | 0 | 0 | 20000 | 20000 | 60000 | 60000
| Note | Note Details
2.122.94 | - | Reports and Records
| Item Code | Description | Item Remarks | Unit of Measurement | Quantity/Base Price |  |  | Unit Price/Discount % (Excluding VAT) | Total |  | Unit Price/Discount % (Excluding VAT) | Total |  | Unit Price/Discount % (Excluding VAT) | Total |  | Unit Price/Discount % (Excluding VAT) | Total | Unit Price/Discount % (Excluding VAT) | Total | Unit Price/Discount % (Excluding VAT) | Total
2.122.95 | B1.46 | (*) During the progress of the Works, records of all details and dimensions of the Works as constructed and shall at any time, submit such records to the Engineer as he may require. |  | Item | 1 |  |  | 0 | 0 |  | 10310 | 10310 |  | 500 | 500 |  | 0 | 0 | 0 | 0 | 36000 | 36000
| Note | Note Details
2.122.96 | - | In addition to those records which are specifically required by the Specification (e.g. test cubes of concrete, air temperature, etc.,) a site record shall be kept of the completion dates of the various works in each trade, with particular reference to work which requires time for drying out, such as solid backgrounds which receive insitu screeds and finishing's, including the completion time of the individual layers of each application. (continued)
| Item Code | Description | Item Remarks | Unit of Measurement | Quantity/Base Price |  |  | Unit Price/Discount % (Excluding VAT) | Total |  | Unit Price/Discount % (Excluding VAT) | Total |  | Unit Price/Discount % (Excluding VAT) | Total |  | Unit Price/Discount % (Excluding VAT) | Total | Unit Price/Discount % (Excluding VAT) | Total | Unit Price/Discount % (Excluding VAT) | Total
2.122.97 | B1.47 | (*) (continuation) The Contractor shall arrange for the original to be signed by the Engineer each calendar month, and for a copy to be issued to the Engineer at site meetings. |  | Item | 1 |  |  | 0 | 0 |  | 5150 | 5150 |  | 500 | 500 |  | 0 | 0 | 0 | 0 | 36000 | 36000
| Note | Note Details
2.122.98 | - | Contract Documents
| Item Code | Description | Item Remarks | Unit of Measurement | Quantity/Base Price |  |  | Unit Price/Discount % (Excluding VAT) | Total |  | Unit Price/Discount % (Excluding VAT) | Total |  | Unit Price/Discount % (Excluding VAT) | Total |  | Unit Price/Discount % (Excluding VAT) | Total | Unit Price/Discount % (Excluding VAT) | Total | Unit Price/Discount % (Excluding VAT) | Total
2.122.99 | B1.48 | (*) The Contractor shall submit to Engineer / Employer with 3 sets (colored) hard copy and 5 CDs of scanned copy of the complete Contract Documents within 5 days of receipt of the fully signed Contract. |  | Item | 1 |  |  | 0 | 0 |  | 2060 | 2060 |  | 500 | 500 |  | 0 | 0 | 0 | 0 | 10000 | 10000
| Note | Note Details
2.122.100 | - | Preventive Maintenance During Defects Notification Period
| Item Code | Description | Item Remarks | Unit of Measurement | Quantity/Base Price |  |  | Unit Price/Discount % (Excluding VAT) | Total |  | Unit Price/Discount % (Excluding VAT) | Total |  | Unit Price/Discount % (Excluding VAT) | Total |  | Unit Price/Discount % (Excluding VAT) | Total | Unit Price/Discount % (Excluding VAT) | Total | Unit Price/Discount % (Excluding VAT) | Total
2.122.101 | B1.49 | (*) Allow for complete preventive maintenance during Defects Notification Period for all Civil & Electro-Mechanical works as per the Contract. |  | Item | 1 |  |  | 0 | 0 |  | 10310 | 10310 |  | 500 | 500 |  | 0 | 0 | 60000 | 60000 | 180000 | 180000
| Note | Note Details
2.122.102 | - | Geotechnical and Geophysical surveys
| Item Code | Description | Item Remarks | Unit of Measurement | Quantity/Base Price |  |  | Unit Price/Discount % (Excluding VAT) | Total |  | Unit Price/Discount % (Excluding VAT) | Total |  | Unit Price/Discount % (Excluding VAT) | Total |  | Unit Price/Discount % (Excluding VAT) | Total | Unit Price/Discount % (Excluding VAT) | Total | Unit Price/Discount % (Excluding VAT) | Total
2.122.103 | B1.50 | (*) The contractor shall be responsible for conducting on-site evaluation and Geotechnical and Geophysical surveys as per the specification and as required by the Engineer, including but not limited to test boring, site samples etc. The contractor shall supply all reports, documents, samples, etc. relevant to this work to the Engineer according to Specification and Drawings. |  | Item | 1 |  |  | 0 | 0 |  | 46370 | 46370 |  | 100000 | 100000 |  | 0 | 0 | 40000 | 40000 | 109800 | 109800
| Note | Note Details
2.122.104 | - | Estidama Compliance
| Item Code | Description | Item Remarks | Unit of Measurement | Quantity/Base Price |  |  | Unit Price/Discount % (Excluding VAT) | Total |  | Unit Price/Discount % (Excluding VAT) | Total |  | Unit Price/Discount % (Excluding VAT) | Total |  | Unit Price/Discount % (Excluding VAT) | Total | Unit Price/Discount % (Excluding VAT) | Total | Unit Price/Discount % (Excluding VAT) | Total
2.122.105 | B1.51 | (*) The Contractor should comply with all requirements to ensure the achievement of required Pearl certification level using the Estidama Pearl Building Rating system. This requires that the Contractor be familiar with the mandatory and targeted credit requirements through the Estidama Design Rating submission. Estidama Design rating documentation to be furnished upon award of the Contract. The Contractor is responsible for all documentation required as part of the Estidama Construction Rating submission. |  | Item | 1 |  |  | 0 | 0 |  | 19140 | 19140 |  | 48081 | 48081 |  | 0 | 0 | 120000 | 120000 | 80000 | 80000
| Note | Note Details
2.122.106 | - | Permanent Utility Connections
| Item Code | Description | Item Remarks | Unit of Measurement | Quantity/Base Price |  |  | Unit Price/Discount % (Excluding VAT) | Total |  | Unit Price/Discount % (Excluding VAT) | Total |  | Unit Price/Discount % (Excluding VAT) | Total |  | Unit Price/Discount % (Excluding VAT) | Total | Unit Price/Discount % (Excluding VAT) | Total | Unit Price/Discount % (Excluding VAT) | Total
2.122.107 | B1.52 | (*) Allow for connections to Authorities and Service Providers' utility services tie-in points including payment of fees, charges, coordination and related civil works, etc. |  | Item | 1 |  |  | 0 | 0 |  | 56680 | 56680 |  | 50000 | 50000 |  | 0 | 0 | 40000 | 40000 | 100000 | 100000
| Note | Note Details
2.122.108 | - | Contractor's Adjustment
| Item Code | Description | Item Remarks | Unit of Measurement | Quantity/Base Price |  |  | Unit Price/Discount % (Excluding VAT) | Total |  | Unit Price/Discount % (Excluding VAT) | Total |  | Unit Price/Discount % (Excluding VAT) | Total |  | Unit Price/Discount % (Excluding VAT) | Total | Unit Price/Discount % (Excluding VAT) | Total | Unit Price/Discount % (Excluding VAT) | Total
2.122.109 | B1.53 | (*) Contractor may price here any items which has been shown in the drawings or any other documents but overlooked or not specifically mentioned inthe schedule of items and is necessary for the satisfactory completion of the Works. Should the Contractor fail to insert any item here, it will be deemed that Lump Sum Contract Price includes all such items and no claims for additional items will be entertained. |  | Item | 1 |  |  | 0 | 0 |  | 0 | 0 |  | 0 | 0 |  | 0 | 0 | 0 | 0 | 0 | 0
| Note | Note Details
2.122.110 | - | Please attach one PDF file to be named "Additional Items for (insert bill no/name & Section No/name)" for the details of these additional items in the additional attachment area at the end of the BOQ.
2.123 ARC: B2-01 SITE WORK | [6 empty] | 436824 | 7 (out of 7) | 420925 |  | 7 (out of 7) | 1006263.18 |  | 7 (out of 7) | 399963 |  | 7 (out of 7) | 775733 | 7 (out of 7) | 720102.05 | 7 (out of 7) | 1407064
| Note | Note Details
2.123.1 | - | Relocation
| Item Code | Description | Item Remarks | Unit of Measurement | Quantity/Base Price |  |  | Unit Price/Discount % (Excluding VAT) | Total |  | Unit Price/Discount % (Excluding VAT) | Total |  | Unit Price/Discount % (Excluding VAT) | Total |  | Unit Price/Discount % (Excluding VAT) | Total | Unit Price/Discount % (Excluding VAT) | Total | Unit Price/Discount % (Excluding VAT) | Total
2.123.2 | B2.1.1 | (*) Relocation of existing Manholes & Trees |  | Item | 1 |  |  | 48000 | 48000 |  | 34200 | 34200 |  | 30000 | 30000 |  | 287500 | 287500 | 53935.26 | 53935.26 | 300000 | 300000
2.123.3 | B2.1.1 | (*) Relocation of existing Water Pipe |  | Item | 1 |  |  | 96000 | 96000 |  | 205200 | 205200 |  | 40000 | 40000 |  | 80500 | 80500 | 11985.61 | 11985.61 | 100000 | 100000
| Note | Note Details
2.123.4 | - | Site preparation
| Item Code | Description | Item Remarks | Unit of Measurement | Quantity/Base Price |  |  | Unit Price/Discount % (Excluding VAT) | Total |  | Unit Price/Discount % (Excluding VAT) | Total |  | Unit Price/Discount % (Excluding VAT) | Total |  | Unit Price/Discount % (Excluding VAT) | Total | Unit Price/Discount % (Excluding VAT) | Total | Unit Price/Discount % (Excluding VAT) | Total
2.123.5 | B2.1.2 | (*) Site preparation as required |  | m2 | 5807 |  |  | 5 | 29035 |  | 28.5 | 165499.5 |  | 10 | 58070 |  | 10 | 58070 | 9.59 | 55689.13 | 50 | 290350
| Note | Note Details
2.123.6 | - | Excavation
| Item Code | Description | Item Remarks | Unit of Measurement | Quantity/Base Price |  |  | Unit Price/Discount % (Excluding VAT) | Total |  | Unit Price/Discount % (Excluding VAT) | Total |  | Unit Price/Discount % (Excluding VAT) | Total |  | Unit Price/Discount % (Excluding VAT) | Total | Unit Price/Discount % (Excluding VAT) | Total | Unit Price/Discount % (Excluding VAT) | Total
2.123.7 | B2.1.3 | (*) Pit excavation to receive foundation bases depth 1.5 m |  | m3 | 6656 |  |  | 18 | 119808 |  | 45.6 | 303513.6 |  | 15 | 99840 |  | 28 | 186368 | 41.95 | 279219.2 | 40 | 266240
| Note | Note Details
2.123.8 | - | Filling
| Item Code | Description | Item Remarks | Unit of Measurement | Quantity/Base Price |  |  | Unit Price/Discount % (Excluding VAT) | Total |  | Unit Price/Discount % (Excluding VAT) | Total |  | Unit Price/Discount % (Excluding VAT) | Total |  | Unit Price/Discount % (Excluding VAT) | Total | Unit Price/Discount % (Excluding VAT) | Total | Unit Price/Discount % (Excluding VAT) | Total
2.123.9 | B2.1.4 | (*) Selected fill from excavated materials all in accordance with the Specifications |  | m3 | 5656 |  |  | 18 | 101808 |  | 45.6 | 257913.6 |  | 25 | 141400 |  | 25 | 141400 | 52.74 | 298297.44 | 75 | 424200
| Note | Note Details
2.123.10 | - | Anti Treatment
2.123.11 | - | Allow for termite control; prepare and apply anti-termite treatment; all in accordance with the Specifications and subject to the Contractor's approval
| Item Code | Description | Item Remarks | Unit of Measurement | Quantity/Base Price |  |  | Unit Price/Discount % (Excluding VAT) | Total |  | Unit Price/Discount % (Excluding VAT) | Total |  | Unit Price/Discount % (Excluding VAT) | Total |  | Unit Price/Discount % (Excluding VAT) | Total | Unit Price/Discount % (Excluding VAT) | Total | Unit Price/Discount % (Excluding VAT) | Total
2.123.12 | B2.1.5 | (*) To horizontal and vertical surfaces |  | m2 | 4379 |  |  | 6 | 26274 |  | 9.12 | 39936.48 |  | 7 | 30653 |  | 5 | 21895 | 4.79 | 20975.41 | 6 | 26274
| Note | Note Details
2.123.13 | - | Additional items
| Item Code | Description | Item Remarks | Unit of Measurement | Quantity/Base Price |  |  | Unit Price/Discount % (Excluding VAT) | Total |  | Unit Price/Discount % (Excluding VAT) | Total |  | Unit Price/Discount % (Excluding VAT) | Total |  | Unit Price/Discount % (Excluding VAT) | Total | Unit Price/Discount % (Excluding VAT) | Total | Unit Price/Discount % (Excluding VAT) | Total
2.123.14 | AI | (*) Contractor may price here any items which has been shown in the Contract drawings or any other Contract Documents but overlooked or not specifically mentioned inthe schedule of items and is necessary for the satisfactory completion of the Works. Should the Contractor fail to insert any item here, it will be deemed that lump sum Contract Price includes all such items and no claims for additional items will be entertained. |  | Item | 1 |  |  | 0 | 0 |  | 0 | 0 |  | 0 | 0 |  | 0 | 0 | 0 | 0 | 0 | 0
| Note | Note Details
2.123.15 | - | Please attach one PDF file to be named "Additional Items for (insert bill no/name & Section No/name)" for the details of these additional items in the additional attachment area at the end of the BOQ.
2.124 ARC: B2-02 CONCRETE WORK | [6 empty] | 1995127 | 18 (out of 18) | 2666416 |  | 18 (out of 18) | 3602286 |  | 18 (out of 18) | 2482645 |  | 18 (out of 18) | 2978950 | 18 (out of 18) | 3867287.13 | 18 (out of 18) | 3240100
| Note | Note Details
2.124.1 | - | SUBSTRUCTURE
2.124.2 | - | Poured Concrete
2.124.3 | - | Plain concrete (20 N/mm2) as per specifications and drawings.
| Item Code | Description | Item Remarks | Unit of Measurement | Quantity/Base Price |  |  | Unit Price/Discount % (Excluding VAT) | Total |  | Unit Price/Discount % (Excluding VAT) | Total |  | Unit Price/Discount % (Excluding VAT) | Total |  | Unit Price/Discount % (Excluding VAT) | Total | Unit Price/Discount % (Excluding VAT) | Total | Unit Price/Discount % (Excluding VAT) | Total
2.124.4 | B2.2.1 | (*) PCC 05 cm for Grade Slab / Solid Block / Ground Beams |  | m3 | 155 |  |  | 460 | 71300 |  | 798 | 123690 |  | 385 | 59675 |  | 413 | 64015 | 496.2 | 76911 | 600 | 93000
2.124.5 | B2.2.2 | (*) PCC 10 cm for Footings |  | m3 | 115 |  |  | 23 | 2645 |  | 798 | 91770 |  | 385 | 44275 |  | 413 | 47495 | 496.2 | 57063 | 600 | 69000
| Note | Note Details
2.124.6 | - | Reinforcment Concrete (40 N/mm2) in Type I SRC cement including all shuttering,supportsand all related works as per specifications and drawings.
| Item Code | Description | Item Remarks | Unit of Measurement | Quantity/Base Price |  |  | Unit Price/Discount % (Excluding VAT) | Total |  | Unit Price/Discount % (Excluding VAT) | Total |  | Unit Price/Discount % (Excluding VAT) | Total |  | Unit Price/Discount % (Excluding VAT) | Total | Unit Price/Discount % (Excluding VAT) | Total | Unit Price/Discount % (Excluding VAT) | Total
2.124.7 | B2.2.3 | (*) RCC Footings ( isolated /Strip ) |  | m3 | 480 |  |  | 1334 | 640320 |  | 1710 | 820800 |  | 950 | 456000 |  | 951 | 456480 | 1549.74 | 743875.2 | 1300 | 624000
2.124.8 | B2.2.4 | (*) Concrete ground beams |  | m3 | 306 |  |  | 1440 | 440640 |  | 1710 | 523260 |  | 1210 | 370260 |  | 1398 | 427788 | 2174.19 | 665302.14 | 1500 | 459000
2.124.9 | B2.2.5 | (*) Concrete trench |  | m3 | 40 |  |  | 1308 | 52320 |  | 1710 | 68400 |  | 1200 | 48000 |  | 1726 | 69040 | 2174.19 | 86967.6 | 1600 | 64000
2.124.10 | B2.2.6 | (*) Neck cloumns |  | m3 | 35 |  |  | 1479 | 51765 |  | 1710 | 59850 |  | 2480 | 86800 |  | 2655 | 92925 | 2475.03 | 86626.05 | 1900 | 66500
2.124.11 | B2.2.7 | (*) Wall Concrete for water tank and yard area |  | m3 | 104 |  |  | 1387 | 144248 |  | 1710 | 177840 |  | 1580 | 164320 |  | 2263 | 235352 | 2475.03 | 257403.12 | 1500 | 156000
2.124.12 | B2.2.8 | (*) slab on grade 15 cm |  | m3 | 373 |  |  | 1149 | 428577 |  | 1710 | 637830 |  | 685 | 255505 |  | 567 | 211491 | 835.4 | 311604.2 | 1200 | 447600
2.124.13 | B2.2.9 | (*) RCC slab as per drawings for water tank |  | m3 | 20 |  |  | 1334 | 26680 |  | 1710 | 34200 |  | 1050 | 21000 |  | 1374 | 27480 | 2475.03 | 49500.6 | 1200 | 24000
2.124.14 | B2.2.10 | (*) Ramps |  | m3 | 12 |  |  | 1334 | 16008 |  | 1710 | 20520 |  | 1000 | 12000 |  | 1329 | 15948 | 835.4 | 10024.8 | 1300 | 15600
| Note | Note Details
2.124.15 | - | Shoring
2.124.16 | - | Allow for shoring as per the drawings as as specification
| Item Code | Description | Item Remarks | Unit of Measurement | Quantity/Base Price |  |  | Unit Price/Discount % (Excluding VAT) | Total |  | Unit Price/Discount % (Excluding VAT) | Total |  | Unit Price/Discount % (Excluding VAT) | Total |  | Unit Price/Discount % (Excluding VAT) | Total | Unit Price/Discount % (Excluding VAT) | Total | Unit Price/Discount % (Excluding VAT) | Total
2.124.17 | B2.2.11 | (*) Shoring for underground water tank |  | m | 47 |  |  | 2875 | 135125 |  | 3420 | 160740 |  | 3540 | 166380 |  | 6900 | 324300 | 2876.55 | 135197.85 | 5000 | 235000
| Note | Note Details
2.124.18 | - | SUPER STRUCTURE
2.124.19 | - | Reinforcmen Concrete (40 N/mm2) in Type I OPC cement including all shuttering,supportsand all related works as per specifications and drawings.
| Item Code | Description | Item Remarks | Unit of Measurement | Quantity/Base Price |  |  | Unit Price/Discount % (Excluding VAT) | Total |  | Unit Price/Discount % (Excluding VAT) | Total |  | Unit Price/Discount % (Excluding VAT) | Total |  | Unit Price/Discount % (Excluding VAT) | Total | Unit Price/Discount % (Excluding VAT) | Total | Unit Price/Discount % (Excluding VAT) | Total
2.124.20 | B2.2.12 | (*) Concrete columns |  | m3 | 106 |  |  | 1460 | 154760 |  | 1710 | 181260 |  | 2350 | 249100 |  | 2116 | 224296 | 3004.79 | 318507.74 | 1600 | 169600
2.124.21 | B2.2.13 | (*) Concrete Beam |  | m3 | 146 |  |  | 1447 | 211262 |  | 1710 | 249660 |  | 1610 | 235060 |  | 1992 | 290832 | 2798.64 | 408601.44 | 1500 | 219000
2.124.22 | B2.2.14 | (*) Parapet |  | m3 | 67 |  |  | 1328 | 88976 |  | 1710 | 114570 |  | 1310 | 87770 |  | 1914 | 128238 | 2798.64 | 187508.88 | 1400 | 93800
2.124.23 | B2.2.15 | (*) Hollow core slab 35 cm |  | m2 | 870 |  |  | 164 | 142680 |  | 250.8 | 218196 |  | 200 | 174000 |  | 341 | 296670 | 479.42 | 417095.4 | 400 | 348000
2.124.24 | B2.2.16 | (*) Topping for hollow core slab |  | m3 | 70 |  |  | 828 | 57960 |  | 1710 | 119700 |  | 750 | 52500 |  | 705 | 49350 | 594.49 | 41614.3 | 800 | 56000
| Note | Note Details
2.124.25 | - | Sundries
| Item Code | Description | Item Remarks | Unit of Measurement | Quantity/Base Price |  |  | Unit Price/Discount % (Excluding VAT) | Total |  | Unit Price/Discount % (Excluding VAT) | Total |  | Unit Price/Discount % (Excluding VAT) | Total |  | Unit Price/Discount % (Excluding VAT) | Total | Unit Price/Discount % (Excluding VAT) | Total | Unit Price/Discount % (Excluding VAT) | Total
2.124.26 | B2.2.17 | (*) Expansion joints; all in accordance with the Specifications |  | Item | 1 |  |  | 1150 | 1150 |  | 0 | 0 |  | 0 | 0 |  | 17250 | 17250 | 13483.81 | 13483.81 | 100000 | 100000
| Note | Note Details
2.124.27 | - | Additional items
| Item Code | Description | Item Remarks | Unit of Measurement | Quantity/Base Price |  |  | Unit Price/Discount % (Excluding VAT) | Total |  | Unit Price/Discount % (Excluding VAT) | Total |  | Unit Price/Discount % (Excluding VAT) | Total |  | Unit Price/Discount % (Excluding VAT) | Total | Unit Price/Discount % (Excluding VAT) | Total | Unit Price/Discount % (Excluding VAT) | Total
2.124.28 | AI | (*) Contractor may price here any items which has been shown in the Contract drawings or any other Contract Documents but overlooked or not specifically mentioned inthe schedule of items and is necessary for the satisfactory completion of the Works. Should the Contractor fail to insert any item here, it will be deemed that lump sum Contract Price includes all such items and no claims for additional items will be entertained. |  | Item | 1 |  |  | 0 | 0 |  | 0 | 0 |  | 0 | 0 |  | 0 | 0 | 0 | 0 | 0 | 0
| Note | Note Details
2.124.29 | - | Please attach one PDF file to be named "Additional Items for (insert bill no/name & Section No/name)" for the details of these additional items in the additional attachment area at the end of the BOQ.
2.125 ARC: B2-03 MASONRY | [6 empty] | 582215 | 6 (out of 6) | 417323 |  | 6 (out of 6) | 668553 |  | 6 (out of 6) | 703180 |  | 6 (out of 6) | 463900 | 6 (out of 6) | 893696.1 | 6 (out of 6) | 612410
| Note | Note Details
2.125.1 | - | Internal block work
2.125.2 | - | Thermal concrete masonry units bedded and jointed in cement including mortar including concrete filling, wall ties, bed joints, reinforcement metal lath (where required), head restraint,anchors, and column stiffeners; including all necessary accessories; as shown on Drawing all in accordance with the Specifications
| Item Code | Description | Item Remarks | Unit of Measurement | Quantity/Base Price |  |  | Unit Price/Discount % (Excluding VAT) | Total |  | Unit Price/Discount % (Excluding VAT) | Total |  | Unit Price/Discount % (Excluding VAT) | Total |  | Unit Price/Discount % (Excluding VAT) | Total | Unit Price/Discount % (Excluding VAT) | Total | Unit Price/Discount % (Excluding VAT) | Total
2.125.3 | B2.3.1 | (*) 200 mm thick Internal hollow Block walls |  | m2 | 1587 |  |  | 79 | 125373 |  | 136.8 | 217101.6 |  | 120 | 190440 |  | 86 | 136482 | 135.44 | 214943.28 | 110 | 174570
2.125.4 | B2.3.2 | (*) 300 mm thick Internal hollow Block walls |  | m2 | 2524 |  |  | 100 | 252400 |  | 153.9 | 388443.6 |  | 185 | 466940 |  | 112 | 282688 | 245.71 | 620172.04 | 150 | 378600
| Note | Note Details
2.125.5 | - | Solid block work
| Item Code | Description | Item Remarks | Unit of Measurement | Quantity/Base Price |  |  | Unit Price/Discount % (Excluding VAT) | Total |  | Unit Price/Discount % (Excluding VAT) | Total |  | Unit Price/Discount % (Excluding VAT) | Total |  | Unit Price/Discount % (Excluding VAT) | Total | Unit Price/Discount % (Excluding VAT) | Total | Unit Price/Discount % (Excluding VAT) | Total
2.125.6 | B2.3.3 | (*) 100 mm thick Solid Block walls |  | m2 | 174 |  |  | 81 | 14094 |  | 136.8 | 23803.2 |  | 90 | 15660 |  | 90 | 15660 | 117.46 | 20438.04 | 120 | 20880
2.125.7 | B2.3.4 | (*) 200 mm thick Solid Block walls |  | m2 | 222 |  |  | 93 | 20646 |  | 153.9 | 34165.8 |  | 110 | 24420 |  | 106 | 23532 | 140.23 | 31131.06 | 140 | 31080
2.125.8 | B2.3.5 | (*) 400 mm thick Solid Block walls for Jirafe back yard |  | m2 | 26 |  |  | 185 | 4810 |  | 193.8 | 5038.8 |  | 220 | 5720 |  | 213 | 5538 | 269.68 | 7011.68 | 280 | 7280
| Note | Note Details
2.125.9 | - | Additional items
| Item Code | Description | Item Remarks | Unit of Measurement | Quantity/Base Price |  |  | Unit Price/Discount % (Excluding VAT) | Total |  | Unit Price/Discount % (Excluding VAT) | Total |  | Unit Price/Discount % (Excluding VAT) | Total |  | Unit Price/Discount % (Excluding VAT) | Total | Unit Price/Discount % (Excluding VAT) | Total | Unit Price/Discount % (Excluding VAT) | Total
2.125.10 | AI | (*) Contractor may price here any items which has been shown in the Contract drawings or any other Contract Documents but overlooked or not specifically mentioned inthe schedule of items and is necessary for the satisfactory completion of the Works. Should the Contractor fail to insert any item here, it will be deemed that lump sum Contract Price includes all such items and no claims for additional items will be entertained. |  | Item | 1 |  |  | 0 | 0 |  | 0 | 0 |  | 0 | 0 |  | 0 | 0 | 0 | 0 | 0 | 0
| Note | Note Details
2.125.11 | - | Please attach one PDF file to be named "Additional Items for (insert bill no/name & Section No/name)" for the details of these additional items in the additional attachment area at the end of the BOQ.
2.126 ARC: B2-04 METAL WORK | [6 empty] | 3691070 | 12 (out of 12) | 2413610 |  | 12 (out of 12) | 3520092 |  | 12 (out of 12) | 7234200 |  | 12 (out of 12) | 6100610 | 12 (out of 12) | 7247447.04 | 12 (out of 12) | 14505000
| Note | Note Details
2.126.1 | - | Corrugated roofing sheet
| Item Code | Description | Item Remarks | Unit of Measurement | Quantity/Base Price |  |  | Unit Price/Discount % (Excluding VAT) | Total |  | Unit Price/Discount % (Excluding VAT) | Total |  | Unit Price/Discount % (Excluding VAT) | Total |  | Unit Price/Discount % (Excluding VAT) | Total | Unit Price/Discount % (Excluding VAT) | Total | Unit Price/Discount % (Excluding VAT) | Total
2.126.2 | B2.4.1 | (*) Supply and installation of Corrugated roofing by Single Alum. Sheet including all accessories,fixing etc. all complete as detailed on drawing and engineer approval |  | m2 | 2907 |  |  | 510 | 1482570 |  | 285 | 828495 |  | 700 | 2034900 |  | 1438 | 4180266 | 1078.71 | 3135809.97 | 1500 | 4360500
| Note | Note Details
2.126.3 | - | Security Mesh
2.126.4 | - | Supply and installation of Security mesh including all accessories,fixing etc. all complete as detailed on drawing and engineer approval
| Item Code | Description | Item Remarks | Unit of Measurement | Quantity/Base Price |  |  | Unit Price/Discount % (Excluding VAT) | Total |  | Unit Price/Discount % (Excluding VAT) | Total |  | Unit Price/Discount % (Excluding VAT) | Total |  | Unit Price/Discount % (Excluding VAT) | Total | Unit Price/Discount % (Excluding VAT) | Total | Unit Price/Discount % (Excluding VAT) | Total
2.126.5 | B2.4.2 | (*) GI security Mesh for keepers corridor |  | m2 | 2057 |  |  | 110 | 226270 |  | 399 | 820743 |  | 800 | 1645600 |  | 253 | 520421 | 479.42 | 986166.94 | 1100 | 2262700
2.126.6 | B2.4.3 | (*) GI security Mesh for outdoor yards |  | m2 | 176 |  |  | 110 | 19360 |  | 399 | 70224 |  | 800 | 140800 |  | 253 | 44528 | 479.42 | 84377.92 | 1100 | 193600
2.126.7 | B2.4.4 | (*) GI security Mesh for hoof stock holding area |  | m2 | 200 |  |  | 110 | 22000 |  | 399 | 79800 |  | 800 | 160000 |  | 253 | 50600 | 479.42 | 95884 | 1100 | 220000
2.126.8 | B2.4.5 | (*) GI security ceiling Mesh |  | m2 | 2890 |  |  | 132 | 381480 |  | 399 | 1153110 |  | 800 | 2312000 |  | 253 | 731170 | 479.42 | 1385523.8 | 1500 | 4335000
2.126.9 | B2.4.6 | (*) S.S security Mesh for keepers corridor |  | m2 | 912 |  |  | 110 | 100320 |  | 399 | 363888 |  | 760 | 693120 |  | 253 | 230736 | 1438.27 | 1311702.24 | 3000 | 2736000
| Note | Note Details
2.126.10 | - | Railing
| Item Code | Description | Item Remarks | Unit of Measurement | Quantity/Base Price |  |  | Unit Price/Discount % (Excluding VAT) | Total |  | Unit Price/Discount % (Excluding VAT) | Total |  | Unit Price/Discount % (Excluding VAT) | Total |  | Unit Price/Discount % (Excluding VAT) | Total | Unit Price/Discount % (Excluding VAT) | Total | Unit Price/Discount % (Excluding VAT) | Total
2.126.11 | B2.4.7 | (*) External Aluminium Handrail |  | m | 24 |  |  | 605 | 14520 |  | 912 | 21888 |  | 620 | 14880 |  | 748 | 17952 | 719.14 | 17259.36 | 3500 | 84000
| Note | Note Details
2.126.12 | - | GRP Ladder
2.126.13 | - | Supply and installation of GRP Ladder including all accessories,fixing etc. all complete as detailed on drawing and engineer approval
| Item Code | Description | Item Remarks | Unit of Measurement | Quantity/Base Price |  |  | Unit Price/Discount % (Excluding VAT) | Total |  | Unit Price/Discount % (Excluding VAT) | Total |  | Unit Price/Discount % (Excluding VAT) | Total |  | Unit Price/Discount % (Excluding VAT) | Total | Unit Price/Discount % (Excluding VAT) | Total | Unit Price/Discount % (Excluding VAT) | Total
2.126.14 | B2.4.8 | (*) GRP ladder |  | No. | 1 |  |  | 3300 | 3300 |  | 4560 | 4560 |  | 3500 | 3500 |  | 5175 | 5175 | 7191.37 | 7191.37 | 10000 | 10000
| Note | Note Details
2.126.15 | - | Grating
2.126.16 | - | Supply and installation of Grating including all accessories,fixing etc. all complete as detailed on drawing and engineer approval
| Item Code | Description | Item Remarks | Unit of Measurement | Quantity/Base Price |  |  | Unit Price/Discount % (Excluding VAT) | Total |  | Unit Price/Discount % (Excluding VAT) | Total |  | Unit Price/Discount % (Excluding VAT) | Total |  | Unit Price/Discount % (Excluding VAT) | Total | Unit Price/Discount % (Excluding VAT) | Total | Unit Price/Discount % (Excluding VAT) | Total
2.126.17 | B2.4.9 | (*) Drain floor Grill |  | m | 354 |  |  | 385 | 136290 |  | 456 | 161424 |  | 600 | 212400 |  | 863 | 305502 | 599.28 | 212145.12 | 800 | 283200
| Note | Note Details
2.126.18 | - | Access Hatch
| Item Code | Description | Item Remarks | Unit of Measurement | Quantity/Base Price |  |  | Unit Price/Discount % (Excluding VAT) | Total |  | Unit Price/Discount % (Excluding VAT) | Total |  | Unit Price/Discount % (Excluding VAT) | Total |  | Unit Price/Discount % (Excluding VAT) | Total | Unit Price/Discount % (Excluding VAT) | Total | Unit Price/Discount % (Excluding VAT) | Total
2.126.19 | B2.4.10 | (*) U/G water tank cover |  | No. | 2 |  |  | 8250 | 16500 |  | 2280 | 4560 |  | 6000 | 12000 |  | 1380 | 2760 | 4194.96 | 8389.92 | 5000 | 10000
| Note | Note Details
2.126.20 | - | SS Accessories
| Item Code | Description | Item Remarks | Unit of Measurement | Quantity/Base Price |  |  | Unit Price/Discount % (Excluding VAT) | Total |  | Unit Price/Discount % (Excluding VAT) | Total |  | Unit Price/Discount % (Excluding VAT) | Total |  | Unit Price/Discount % (Excluding VAT) | Total | Unit Price/Discount % (Excluding VAT) | Total | Unit Price/Discount % (Excluding VAT) | Total
2.126.21 | B2.4.11 | (*) SS Accessories for Handicap |  | Item | 1 |  |  | 11000 | 11000 |  | 11400 | 11400 |  | 5000 | 5000 |  | 11500 | 11500 | 2996.4 | 2996.4 | 10000 | 10000
| Note | Note Details
2.126.22 | - | Additional items
| Item Code | Description | Item Remarks | Unit of Measurement | Quantity/Base Price |  |  | Unit Price/Discount % (Excluding VAT) | Total |  | Unit Price/Discount % (Excluding VAT) | Total |  | Unit Price/Discount % (Excluding VAT) | Total |  | Unit Price/Discount % (Excluding VAT) | Total | Unit Price/Discount % (Excluding VAT) | Total | Unit Price/Discount % (Excluding VAT) | Total
2.126.23 | AI | (*) Contractor may price here any items which has been shown in the Contract drawings or any other Contract Documents but overlooked or not specifically mentioned inthe schedule of items and is necessary for the satisfactory completion of the Works. Should the Contractor fail to insert any item here, it will be deemed that lump sum Contract Price includes all such items and no claims for additional items will be entertained. |  | Item | 1 |  |  | 0 | 0 |  | 0 | 0 |  | 0 | 0 |  | 0 | 0 | 0 | 0 | 0 | 0
| Note | Note Details
2.126.24 | - | Please attach one PDF file to be named "Additional Items for (insert bill no/name & Section No/name)" for the details of these additional items in the additional attachment area at the end of the BOQ.
2.127 ARC: B2-05 THERMAL AND MOISTURE PROTECTION | [6 empty] | 336736 | 15 (out of 15) | 404041 |  | 15 (out of 15) | 1383325.02 |  | 15 (out of 15) | 549888 |  | 15 (out of 15) | 874458 | 15 (out of 15) | 1412949.74 | 15 (out of 15) | 835515
| Note | Note Details
2.127.1 | - | Waterproofing courses
2.127.2 | - | Waterproofing system for the substructure, bitumen paint thk as per drawings and specifications.
| Item Code | Description | Item Remarks | Unit of Measurement | Quantity/Base Price |  |  | Unit Price/Discount % (Excluding VAT) | Total |  | Unit Price/Discount % (Excluding VAT) | Total |  | Unit Price/Discount % (Excluding VAT) | Total |  | Unit Price/Discount % (Excluding VAT) | Total | Unit Price/Discount % (Excluding VAT) | Total | Unit Price/Discount % (Excluding VAT) | Total
2.127.3 | B2.5.1 | (*) To horizontal areas |  | m2 | 3058 |  |  | 10 | 30580 |  | 114 | 348612 |  | 10 | 30580 |  | 72 | 220176 | 57.53 | 175926.74 | 35 | 107030
2.127.4 | B2.5.2 | (*) To vertical areas |  | m2 | 4379 |  |  | 10 | 43790 |  | 136.8 | 599047.2 |  | 10 | 43790 |  | 72 | 315288 | 104.27 | 456598.33 | 35 | 153265
| Note | Note Details
2.127.5 | - | Supply and Apply 4mm thick bitumen membrane as per drawings ,specifications
| Item Code | Description | Item Remarks | Unit of Measurement | Quantity/Base Price |  |  | Unit Price/Discount % (Excluding VAT) | Total |  | Unit Price/Discount % (Excluding VAT) | Total |  | Unit Price/Discount % (Excluding VAT) | Total |  | Unit Price/Discount % (Excluding VAT) | Total | Unit Price/Discount % (Excluding VAT) | Total | Unit Price/Discount % (Excluding VAT) | Total
2.127.6 | B2.5.3 | (*) Horizonal wp for UGWT 4mm Membrane 2 Layers |  | m | 107 |  |  | 22 | 2354 |  | 171 | 18297 |  | 60 | 6420 |  | 72 | 7704 | 101.88 | 10901.16 | 90 | 9630
2.127.7 | B2.5.4 | (*) Vertical wp for UGWT 4mm Membrane 1 Layer |  | m | 174 |  |  | 25 | 4350 |  | 176.7 | 30745.8 |  | 30 | 5220 |  | 39 | 6786 | 56.33 | 9801.42 | 90 | 15660
| Note | Note Details
2.127.8 | - | Protection screed; sand and cement screed; all in accordance with the Specifications
| Item Code | Description | Item Remarks | Unit of Measurement | Quantity/Base Price |  |  | Unit Price/Discount % (Excluding VAT) | Total |  | Unit Price/Discount % (Excluding VAT) | Total |  | Unit Price/Discount % (Excluding VAT) | Total |  | Unit Price/Discount % (Excluding VAT) | Total | Unit Price/Discount % (Excluding VAT) | Total | Unit Price/Discount % (Excluding VAT) | Total
2.127.9 | B2.5.5 | (*) To horizontal areas; 30 mm thick |  | m2 | 107 |  |  | 38 | 4066 |  | 17.1 | 1829.7 |  | 25 | 2675 |  | 22 | 2354 | 41.95 | 4488.65 | 35 | 3745
| Note | Note Details
2.127.10 | - | Protection board, all in accordance with the Specifications
| Item Code | Description | Item Remarks | Unit of Measurement | Quantity/Base Price |  |  | Unit Price/Discount % (Excluding VAT) | Total |  | Unit Price/Discount % (Excluding VAT) | Total |  | Unit Price/Discount % (Excluding VAT) | Total |  | Unit Price/Discount % (Excluding VAT) | Total | Unit Price/Discount % (Excluding VAT) | Total | Unit Price/Discount % (Excluding VAT) | Total
2.127.11 | B2.5.6 | (*) To vertical areas |  | m2 | 174 |  |  | 38 | 6612 |  | 45.6 | 7934.4 |  | 40 | 6960 |  | 39 | 6786 | 50.34 | 8759.16 | 50 | 8700
| Note | Note Details
2.127.12 | - | 1000 Gauge Polythene Sheet, all in accordance with the Specifications
| Item Code | Description | Item Remarks | Unit of Measurement | Quantity/Base Price |  |  | Unit Price/Discount % (Excluding VAT) | Total |  | Unit Price/Discount % (Excluding VAT) | Total |  | Unit Price/Discount % (Excluding VAT) | Total |  | Unit Price/Discount % (Excluding VAT) | Total | Unit Price/Discount % (Excluding VAT) | Total | Unit Price/Discount % (Excluding VAT) | Total
2.127.13 | B2.5.7 | (*) To horizontal areas |  | m2 | 4379 |  |  | 5 | 21895 |  | 13.68 | 59904.72 |  | 7 | 30653 |  | 4 | 17516 | 4.44 | 19442.76 | 35 | 153265
| Note | Note Details
2.127.14 | - | Supply and Apply isolation joints as per drawings ,specifications
| Item Code | Description | Item Remarks | Unit of Measurement | Quantity/Base Price |  |  | Unit Price/Discount % (Excluding VAT) | Total |  | Unit Price/Discount % (Excluding VAT) | Total |  | Unit Price/Discount % (Excluding VAT) | Total |  | Unit Price/Discount % (Excluding VAT) | Total | Unit Price/Discount % (Excluding VAT) | Total | Unit Price/Discount % (Excluding VAT) | Total
2.127.15 | B2.5.8 | (*) Isolation Joint for Grade Slab 15 cm |  | m | 2300 |  |  | 22 | 50600 |  | 17.1 | 39330 |  | 10 | 23000 |  | 22 | 50600 | 148.62 | 341826 | 35 | 80500
| Note | Note Details
2.127.16 | - | Supply and Apply GRP liling as per drawings ,specifications
| Item Code | Description | Item Remarks | Unit of Measurement | Quantity/Base Price |  |  | Unit Price/Discount % (Excluding VAT) | Total |  | Unit Price/Discount % (Excluding VAT) | Total |  | Unit Price/Discount % (Excluding VAT) | Total |  | Unit Price/Discount % (Excluding VAT) | Total | Unit Price/Discount % (Excluding VAT) | Total | Unit Price/Discount % (Excluding VAT) | Total
2.127.17 | B2.5.9 | (*) GRP Lining for water tank |  | m2 | 269 |  |  | 110 | 29590 |  | 285 | 76665 |  | 500 | 134500 |  | 198 | 53262 | 479.42 | 128963.98 | 220 | 59180
2.127.18 | B2.5.10 | (*) Water stopper for water tank |  | m | 38 |  |  | 110 | 4180 |  | 57 | 2166 |  | 60 | 2280 |  | 77 | 2926 | 89.89 | 3415.82 | 80 | 3040
| Note | Note Details
2.127.19 | - | Waterproofing system for roofing
2.127.20 | - | Supply and apply waterproofing system for roof as per drawings ,specifications
| Item Code | Description | Item Remarks | Unit of Measurement | Quantity/Base Price |  |  | Unit Price/Discount % (Excluding VAT) | Total |  | Unit Price/Discount % (Excluding VAT) | Total |  | Unit Price/Discount % (Excluding VAT) | Total |  | Unit Price/Discount % (Excluding VAT) | Total | Unit Price/Discount % (Excluding VAT) | Total | Unit Price/Discount % (Excluding VAT) | Total
2.127.21 | B2.5.11 | (*) Thermal insulation System including but not limited to 0.75 in stucco,8 in heavy weight concrete , 0.125 in asphalt shingles ,2 in polystrene 35-2 ,0.8 in LW concrete roof ballast and 1 in terrazo ) as showing in the drawing for proposed area |  | m2 | 870 |  |  | 204 | 177480 |  | 193.8 | 168606 |  | 275 | 239250 |  | 198 | 172260 | 251.7 | 218979 | 250 | 217500
2.127.22 | B2.5.12 | (*) Skirting for roof waterproofing |  | m | 288 |  |  | 83 | 23904 |  | 68.4 | 19699.2 |  | 70 | 20160 |  | 50 | 14400 | 89.89 | 25888.32 | 50 | 14400
| Note | Note Details
2.127.23 | - | Waterproofing for wet areas
2.127.24 | - | Waterproofing system for wet areas, 1.5mm thick seamless water proofing membrane
| Item Code | Description | Item Remarks | Unit of Measurement | Quantity/Base Price |  |  | Unit Price/Discount % (Excluding VAT) | Total |  | Unit Price/Discount % (Excluding VAT) | Total |  | Unit Price/Discount % (Excluding VAT) | Total |  | Unit Price/Discount % (Excluding VAT) | Total | Unit Price/Discount % (Excluding VAT) | Total | Unit Price/Discount % (Excluding VAT) | Total
2.127.25 | B2.5.13 | (*) Wet area for Keeper Room & Animal Food Prep. |  | m2 | 80 |  |  | 36 | 2880 |  | 114 | 9120 |  | 30 | 2400 |  | 55 | 4400 | 57.53 | 4602.4 | 85 | 6800
| Note | Note Details
2.127.26 | - | Protection screed; sand and cement screed; all in accordance with the Specifications
| Item Code | Description | Item Remarks | Unit of Measurement | Quantity/Base Price |  |  | Unit Price/Discount % (Excluding VAT) | Total |  | Unit Price/Discount % (Excluding VAT) | Total |  | Unit Price/Discount % (Excluding VAT) | Total |  | Unit Price/Discount % (Excluding VAT) | Total | Unit Price/Discount % (Excluding VAT) | Total | Unit Price/Discount % (Excluding VAT) | Total
2.127.27 | B2.5.14 | (*) To horizontal areas; 30 mm thick |  | m2 | 80 |  |  | 22 | 1760 |  | 17.1 | 1368 |  | 25 | 2000 |  | 0 | 0 | 41.95 | 3356 | 35 | 2800
| Note | Note Details
2.127.28 | - | Additional items
| Item Code | Description | Item Remarks | Unit of Measurement | Quantity/Base Price |  |  | Unit Price/Discount % (Excluding VAT) | Total |  | Unit Price/Discount % (Excluding VAT) | Total |  | Unit Price/Discount % (Excluding VAT) | Total |  | Unit Price/Discount % (Excluding VAT) | Total | Unit Price/Discount % (Excluding VAT) | Total | Unit Price/Discount % (Excluding VAT) | Total
2.127.29 | AI | (*) Contractor may price here any items which has been shown in the Contract drawings or any other Contract Documents but overlooked or not specifically mentioned inthe schedule of items and is necessary for the satisfactory completion of the Works. Should the Contractor fail to insert any item here, it will be deemed that lump sum Contract Price includes all such items and no claims for additional items will be entertained. |  | Item | 1 |  |  | 0 | 0 |  | 0 | 0 |  | 0 | 0 |  | 0 | 0 | 0 | 0 | 0 | 0
| Note | Note Details
2.127.30 | - | Please attach one PDF file to be named "Additional Items for (insert bill no/name & Section No/name)" for the details of these additional items in the additional attachment area at the end of the BOQ.
2.128 ARC: B2-06 DOORS AND WINDOWS | [6 empty] | 992480 | 17 (out of 17) | 854025 |  | 17 (out of 17) | 640566 |  | 17 (out of 17) | 2185900 |  | 17 (out of 17) | 1465381 | 17 (out of 17) | 1592947.94 | 17 (out of 17) | 2127500
| Note | Note Details
2.128.1 | - | Metal Doors
2.128.2 | - | Supply and install metal doors ,including all accessories needed for installation as per mention in drawings & specifications
| Item Code | Description | Item Remarks | Unit of Measurement | Quantity/Base Price |  |  | Unit Price/Discount % (Excluding VAT) | Total |  | Unit Price/Discount % (Excluding VAT) | Total |  | Unit Price/Discount % (Excluding VAT) | Total |  | Unit Price/Discount % (Excluding VAT) | Total | Unit Price/Discount % (Excluding VAT) | Total | Unit Price/Discount % (Excluding VAT) | Total
2.128.3 | B2.6.1 | (*) D1-Metal Swing Door 2000 x 2100 mm |  | No. | 11 |  |  | 5775 | 63525 |  | 4560 | 50160 |  | 16200 | 178200 |  | 12100 | 133100 | 10787.05 | 118657.55 | 10000 | 110000
2.128.4 | B2.6.2 | (*) D6-Metal Swing door GI Mesh 1000x2100 mm |  | No. | 45 |  |  | 2888 | 129960 |  | 1710 | 76950 |  | 5000 | 225000 |  | 6050 | 272250 | 3116.26 | 140231.7 | 6000 | 270000
2.128.5 | B2.6.3 | (*) D7-Metal Swing door with S.S Frame 2000x2100 mm |  | No. | 34 |  |  | 6237 | 212058 |  | 3420 | 116280 |  | 10000 | 340000 |  | 6006 | 204204 | 12584.89 | 427886.26 | 25000 | 850000
2.128.6 | B2.6.4 | (*) D8-Metal Swing door ( Plate & GI Mesh ) 1000x2100 mm |  | No. | 28 |  |  | 2888 | 80864 |  | 1824 | 51072 |  | 8500 | 238000 |  | 5775 | 161700 | 2696.76 | 75509.28 | 3500 | 98000
2.128.7 | B2.6.5 | (*) D9-Metal Swing door only GI Mesh 20x20mm 1000x2100 mm |  | No. | 9 |  |  | 2888 | 25992 |  | 1824 | 16416 |  | 4600 | 41400 |  | 5775 | 51975 | 2696.76 | 24270.84 | 3500 | 31500
2.128.8 | B2.6.6 | (*) D10-Metal Swing door ( Double Leaf GI Mesh ) 2500x3000 mm |  | No. | 1 |  |  | 10313 | 10313 |  | 6270 | 6270 |  | 15000 | 15000 |  | 20625 | 20625 | 14382.74 | 14382.74 | 12000 | 12000
2.128.9 | B2.6.7 | (*) D11-Metal Swing door ( Double Leaf ) 2500x2000 mm |  | No. | 2 |  |  | 6875 | 13750 |  | 5700 | 11400 |  | 40000 | 80000 |  | 13750 | 27500 | 8989.21 | 17978.42 | 8000 | 16000
2.128.10 | B2.6.8 | (*) D12-Metal Swing door ( Plate & GI Mesh ) 1000x2100 mm |  | No. | 24 |  |  | 2888 | 69312 |  | 2850 | 68400 |  | 9200 | 220800 |  | 5775 | 138600 | 7191.37 | 172592.88 | 3500 | 84000
2.128.11 | B2.6.9 | (*) SD1 Metal Sliding Door (Plate & SS Mesh) (1200x2100)mm |  | No. | 15 |  |  | 3881 | 58215 |  | 3192 | 47880 |  | 12000 | 180000 |  | 7260 | 108900 | 8629.64 | 129444.6 | 5000 | 75000
2.128.12 | B2.6.10 | (*) SD2 SS Sliding Door (1200x1200)mm |  | No. | 34 |  |  | 2218 | 75412 |  | 1938 | 65892 |  | 6500 | 221000 |  | 3960 | 134640 | 5393.53 | 183380.02 | 10000 | 340000
2.128.13 | B2.6.11 | (*) GD1 SS Guillotine Door (1000x1000)mm |  | No. | 41 |  |  | 1760 | 72160 |  | 2280 | 93480 |  | 10100 | 414100 |  | 3960 | 162360 | 5393.53 | 221134.73 | 4000 | 164000
| Note | Note Details
2.128.14 | - | Aluminum Doors
2.128.15 | - | Supply and install powder coated aluminum sanwich panel Doors with wired glass panel and clear inside with aluminum frame ,including all accessories needed for installation as per mention in drawings & specifications
| Item Code | Description | Item Remarks | Unit of Measurement | Quantity/Base Price |  |  | Unit Price/Discount % (Excluding VAT) | Total |  | Unit Price/Discount % (Excluding VAT) | Total |  | Unit Price/Discount % (Excluding VAT) | Total |  | Unit Price/Discount % (Excluding VAT) | Total | Unit Price/Discount % (Excluding VAT) | Total | Unit Price/Discount % (Excluding VAT) | Total
2.128.16 | B2.6.12 | (*) D2-Aluminium Door 1100 x2100 mm |  | No. | 4 |  |  | 2415 | 9660 |  | 2280 | 9120 |  | 2850 | 11400 |  | 3557 | 14228 | 4554.53 | 18218.12 | 5000 | 20000
2.128.17 | B2.6.13 | (*) D3-Aluminium Door 1000 x2100 mm |  | No. | 1 |  |  | 2195 | 2195 |  | 2280 | 2280 |  | 3600 | 3600 |  | 3234 | 3234 | 4194.96 | 4194.96 | 5000 | 5000
| Note | Note Details
2.128.18 | - | Aluminum Louver Door
2.128.19 | - | Supply and install powder coated aluminum Louver door with aluminum frame ,including all accessories needed for installation as per mention in drawings & specifications
| Item Code | Description | Item Remarks | Unit of Measurement | Quantity/Base Price |  |  | Unit Price/Discount % (Excluding VAT) | Total |  | Unit Price/Discount % (Excluding VAT) | Total |  | Unit Price/Discount % (Excluding VAT) | Total |  | Unit Price/Discount % (Excluding VAT) | Total | Unit Price/Discount % (Excluding VAT) | Total | Unit Price/Discount % (Excluding VAT) | Total
2.128.20 | B2.6.14 | (*) D4-Alum Louver door 1000 x 2100 mm |  | No. | 3 |  |  | 2426 | 7278 |  | 1824 | 5472 |  | 2500 | 7500 |  | 2541 | 7623 | 4554.53 | 13663.59 | 4000 | 12000
2.128.21 | B2.6.15 | (*) D5-Alum Louver door 2000 x 2100 mm |  | No. | 1 |  |  | 4851 | 4851 |  | 3990 | 3990 |  | 3500 | 3500 |  | 5082 | 5082 | 8389.93 | 8389.93 | 8000 | 8000
2.128.22 | B2.6.16 | (*) Alu. Louver panel for waste area |  | m2 | 16 |  |  | 1155 | 18480 |  | 969 | 15504 |  | 400 | 6400 |  | 1210 | 19360 | 1438.27 | 23012.32 | 2000 | 32000
| Note | Note Details
2.128.23 | - | Additional items
| Item Code | Description | Item Remarks | Unit of Measurement | Quantity/Base Price |  |  | Unit Price/Discount % (Excluding VAT) | Total |  | Unit Price/Discount % (Excluding VAT) | Total |  | Unit Price/Discount % (Excluding VAT) | Total |  | Unit Price/Discount % (Excluding VAT) | Total | Unit Price/Discount % (Excluding VAT) | Total | Unit Price/Discount % (Excluding VAT) | Total
2.128.24 | AI | (*) Contractor may price here any items which has been shown in the Contract drawings or any other Contract Documents but overlooked or not specifically mentioned inthe schedule of items and is necessary for the satisfactory completion of the Works. Should the Contractor fail to insert any item here, it will be deemed that lump sum Contract Price includes all such items and no claims for additional items will be entertained. |  | Item | 1 |  |  | 0 | 0 |  | 0 | 0 |  | 0 | 0 |  | 0 | 0 | 0 | 0 | 0 | 0
| Note | Note Details
2.128.25 | - | Please attach one PDF file to be named "Additional Items for (insert bill no/name & Section No/name)" for the details of these additional items in the additional attachment area at the end of the BOQ.
2.129 ARC: B2-07 FINISHES | [6 empty] | 888217 | 17 (out of 17) | 917631 |  | 17 (out of 17) | 2462960.88 |  | 17 (out of 17) | 1045805 |  | 17 (out of 17) | 1015459 | 17 (out of 17) | 1918891.27 | 17 (out of 17) | 1433015
| Note | Note Details
2.129.1 | - | External Finishes
2.129.2 | - | Prapare and apply paint on Plaster including all necessary wrok as per drawing and specifications
| Item Code | Description | Item Remarks | Unit of Measurement | Quantity/Base Price |  |  | Unit Price/Discount % (Excluding VAT) | Total |  | Unit Price/Discount % (Excluding VAT) | Total |  | Unit Price/Discount % (Excluding VAT) | Total |  | Unit Price/Discount % (Excluding VAT) | Total | Unit Price/Discount % (Excluding VAT) | Total | Unit Price/Discount % (Excluding VAT) | Total
2.129.3 | B2.7.1 | (*) External Heritage Paint over plaster |  | m2 | 708 |  |  | 62 | 43896 |  | 68.4 | 48427.2 |  | 55 | 38940 |  | 75 | 53100 | 161.81 | 114561.48 | 200 | 141600
2.129.4 | B2.7.2 | (*) External Epoxy Paint over plaster for inside Parapet |  | m2 | 399 |  |  | 45 | 17955 |  | 68.4 | 27291.6 |  | 30 | 11970 |  | 40 | 15960 | 65.92 | 26302.08 | 100 | 39900
| Note | Note Details
2.129.5 | - | Wall Finishes
2.129.6 | - | Prapare and apply paint on Plaster including all necessary wrok as per drawing and specifications DIVISION 9 - 09 96 56
| Item Code | Description | Item Remarks | Unit of Measurement | Quantity/Base Price |  |  | Unit Price/Discount % (Excluding VAT) | Total |  | Unit Price/Discount % (Excluding VAT) | Total |  | Unit Price/Discount % (Excluding VAT) | Total |  | Unit Price/Discount % (Excluding VAT) | Total | Unit Price/Discount % (Excluding VAT) | Total | Unit Price/Discount % (Excluding VAT) | Total
2.129.7 | B2.7.3 | (*) Internal Epoxy Paint |  | m2 | 6876 |  |  | 39 | 268164 |  | 91.2 | 627091.2 |  | 25 | 171900 |  | 40 | 275040 | 41.95 | 288448.2 | 60 | 412560
| Note | Note Details
2.129.8 | - | Prapare and apply paint on Plaster including all necessary wrok as per drawing and specifications DIVISION 9 - 09 91 23
| Item Code | Description | Item Remarks | Unit of Measurement | Quantity/Base Price |  |  | Unit Price/Discount % (Excluding VAT) | Total |  | Unit Price/Discount % (Excluding VAT) | Total |  | Unit Price/Discount % (Excluding VAT) | Total |  | Unit Price/Discount % (Excluding VAT) | Total | Unit Price/Discount % (Excluding VAT) | Total | Unit Price/Discount % (Excluding VAT) | Total
2.129.9 | B2.7.4 | (*) Emulsion Paint |  | m2 | 918 |  |  | 15 | 13770 |  | 22.8 | 20930.4 |  | 20 | 18360 |  | 18 | 16524 | 26.37 | 24207.66 | 55 | 50490
| Note | Note Details
2.129.10 | - | Supply and apply Ceramic tiles on cement screed including all necessary wrok as per drawing and specifications DIVISION 9 - 09 30 13
| Item Code | Description | Item Remarks | Unit of Measurement | Quantity/Base Price |  |  | Unit Price/Discount % (Excluding VAT) | Total |  | Unit Price/Discount % (Excluding VAT) | Total |  | Unit Price/Discount % (Excluding VAT) | Total |  | Unit Price/Discount % (Excluding VAT) | Total | Unit Price/Discount % (Excluding VAT) | Total | Unit Price/Discount % (Excluding VAT) | Total
2.129.11 | B2.7.5 | (*) Ceramic Wall Tiles |  | m2 | 132 |  |  | 133 | 17556 |  | 171 | 22572 |  | 165 | 21780 |  | 118 | 15576 | 221.73 | 29268.36 | 200 | 26400
| Note | Note Details
2.129.12 | - | Floor Finishes
2.129.13 | - | Prapare and apply Epoxy paint on cement screed including all necessary wrok as per drawing and specifications DIVISION 9 09 67 23
| Item Code | Description | Item Remarks | Unit of Measurement | Quantity/Base Price |  |  | Unit Price/Discount % (Excluding VAT) | Total |  | Unit Price/Discount % (Excluding VAT) | Total |  | Unit Price/Discount % (Excluding VAT) | Total |  | Unit Price/Discount % (Excluding VAT) | Total | Unit Price/Discount % (Excluding VAT) | Total | Unit Price/Discount % (Excluding VAT) | Total
2.129.14 | B2.7.6 | (*) Screed concrete With Epoxy coating |  | m2 | 2428 |  |  | 56 | 135968 |  | 114 | 276792 |  | 165 | 400620 |  | 71 | 172388 | 113.86 | 276452.08 | 120 | 291360
| Note | Note Details
2.129.15 | - | Supply and apply Non Slip Ceramic tiles on cement screed including all necessary wrok as per drawing and specifications DIVISION 9 -09 30 13
| Item Code | Description | Item Remarks | Unit of Measurement | Quantity/Base Price |  |  | Unit Price/Discount % (Excluding VAT) | Total |  | Unit Price/Discount % (Excluding VAT) | Total |  | Unit Price/Discount % (Excluding VAT) | Total |  | Unit Price/Discount % (Excluding VAT) | Total | Unit Price/Discount % (Excluding VAT) | Total | Unit Price/Discount % (Excluding VAT) | Total
2.129.16 | B2.7.7 | (*) Non Slip Ceramic Floor Tiles 40x4 |  | m2 | 33 |  |  | 133 | 4389 |  | 171 | 5643 |  | 185 | 6105 |  | 118 | 3894 | 233.72 | 7712.76 | 200 | 6600
2.129.17 | B2.7.8 | (*) Non Slip Ceramic Floor Tiles 20x20 |  | m2 | 49 |  |  | 127 | 6223 |  | 171 | 8379 |  | 185 | 9065 |  | 118 | 5782 | 233.72 | 11452.28 | 200 | 9800
| Note | Note Details
2.129.18 | - | Supply and apply Tresholds on cement screed including all necessary wrok as per drawing and specifications
| Item Code | Description | Item Remarks | Unit of Measurement | Quantity/Base Price |  |  | Unit Price/Discount % (Excluding VAT) | Total |  | Unit Price/Discount % (Excluding VAT) | Total |  | Unit Price/Discount % (Excluding VAT) | Total |  | Unit Price/Discount % (Excluding VAT) | Total | Unit Price/Discount % (Excluding VAT) | Total | Unit Price/Discount % (Excluding VAT) | Total
2.129.19 | B2.7.9 | (*) Tresholds |  | Item | 1 |  |  | 10380 | 10380 |  | 3420 | 3420 |  | 500 | 500 |  | 19320 | 19320 | 3595.68 | 3595.68 | 30000 | 30000
| Note | Note Details
2.129.20 | - | Natural Sand For out door yard including all necessary wrok as per drawing and specifications
| Item Code | Description | Item Remarks | Unit of Measurement | Quantity/Base Price |  |  | Unit Price/Discount % (Excluding VAT) | Total |  | Unit Price/Discount % (Excluding VAT) | Total |  | Unit Price/Discount % (Excluding VAT) | Total |  | Unit Price/Discount % (Excluding VAT) | Total | Unit Price/Discount % (Excluding VAT) | Total | Unit Price/Discount % (Excluding VAT) | Total
2.129.21 | B2.7.10 | (*) Compacted Natural Soil |  | m2 | 884 |  |  | 23 | 20332 |  | 45.6 | 40310.4 |  | 30 | 26520 |  | 104 | 91936 | 53.94 | 47682.96 | 80 | 70720
| Note | Note Details
2.129.22 | - | Ceiling Finishes
2.129.23 | - | Supply And Fix Gypsum tiles including all necessary wrok as per drawing and specifications
| Item Code | Description | Item Remarks | Unit of Measurement | Quantity/Base Price |  |  | Unit Price/Discount % (Excluding VAT) | Total |  | Unit Price/Discount % (Excluding VAT) | Total |  | Unit Price/Discount % (Excluding VAT) | Total |  | Unit Price/Discount % (Excluding VAT) | Total | Unit Price/Discount % (Excluding VAT) | Total | Unit Price/Discount % (Excluding VAT) | Total
2.129.24 | B2.7.11 | (*) Gypsum tiles Moisture Resistance |  | m2 | 24 |  |  | 95 | 2280 |  | 114 | 2736 |  | 85 | 2040 |  | 127 | 3048 | 155.81 | 3739.44 | 200 | 4800
| Note | Note Details
2.129.25 | - | Prapare and apply paint on Plaster including all necessary wrok as per drawing and specifications DIVISION 9 - 09 96 56
| Item Code | Description | Item Remarks | Unit of Measurement | Quantity/Base Price |  |  | Unit Price/Discount % (Excluding VAT) | Total |  | Unit Price/Discount % (Excluding VAT) | Total |  | Unit Price/Discount % (Excluding VAT) | Total |  | Unit Price/Discount % (Excluding VAT) | Total | Unit Price/Discount % (Excluding VAT) | Total | Unit Price/Discount % (Excluding VAT) | Total
2.129.26 | B2.7.12 | (*) Epoxy paint |  | m2 | 200 |  |  | 39 | 7800 |  | 68.4 | 13680 |  | 30 | 6000 |  | 40 | 8000 | 41.95 | 8390 | 60 | 12000
| Note | Note Details
2.129.27 | - | Prapare and apply paint including all necessary wrok as per drawing and specifications
| Item Code | Description | Item Remarks | Unit of Measurement | Quantity/Base Price |  |  | Unit Price/Discount % (Excluding VAT) | Total |  | Unit Price/Discount % (Excluding VAT) | Total |  | Unit Price/Discount % (Excluding VAT) | Total |  | Unit Price/Discount % (Excluding VAT) | Total | Unit Price/Discount % (Excluding VAT) | Total | Unit Price/Discount % (Excluding VAT) | Total
2.129.28 | B2.7.13 | (*) Anti Fungus Above Ceiling |  | m2 | 49 |  |  | 12 | 588 |  | 9.12 | 446.88 |  | 10 | 490 |  | 16 | 784 | 41.95 | 2055.55 | 15 | 735
| Note | Note Details
2.129.29 | - | Backgrounds
2.129.30 | - | Supply and apply ready mixed sand cement plaster with all related accessories mesh, angles, etc., as per drawings and specifications. Cement plaster finish to internal surfaces
| Item Code | Description | Item Remarks | Unit of Measurement | Quantity/Base Price |  |  | Unit Price/Discount % (Excluding VAT) | Total |  | Unit Price/Discount % (Excluding VAT) | Total |  | Unit Price/Discount % (Excluding VAT) | Total |  | Unit Price/Discount % (Excluding VAT) | Total | Unit Price/Discount % (Excluding VAT) | Total | Unit Price/Discount % (Excluding VAT) | Total
2.129.31 | B2.7.14 | (*) Walls |  | m2 | 7820 |  |  | 39 | 304980 |  | 148.2 | 1158924 |  | 35 | 273700 |  | 36 | 281520 | 113.86 | 890385.2 | 35 | 273700
2.129.32 | B2.7.15 | (*) Ceiling and flooring |  | m2 | 200 |  |  | 40 | 8000 |  | 148.2 | 29640 |  | 40 | 8000 |  | 36 | 7200 | 113.86 | 22772 | 35 | 7000
2.129.33 | B2.7.16 | (*) Elevations |  | m2 | 1107 |  |  | 50 | 55350 |  | 159.6 | 176677.2 |  | 45 | 49815 |  | 41 | 45387 | 146.22 | 161865.54 | 50 | 55350
| Note | Note Details
2.129.34 | - | Additional items
| Item Code | Description | Item Remarks | Unit of Measurement | Quantity/Base Price |  |  | Unit Price/Discount % (Excluding VAT) | Total |  | Unit Price/Discount % (Excluding VAT) | Total |  | Unit Price/Discount % (Excluding VAT) | Total |  | Unit Price/Discount % (Excluding VAT) | Total | Unit Price/Discount % (Excluding VAT) | Total | Unit Price/Discount % (Excluding VAT) | Total
2.129.35 | AI | (*) Contractor may price here any items which has been shown in the Contract drawings or any other Contract Documents but overlooked or not specifically mentioned inthe schedule of items and is necessary for the satisfactory completion of the Works. Should the Contractor fail to insert any item here, it will be deemed that lump sum Contract Price includes all such items and no claims for additional items will be entertained. |  | Item | 1 |  |  | 0 | 0 |  | 0 | 0 |  | 0 | 0 |  | 0 | 0 | 0 | 0 | 0 | 0
| Note | Note Details
2.129.36 | - | Please attach one PDF file to be named "Additional Items for (insert bill no/name & Section No/name)" for the details of these additional items in the additional attachment area at the end of the BOQ.
2.130 ARC: B2-08 ACCESSORIES | [6 empty] | 25700 | 5 (out of 5) | 18663 |  | 5 (out of 5) | 41610 |  | 5 (out of 5) | 56000 |  | 5 (out of 5) | 73500 | 5 (out of 5) | 137235.26 | 5 (out of 5) | 190000
| Note | Note Details
2.130.1 | - | Wooden Cabinet
2.130.2 | - | Supply and install Cabinet ,including all accessories needed for installation as per mention in drawings & specifications
| Item Code | Description | Item Remarks | Unit of Measurement | Quantity/Base Price |  |  | Unit Price/Discount % (Excluding VAT) | Total |  | Unit Price/Discount % (Excluding VAT) | Total |  | Unit Price/Discount % (Excluding VAT) | Total |  | Unit Price/Discount % (Excluding VAT) | Total | Unit Price/Discount % (Excluding VAT) | Total | Unit Price/Discount % (Excluding VAT) | Total
2.130.3 | B2.8.1 | (*) Kitchen Cabinets (animal food Preparation Room) |  | m | 4 |  |  | 749 | 2996 |  | 2280 | 9120 |  | 3000 | 12000 |  | 3500 | 14000 | 4194.96 | 16779.84 | 4000 | 16000
2.130.4 | B2.8.2 | (*) Kitchen Cabinets (animal food Preparation Room) Base cabinet only |  | m | 3 |  |  | 749 | 2247 |  | 1710 | 5130 |  | 3000 | 9000 |  | 3500 | 10500 | 2996.4 | 8989.2 | 4000 | 12000
| Note | Note Details
2.130.5 | - | Drums
| Item Code | Description | Item Remarks | Unit of Measurement | Quantity/Base Price |  |  | Unit Price/Discount % (Excluding VAT) | Total |  | Unit Price/Discount % (Excluding VAT) | Total |  | Unit Price/Discount % (Excluding VAT) | Total |  | Unit Price/Discount % (Excluding VAT) | Total | Unit Price/Discount % (Excluding VAT) | Total | Unit Price/Discount % (Excluding VAT) | Total
2.130.6 | B2.8.3 | (*) Drum To Collect waste |  | No. | 4 |  |  | 1605 | 6420 |  | 1140 | 4560 |  | 5000 | 20000 |  | 2875 | 11500 | 5393.53 | 21574.12 | 28000 | 112000
| Note | Note Details
2.130.7 | - | Signage
2.130.8 | - | Supply and install Signage ,including all accessories needed for installation as per mention in drawings & specifications
| Item Code | Description | Item Remarks | Unit of Measurement | Quantity/Base Price |  |  | Unit Price/Discount % (Excluding VAT) | Total |  | Unit Price/Discount % (Excluding VAT) | Total |  | Unit Price/Discount % (Excluding VAT) | Total |  | Unit Price/Discount % (Excluding VAT) | Total | Unit Price/Discount % (Excluding VAT) | Total | Unit Price/Discount % (Excluding VAT) | Total
2.130.9 | B2.8.4 | (*) Signage |  | Item | 1 |  |  | 7000 | 7000 |  | 22800 | 22800 |  | 15000 | 15000 |  | 37500 | 37500 | 89892.1 | 89892.1 | 50000 | 50000
| Note | Note Details
2.130.10 | - | Additional items
| Item Code | Description | Item Remarks | Unit of Measurement | Quantity/Base Price |  |  | Unit Price/Discount % (Excluding VAT) | Total |  | Unit Price/Discount % (Excluding VAT) | Total |  | Unit Price/Discount % (Excluding VAT) | Total |  | Unit Price/Discount % (Excluding VAT) | Total | Unit Price/Discount % (Excluding VAT) | Total | Unit Price/Discount % (Excluding VAT) | Total
2.130.11 | AI | (*) Contractor may price here any items which has been shown in the Contract drawings or any other Contract Documents but overlooked or not specifically mentioned inthe schedule of items and is necessary for the satisfactory completion of the Works. Should the Contractor fail to insert any item here, it will be deemed that lump sum Contract Price includes all such items and no claims for additional items will be entertained. |  | Item | 1 |  |  | 0 | 0 |  | 0 | 0 |  | 0 | 0 |  | 0 | 0 | 0 | 0 | 0 | 0
| Note | Note Details
2.130.12 | - | Please attach one PDF file to be named "Additional Items for (insert bill no/name & Section No/name)" for the details of these additional items in the additional attachment area at the end of the BOQ.
2.131 ARC: B2-09 FURNISHINGS | [6 empty] | 473935 | 3 (out of 3) | 123600 |  | 3 (out of 3) | 59280 |  | 3 (out of 3) | 12000 |  | 3 (out of 3) | 383812.5 | 3 (out of 3) | 443467.68 | 3 (out of 3) | 650000
| Note | Note Details
2.131.1 | - | Signage
2.131.2 | - | Supply and fix Kitchen Euipments ,including all accessories needed for installation as per mention in drawings & specifications
2.131.3 | Provisional Sum | Kitchen Euipments
2.131.4 | - | Other Equipments
2.131.5 | - | Other Equipments ,including all accessories needed for installation as per mention in drawings & specifications
2.131.6 | Provisional Sum | 4 –wheel drive pick up
2.131.7 | Provisional Sum | Transportation trailer
2.131.8 | Provisional Sum | Food prep tools :Knives, cutting boards
2.131.9 | Provisional Sum | Stainless steel containers :Medium and large size
2.131.10 | Provisional Sum | Weighing scale:5kg – 0.1gm division
2.131.11 | Provisional Sum | Weighing scale:10kg- 1gm division
2.131.12 | Provisional Sum | Weighing scale :25Kg
2.131.13 | Provisional Sum | Weighing scale :50kg
2.131.14 | Provisional Sum | Weighing scale platform:500kg
2.131.15 | Provisional Sum | Trolley
2.131.16 | Provisional Sum | Animal Crate:Small size, for small cats and primates (49cm x 32/32cm)
2.131.17 | Provisional Sum | Animal Crate: Medium size, for medium cats and small primates (60x40x39cm)
2.131.18 | Provisional Sum | Animal Crate: Large size, for big cats and large primates (92x64x67.5cm)
2.131.19 | Provisional Sum | Bird boxes
2.131.20 | Provisional Sum | Reptile boxes and rack :Plastic containers with led and steel racks for keeping reptiles
2.131.21 | Provisional Sum | Capture net
2.131.22 | Provisional Sum | Dart gun
2.131.23 | Provisional Sum | Throw net
2.131.24 | Provisional Sum | Hoofstock Tamer
2.131.25 | Provisional Sum | Fruits cutting machine
2.131.26 | Provisional Sum | High pressure washer
2.131.27 | Provisional Sum | Manual Sprayer
2.131.28 | Provisional Sum | Wheel barrow :Heavy duty
2.131.29 | Provisional Sum | Water hose : 2 Sizes
2.131.30 | Provisional Sum | Stretcher :Folding, heavy duty
2.131.31 | Provisional Sum | Refrigerator :Large Capacity
2.131.32 | Provisional Sum | Chest freezer :Large Capacity
2.131.33 | Provisional Sum | Manila rope ;Different sizes
2.131.34 | Provisional Sum | Husbandry tools Brush, racks, shovels, cleaning tools etc.
2.131.35 | Provisional Sum | Enrichment tools: Enrichment tools for primates and carnivores
2.131.36 | Provisional Sum | Toolbox: Professional set for routine maintenance
2.131.37 | Provisional Sum | Clipboards
2.131.38 | Provisional Sum | Storage shelves for Records/Files Food items/equipment
2.131.39 | Provisional Sum | PPE – Overalls/Gumboots etc.
2.131.40 | Provisional Sum | Footbaths
2.131.41 | Provisional Sum | Padlocks
2.131.42 | Provisional Sum | Computer
2.131.43 | Provisional Sum | Printer
2.131.44 | Provisional Sum | Towels varies sizes
2.131.45 | Provisional Sum | Towels varies sizes
2.131.46 | Provisional Sum | Desk
2.131.47 | Provisional Sum | Office chairs
2.131.48 | Provisional Sum | Microwave
2.131.49 | Provisional Sum | Kettle
2.131.50 | Provisional Sum | Heat Lamps
2.131.51 | Provisional Sum | Push boards
2.131.52 | Provisional Sum | Camera
2.131.53 | Provisional Sum | Trolley stainless steel with wheels :clinical utility
2.131.54 | Provisional Sum | Golf Car rechargeable :For food and other items delivery and movements
2.131.55 | Provisional Sum | Blow pipe 5ml + 500 darts + needles + other consumables
2.131.56 | Provisional Sum | Blow pipe 3 ml + 500 darts + needles and consumables
2.131.57 | - | Furniture
2.131.58 | - | Supply Furniture ,including all accessories needed as per mention in drawings & specifications
| Item Code | Description | Item Remarks | Unit of Measurement | Quantity/Base Price |  |  | Unit Price/Discount % (Excluding VAT) | Total |  | Unit Price/Discount % (Excluding VAT) | Total |  | Unit Price/Discount % (Excluding VAT) | Total |  | Unit Price/Discount % (Excluding VAT) | Total | Unit Price/Discount % (Excluding VAT) | Total | Unit Price/Discount % (Excluding VAT) | Total
2.131.59 | B2.9.53 | (*) Furniture |  | Item | 1 |  |  | 103000 | 103000 |  | 22800 | 22800 |  | 0 | 0 |  | 0 | 0 | 35956.84 | 35956.84 | 500000 | 500000
2.131.60 | B2.9.54 | (*) Sanitaryware |  | Item | 1 |  |  | 20600 | 20600 |  | 36480 | 36480 |  | 12000 | 12000 |  | 0 | 0 | 47942.45 | 47942.45 | 150000 | 150000
| Note | Note Details
2.131.61 | - | Additional items
| Item Code | Description | Item Remarks | Unit of Measurement | Quantity/Base Price |  |  | Unit Price/Discount % (Excluding VAT) | Total |  | Unit Price/Discount % (Excluding VAT) | Total |  | Unit Price/Discount % (Excluding VAT) | Total |  | Unit Price/Discount % (Excluding VAT) | Total | Unit Price/Discount % (Excluding VAT) | Total | Unit Price/Discount % (Excluding VAT) | Total
2.131.62 | AI | (*) Contractor may price here any items which has been shown in the Contract drawings or any other Contract Documents but overlooked or not specifically mentioned inthe schedule of items and is necessary for the satisfactory completion of the Works. Should the Contractor fail to insert any item here, it will be deemed that lump sum Contract Price includes all such items and no claims for additional items will be entertained. |  | Item | 1 |  |  | 0 | 0 |  | 0 | 0 |  | 0 | 0 |  | 383812.5 | 383812.5 | 359568.39 | 359568.39 | 0 | 0
| Note | Note Details
2.131.63 | - | Please attach one PDF file to be named "Additional Items for (insert bill no/name & Section No/name)" for the details of these additional items in the additional attachment area at the end of the BOQ.
2.132 ARC: B2-10 SPECIAL CONSTRUCTION | [6 empty] | 24000 | 2 (out of 2) | 160500 |  | 2 (out of 2) | 28500 |  | 2 (out of 2) | 50000 |  | 2 (out of 2) | 154388 | 2 (out of 2) | 45545.33 | 2 (out of 2) | 800000
| Note | Note Details
2.132.1 | - | Swimming Pool
2.132.2 | - | Supply and Instatation of Swimming pool ,including all accessories needed , as per mention in drawings & specifications
| Item Code | Description | Item Remarks | Unit of Measurement | Quantity/Base Price |  |  | Unit Price/Discount % (Excluding VAT) | Total |  | Unit Price/Discount % (Excluding VAT) | Total |  | Unit Price/Discount % (Excluding VAT) | Total |  | Unit Price/Discount % (Excluding VAT) | Total | Unit Price/Discount % (Excluding VAT) | Total | Unit Price/Discount % (Excluding VAT) | Total
2.132.3 | B2.10.1 | (*) Swimming Pool |  | Item | 1 |  |  | 160500 | 160500 |  | 28500 | 28500 |  | 50000 | 50000 |  | 154388 | 154388 | 45545.33 | 45545.33 | 800000 | 800000
| Note | Note Details
2.132.4 | - | Additional items
| Item Code | Description | Item Remarks | Unit of Measurement | Quantity/Base Price |  |  | Unit Price/Discount % (Excluding VAT) | Total |  | Unit Price/Discount % (Excluding VAT) | Total |  | Unit Price/Discount % (Excluding VAT) | Total |  | Unit Price/Discount % (Excluding VAT) | Total | Unit Price/Discount % (Excluding VAT) | Total | Unit Price/Discount % (Excluding VAT) | Total
2.132.5 | AI | (*) Contractor may price here any items which has been shown in the Contract drawings or any other Contract Documents but overlooked or not specifically mentioned inthe schedule of items and is necessary for the satisfactory completion of the Works. Should the Contractor fail to insert any item here, it will be deemed that lump sum Contract Price includes all such items and no claims for additional items will be entertained. |  | Item | 1 |  |  | 0 | 0 |  | 0 | 0 |  | 0 | 0 |  | 0 | 0 | 0 | 0 | 0 | 0
| Note | Note Details
2.132.6 | - | Please attach one PDF file to be named "Additional Items for (insert bill no/name & Section No/name)" for the details of these additional items in the additional attachment area at the end of the BOQ.
2.133 ARC: B2-11 MECHANICAL INSTALLATION | [6 empty] | 1195485 | 78 (out of 78) | 3584354.4 |  | 78 (out of 78) | 2361378.9 |  | 78 (out of 78) | 3795410 |  | 78 (out of 78) | 3569427.8 | 78 (out of 78) | 6148180.42 | 78 (out of 78) | 3100000
| Note | Note Details
2.133.1 | - | Heating, ventilating and air-conditioning
2.133.2 | - | Supply, installation, testing, balancing & commissioning of complete Air Conditioning, Heating & Ventilation ,System as specified complete with in all respects as per drawings, specification, applicable standards, manufacturer recommendations, and as per drawings, mentioned in specification complete in all respects ready to operate including all builders work, coordination with other trades etc but not limited to the following;
| Item Code | Description | Item Remarks | Unit of Measurement | Quantity/Base Price |  |  | Unit Price/Discount % (Excluding VAT) | Total |  | Unit Price/Discount % (Excluding VAT) | Total |  | Unit Price/Discount % (Excluding VAT) | Total |  | Unit Price/Discount % (Excluding VAT) | Total | Unit Price/Discount % (Excluding VAT) | Total | Unit Price/Discount % (Excluding VAT) | Total
2.133.3 | B2.11.1 | (*) Air Handling Unit (AHU), complete including connection to condensate drain piping, connection to the duct work, necessary flexible connections, vibration isolators in accordance with the manufacturer's recommendations including final electrical connection, control panel, etc.; all in accordance with the specification and drawings |  | No. | 4 |  |  | 0 | 0 |  | 27360 | 109440 |  | 220500 | 882000 |  | 0 | 0 | 221418.43 | 885673.72 | 0 | 0
2.133.4 | B2.11.2 | (*) VRF Outdoor Unis complete with necessary Pipework, valves, strainers, flexible connections, thermometers; controls and associated accessories, vibration isolators, sound liner, attenuators comply with manufacturer's details, final electrical connection, control panel and acoustic linings to reduced noise level; condensate drain piping up to the nearest floor drain, etc.; all in accordance with the specification and drawings; |  | No. | 4 |  |  | 0 | 0 |  | 13680 | 54720 |  | 80850 | 323400 |  | 0 | 0 | 21006.36 | 84025.44 | 0 | 0
2.133.5 | B2.11.3 | (*) Supply and return air diffuser |  | No. | 34 |  |  | 0 | 0 |  | 1368 | 46512 |  | 260 | 8840 |  | 0 | 0 | 1703.22 | 57909.48 | 0 | 0
2.133.6 | B2.11.4 | (*) Supply and return air grilles |  | No. | 52 |  |  | 0 | 0 |  | 570 | 29640 |  | 220 | 11440 |  | 0 | 0 | 1703.22 | 88567.44 | 0 | 0
2.133.7 | B2.11.5 | (*) Volume control damper |  | No. | 67 |  |  | 0 | 0 |  | 570 | 38190 |  | 382 | 25594 |  | 0 | 0 | 1703.22 | 114115.74 | 0 | 0
2.133.8 | B2.11.6 | (*) Ductwork & Accessories, Galvanized steel sheet metal, rectangular ductwork complete with insulation and all bends, tees, junctions, transformations, splitters, turning vanes, access panels, bell mouths, pressure dampers, fire dampers, volume control dampers, fire retardant sealants for all ductwork passing through fire rated structures and connection to equipment |  | m2 | 375 |  |  | 0 | 0 |  | 285 | 106875 |  | 320 | 120000 |  | 0 | 0 | 227.1 | 85162.5 | 0 | 0
2.133.9 | B2.11.7 | (*) Fresh air louvar |  | Item | 4 |  |  | 0 | 0 |  | 3648 | 14592 |  | 3234 | 12936 |  | 0 | 0 | 8516.09 | 34064.36 | 0 | 0
2.133.10 | B2.11.8 | (*) Exhaust air louvar |  | Item | 4 |  |  | 0 | 0 |  | 570 | 2280 |  | 2650 | 10600 |  | 0 | 0 | 5677.4 | 22709.6 | 0 | 0
2.133.11 | B2.11.9 | (*) Exhaust Disc Valve |  | No. | 2 |  |  | 0 | 0 |  | 570 | 1140 |  | 220 | 440 |  | 0 | 0 | 5677.4 | 11354.8 | 0 | 0
2.133.12 | B2.11.10 | (*) Air curtain with automatic door switch |  | No. | 12 |  |  | 0 | 0 |  | 7980 | 95760 |  | 5145 | 61740 |  | 0 | 0 | 10219.31 | 122631.72 | 0 | 0
2.133.13 | B2.11.11 | (*) Exhaust fans including necessary dampers, connection to duct works, controls and associated accessories, and electrical connection with automatic charge over switch, etc.; all in accordance with the specification and drawings; |  | No. | 4 |  |  | 0 | 0 |  | 4560 | 18240 |  | 11025 | 44100 |  | 0 | 0 | 17032.19 | 68128.76 | 0 | 0
2.133.14 | B2.11.12 | (*) Sound Attenuators |  | No. | 8 |  |  | 0 | 0 |  | 3648 | 29184 |  | 4120 | 32960 |  | 0 | 0 | 2270.96 | 18167.68 | 0 | 0
2.133.15 | B2.11.13 | (*) UV for duct |  | No. | 4 |  |  | 0 | 0 |  | 11400 | 45600 |  | 9115 | 36460 |  | 0 | 0 | 5677.4 | 22709.6 | 0 | 0
| Note | Note Details
2.133.16 | - | Drainage system
2.133.17 | - | Supply, install and commission Drainage, uPVC soil ,waste, vent and rain water pipes- above ground and below ground pipes and fittings including supports, brackets, hangers in accordance with the specification including coordination and connection to Sanitary wares as per required to complete Drainage System.
| Item Code | Description | Item Remarks | Unit of Measurement | Quantity/Base Price |  |  | Unit Price/Discount % (Excluding VAT) | Total |  | Unit Price/Discount % (Excluding VAT) | Total |  | Unit Price/Discount % (Excluding VAT) | Total |  | Unit Price/Discount % (Excluding VAT) | Total | Unit Price/Discount % (Excluding VAT) | Total | Unit Price/Discount % (Excluding VAT) | Total
2.133.18 | B2.11.14 | (*) Floor trap |  | No. | 3 |  |  | 0 | 0 |  | 513 | 1539 |  | 650 | 1950 |  | 0 | 0 | 283.87 | 851.61 | 0 | 0
2.133.19 | B2.11.15 | (*) Floor trap with screw cove |  | No. | 4 |  |  | 0 | 0 |  | 513 | 2052 |  | 650 | 2600 |  | 0 | 0 | 340.64 | 1362.56 | 0 | 0
2.133.20 | B2.11.16 | (*) Gully trap with Cover |  | No. | 2 |  |  | 0 | 0 |  | 684 | 1368 |  | 1700 | 3400 |  | 0 | 0 | 1703.22 | 3406.44 | 0 | 0
2.133.21 | B2.11.17 | (*) Sand trap with Cover |  | No. | 8 |  |  | 0 | 0 |  | 2850 | 22800 |  | 6500 | 52000 |  | 0 | 0 | 3974.18 | 31793.44 | 0 | 0
2.133.22 | B2.11.18 | (*) UPVC pipes and fittings to including all necessary acoustic lagging and accessories, fixing in position; all in accordance with the specification and drawings; 32mm dia |  | m | 50 |  |  | 0 | 0 |  | 51.3 | 2565 |  | 50 | 2500 |  | 0 | 0 | 56.77 | 2838.5 | 0 | 0
2.133.23 | B2.11.19 | (*) Ditto; 50mm dia |  | m | 5 |  |  | 0 | 0 |  | 57 | 285 |  | 55 | 275 |  | 0 | 0 | 68.13 | 340.65 | 0 | 0
2.133.24 | B2.11.20 | (*) Ditto; 82 mm |  | m | 6 |  |  | 0 | 0 |  | 85.5 | 513 |  | 75 | 450 |  | 0 | 0 | 90.84 | 545.04 | 0 | 0
2.133.25 | B2.11.21 | (*) Ditto; 110 mm |  | m | 108 |  |  | 0 | 0 |  | 114 | 12312 |  | 125 | 13500 |  | 0 | 0 | 136.26 | 14716.08 | 0 | 0
2.133.26 | B2.11.21 | (*) Ditto; 150 mm |  | m | 1520 |  |  | 0 | 0 |  | 148.2 | 225264 |  | 195 | 296400 |  | 0 | 0 | 170.32 | 258886.4 | 0 | 0
2.133.27 | B2.11.22 | (*) Floor Clean Out |  | No. | 11 |  |  | 0 | 0 |  | 513 | 5643 |  | 600 | 6600 |  | 0 | 0 | 567.74 | 6245.14 | 0 | 0
2.133.28 | B2.11.23 | (*) Gutter drain |  | m | 380 |  |  | 0 | 0 |  | 798 | 303240 |  | 850 | 323000 |  | 0 | 0 | 340.64 | 129443.2 | 0 | 0
2.133.29 | B2.11.24 | (*) Vent Pipe 82 mm |  | m | 15 |  |  | 0 | 0 |  | 85.5 | 1282.5 |  | 75 | 1125 |  | 0 | 0 | 90.84 | 1362.6 | 0 | 0
2.133.30 | B2.11.25 | (*) Gate Valve 32mm |  | m | 32 |  |  | 0 | 0 |  | 114 | 3648 |  | 50 | 1600 |  | 0 | 0 | 567.74 | 18167.68 | 0 | 0
| Note | Note Details
2.133.31 | - | Stormwater
| Item Code | Description | Item Remarks | Unit of Measurement | Quantity/Base Price |  |  | Unit Price/Discount % (Excluding VAT) | Total |  | Unit Price/Discount % (Excluding VAT) | Total |  | Unit Price/Discount % (Excluding VAT) | Total |  | Unit Price/Discount % (Excluding VAT) | Total | Unit Price/Discount % (Excluding VAT) | Total | Unit Price/Discount % (Excluding VAT) | Total
2.133.32 | B2.11.27 | (*) UPVC pipes and fittings to including all necessary acoustic lagging and accessories, fixing in position; all in accordance with the specification and drawings; Rain water pipe 110 mm dia |  | m | 60 |  |  | 0 | 0 |  | 125.4 | 7524 |  | 125 | 7500 |  | 0 | 0 | 136.26 | 8175.6 | 0 | 0
2.133.33 | B2.11.28 | (*) Rain water inlet |  | No. | 7 |  |  | 0 | 0 |  | 456 | 3192 |  | 850 | 5950 |  | 0 | 0 | 10219.31 | 71535.17 | 0 | 0
| Note | Note Details
2.133.34 | - | Water Supply
| Item Code | Description | Item Remarks | Unit of Measurement | Quantity/Base Price |  |  | Unit Price/Discount % (Excluding VAT) | Total |  | Unit Price/Discount % (Excluding VAT) | Total |  | Unit Price/Discount % (Excluding VAT) | Total |  | Unit Price/Discount % (Excluding VAT) | Total | Unit Price/Discount % (Excluding VAT) | Total | Unit Price/Discount % (Excluding VAT) | Total
2.133.35 | B2.11.29 | (*) Supply and install water heaters including all necessary valve, thermometers, contactors, transformer, diffuser, heating elements and accessories, etc.; all in accordance with the specification and drawings; |  | No. | 2 |  |  | 0 | 0 |  | 798 | 1596 |  | 850 | 1700 |  | 0 | 0 | 1703.22 | 3406.44 | 0 | 0
2.133.36 | B2.11.30 | (*) Cold water polypropylene pipe and fittings including insulation, accessories and connections; all in accordance with the specification and drawings; 25mm dia |  | No. | 200 |  |  | 0 | 0 |  | 45.6 | 9120 |  | 50 | 10000 |  | 0 | 0 | 56.77 | 11354 | 0 | 0
2.133.37 | B2.11.31 | (*) Cold water pipe 32mm dia |  | No. | 125 |  |  | 0 | 0 |  | 39.9 | 4987.5 |  | 60 | 7500 |  | 0 | 0 | 68.13 | 8516.25 | 0 | 0
2.133.38 | B2.11.32 | (*) Cold water pipe 40mm dia |  | m | 55 |  |  | 0 | 0 |  | 68.4 | 3762 |  | 70 | 3850 |  | 0 | 0 | 85.16 | 4683.8 | 0 | 0
2.133.39 | B2.11.33 | (*) Cold water pipe 50mm dia |  | m | 30 |  |  | 0 | 0 |  | 91.2 | 2736 |  | 80 | 2400 |  | 0 | 0 | 102.19 | 3065.7 | 0 | 0
2.133.40 | B2.11.34 | (*) Cold water pipe 65mm dia |  | m | 40 |  |  | 0 | 0 |  | 114 | 4560 |  | 90 | 3600 |  | 0 | 0 | 136.26 | 5450.4 | 0 | 0
2.133.41 | B2.11.35 | (*) Hot water polypropylene pipe and fittings including insulation, accessories and connections; all in accordance with the specification and drawings; 15mm dia |  | m | 5 |  |  | 0 | 0 |  | 22.8 | 114 |  | 40 | 200 |  | 0 | 0 | 34.06 | 170.3 | 0 | 0
2.133.42 | B2.11.36 | (*) Isolating valve |  | m | 12 |  |  | 0 | 0 |  | 205.2 | 2462.4 |  | 450 | 5400 |  | 0 | 0 | 567.74 | 6812.88 | 0 | 0
2.133.43 | B2.11.37 | (*) Water Tap |  | m | 79 |  |  | 0 | 0 |  | 85.5 | 6754.5 |  | 500 | 39500 |  | 0 | 0 | 227.1 | 17940.9 | 0 | 0
2.133.44 | B2.11.38 | (*) Pump set complete including valves, flexible connections, pressure vessel, vibration isolators, safety devices, prewired control panels, DDC with buzzer and flash indicator strainers, foundations and electrical connections to local outlets; all in accordance with the specification and drawings; Water Booster Pump set |  | No. | 1 |  |  | 0 | 0 |  | 13680 | 13680 |  | 19000 | 19000 |  | 0 | 0 | 851609.34 | 851609.34 | 0 | 0
2.133.45 | B2.11.39 | (*) Water tank complete with all interconnecting piping, fittings, valves, etc.; all in accordance with the specification and drawings; sectional GRP water tanks |  | No. | 1 |  |  | 0 | 0 |  | 57000 | 57000 |  | 70000 | 70000 |  | 0 | 0 | 79483.54 | 79483.54 | 0 | 0
2.133.46 | B2.11.40 | (*) Filtration Pump Set |  | No. | 1 |  |  | 0 | 0 |  | 22800 | 22800 |  | 8000 | 8000 |  | 0 | 0 | 113547.91 | 113547.91 | 0 | 0
2.133.47 | B2.11.41 | (*) Multimedia Filtration System |  | No. | 1 |  |  | 0 | 0 |  | 36480 | 36480 |  | 35000 | 35000 |  | 0 | 0 | 141934.89 | 141934.89 | 0 | 0
2.133.48 | B2.11.42 | (*) Water Hammer Arrestor |  | No. | 12 |  |  | 0 | 0 |  | 85.5 | 1026 |  | 350 | 4200 |  | 0 | 0 | 9651.57 | 115818.84 | 0 | 0
| Note | Note Details
2.133.49 | - | Fire protection
2.133.50 | - | Supply and installation, testing, commissioning fire fighting system with all accessories as per ADCD latest code
| Item Code | Description | Item Remarks | Unit of Measurement | Quantity/Base Price |  |  | Unit Price/Discount % (Excluding VAT) | Total |  | Unit Price/Discount % (Excluding VAT) | Total |  | Unit Price/Discount % (Excluding VAT) | Total |  | Unit Price/Discount % (Excluding VAT) | Total | Unit Price/Discount % (Excluding VAT) | Total | Unit Price/Discount % (Excluding VAT) | Total
2.133.51 | B2.11.43 | (*) Fire hose cabinet |  | No. | 4 |  |  | 0 | 0 |  | 5928 | 23712 |  | 25000 | 100000 |  | 0 | 0 | 8516.09 | 34064.36 | 0 | 0
2.133.52 | B2.11.44 | (*) Fire extinguishers and equipment complete as specified including supports, brackets, instruction signs and the like; all in accordance with the specification and drawings; 6 kg dry powder fire extinguisher |  | No. | 23 |  |  | 0 | 0 |  | 228 | 5244 |  | 400 | 9200 |  | 0 | 0 | 454.19 | 10446.37 | 0 | 0
2.133.53 | B2.11.45 | (*) Ditto; 5 kg CO2 fire extinguisher |  | No. | 20 |  |  | 0 | 0 |  | 285 | 5700 |  | 420 | 8400 |  | 0 | 0 | 510.97 | 10219.4 | 0 | 0
2.133.54 | B2.11.46 | (*) Galvanized Steel Sprinkler pipe including fittings and accessories; all in accordance with the specification and drawings; 65mm dia. |  | m | 100 |  |  | 0 | 0 |  | 91.2 | 9120 |  | 185 | 18500 |  | 0 | 0 | 227.1 | 22710 | 0 | 0
2.133.55 | B2.11.47 | (*) Wet Riser Pipe for FHC - 150mm dia |  | m | 30 |  |  | 0 | 0 |  | 285 | 8550 |  | 250 | 7500 |  | 0 | 0 | 227.1 | 6813 | 0 | 0
2.133.56 | B2.11.48 | (*) UL/FM Fire pump controller |  | No. | 2 |  |  | 0 | 0 |  | 22800 | 45600 |  | 5000 | 10000 |  | 0 | 0 | 17032.19 | 34064.38 | 0 | 0
2.133.57 | B2.11.49 | (*) Pump set complete including valves, flexible connections, pressure vessel, vibration isolators, safety devices, prewired control panels, DDC with buzzer and flash indicator strainers, foundations and electrical connections to local outlets; all in accordance with the specification and drawings; Tank Circulation Pump Set |  | No. | 1 |  |  | 3584354.4 | 3584354.4 |  | 22800 | 22800 |  | 25000 | 25000 |  | 0 | 0 | 397417.69 | 397417.69 | 0 | 0
2.133.58 | B2.11.50 | (*) Fire fighting pump set complete including pump accessories all piping within pump room, valves, flexible connections, pressure vessel, strainer, vibrator, isolators, pre-wired control panels and electrical connection to local outlets; all in accordance with the specification and drawings; Fire pump set for building sprinkler and standpipe system (1 Electrical / 1 Diesel and jockey), |  | No. | 1 |  |  | 0 | 0 |  | 444600 | 444600 |  | 500000 | 500000 |  | 0 | 0 | 908383.29 | 908383.29 | 0 | 0
2.133.59 | B2.11.51 | (*) Breeching inlet; all in accordance with the specification and drawings; |  | No. | 1 |  |  | 0 | 0 |  | 2850 | 2850 |  | 10000 | 10000 |  | 0 | 0 | 4541.92 | 4541.92 | 0 | 0
| Note | Note Details
2.133.60 | - | External
2.133.61 | - | External Drainage system
2.133.62 | - | Supply and installation, testing, commissioning Drainage with all accessories as per ADSSC
| Item Code | Description | Item Remarks | Unit of Measurement | Quantity/Base Price |  |  | Unit Price/Discount % (Excluding VAT) | Total |  | Unit Price/Discount % (Excluding VAT) | Total |  | Unit Price/Discount % (Excluding VAT) | Total |  | Unit Price/Discount % (Excluding VAT) | Total | Unit Price/Discount % (Excluding VAT) | Total | Unit Price/Discount % (Excluding VAT) | Total
2.133.63 | B2.11.52 | (*) UPVC pipes and fittings to including all necessary acoustic lagging and accessories, fixing in position; all in accordance with the specification and drawings; Drainage 150 mm dia |  | m | 325 |  |  | 0 | 0 |  | 171 | 55575 |  | 195 | 63375 |  | 0 | 0 | 170.32 | 55354 | 0 | 0
2.133.64 | B2.11.53 | (*) Drainage Manhole Cover; with double seal; all accordance with the specification and drawing |  | No. | 16 |  |  | 0 | 0 |  | 5700 | 91200 |  | 8500 | 136000 |  | 0 | 0 | 8516.09 | 136257.44 | 0 | 0
| Note | Note Details
2.133.65 | - | External Stormwater
| Item Code | Description | Item Remarks | Unit of Measurement | Quantity/Base Price |  |  | Unit Price/Discount % (Excluding VAT) | Total |  | Unit Price/Discount % (Excluding VAT) | Total |  | Unit Price/Discount % (Excluding VAT) | Total |  | Unit Price/Discount % (Excluding VAT) | Total | Unit Price/Discount % (Excluding VAT) | Total | Unit Price/Discount % (Excluding VAT) | Total
2.133.66 | B2.11.54 | (*) UPVC pipes and fittings to including all necessary acoustic lagging and accessories, fixing in position; all in accordance with the specification and drawings; Rain water pipe 150 mm dia |  | m | 80 |  |  | 0 | 0 |  | 171 | 13680 |  | 195 | 15600 |  | 0 | 0 | 170.32 | 13625.6 | 0 | 0
2.133.67 | B2.11.55 | (*) Rain water pipe 200 mm( for catch manhole connection) |  | m | 290 |  |  | 0 | 0 |  | 228 | 66120 |  | 280 | 81200 |  | 0 | 0 | 204.39 | 59273.1 | 0 | 0
2.133.68 | B2.11.56 | (*) Rain water pipe 150 mm ( for catch basin connection) |  | m | 55 |  |  | 0 | 0 |  | 228 | 12540 |  | 195 | 10725 |  | 0 | 0 | 170.32 | 9367.6 | 0 | 0
2.133.69 | B2.11.57 | (*) Catchment Basin Cover |  | No. | 7 |  |  | 0 | 0 |  | 2850 | 19950 |  | 6500 | 45500 |  | 0 | 0 | 17032.19 | 119225.33 | 0 | 0
2.133.70 | B2.11.58 | (*) Storm water manhole cover ; all accordance with the specification and drawing |  | No. | 11 |  |  | 0 | 0 |  | 5700 | 62700 |  | 8500 | 93500 |  | 0 | 0 | 17032.19 | 187354.09 | 0 | 0
| Note | Note Details
2.133.71 | - | External Water Supply
| Item Code | Description | Item Remarks | Unit of Measurement | Quantity/Base Price |  |  | Unit Price/Discount % (Excluding VAT) | Total |  | Unit Price/Discount % (Excluding VAT) | Total |  | Unit Price/Discount % (Excluding VAT) | Total |  | Unit Price/Discount % (Excluding VAT) | Total | Unit Price/Discount % (Excluding VAT) | Total | Unit Price/Discount % (Excluding VAT) | Total
2.133.72 | B2.11.59 | (*) Water Meter with pit cover |  | No. | 1 |  |  | 0 | 0 |  | 5700 | 5700 |  | 3500 | 3500 |  | 0 | 0 | 7380.61 | 7380.61 | 0 | 0
2.133.73 | B2.11.60 | (*) Water tank complete with all interconnecting piping, fittings, valves, etc.; all in accordance with the specification and drawings; sectional GRP ground water tank |  | No. | 1 |  |  | 0 | 0 |  | 39900 | 39900 |  | 85000 | 85000 |  | 0 | 0 | 90838.33 | 90838.33 | 0 | 0
2.133.74 | B2.11.61 | (*) Main Gate Valve |  | No. | 1 |  |  | 0 | 0 |  | 2850 | 2850 |  | 1500 | 1500 |  | 0 | 0 | 1703.22 | 1703.22 | 0 | 0
2.133.75 | B2.11.62 | (*) Pump set complete including valves, flexible connections, pressure vessel, vibration isolators, safety devices, prewired control panels, DDC with buzzer and flash indicator strainers, foundations and electrical connections to local outlets; all in accordance with the specification and drawings; Transfer Pump Set |  | No. | 1 |  |  | 0 | 0 |  | 22800 | 22800 |  | 17000 | 17000 |  | 0 | 0 | 340643.73 | 340643.73 | 0 | 0
2.133.76 | B2.11.63 | (*) Cold water polypropylene pipe and fittings including insulation, accessories and connections; all in accordance with the specification and drawings; 50mm dia |  | m | 110 |  |  | 0 | 0 |  | 62.7 | 6897 |  | 120 | 13200 |  | 0 | 0 | 113.55 | 12490.5 | 0 | 0
2.133.77 | B2.11.64 | (*) 32mm Water Supply PPR Pipe |  | m | 95 |  |  | 0 | 0 |  | 45.6 | 4332 |  | 100 | 9500 |  | 0 | 0 | 102.19 | 9708.05 | 0 | 0
| Note | Note Details
2.133.78 | - | SUNDRIES:-
| Item Code | Description | Item Remarks | Unit of Measurement | Quantity/Base Price |  |  | Unit Price/Discount % (Excluding VAT) | Total |  | Unit Price/Discount % (Excluding VAT) | Total |  | Unit Price/Discount % (Excluding VAT) | Total |  | Unit Price/Discount % (Excluding VAT) | Total | Unit Price/Discount % (Excluding VAT) | Total | Unit Price/Discount % (Excluding VAT) | Total
2.133.79 | B2.11.65 | (*) Allow for supports |  | Item | 1 |  |  | 0 | 0 |  | 570 | 570 |  | 3000 | 3000 |  | 0 | 0 | 11354.79 | 11354.79 | 0 | 0
2.133.80 | B2.11.66 | (*) Allow for identifications, tag plates, labels, signage and colour coding for all services. |  | Item | 1 |  |  | 0 | 0 |  | 570 | 570 |  | 2000 | 2000 |  | 0 | 0 | 11354.79 | 11354.79 | 0 | 0
2.133.81 | B2.11.67 | (*) Allow for testing and pre-commissioning |  | Item | 1 |  |  | 0 | 0 |  | 570 | 570 |  | 1000 | 1000 |  | 0 | 0 | 11354.79 | 11354.79 | 0 | 0
2.133.82 | B2.11.68 | (*) Allow for commissioning |  | Item | 1 |  |  | 0 | 0 |  | 570 | 570 |  | 1000 | 1000 |  | 0 | 0 | 11354.79 | 11354.79 | 0 | 0
2.133.83 | B2.11.69 | (*) Allow for tools and spares |  | Item | 1 |  |  | 0 | 0 |  | 570 | 570 |  | 500 | 500 |  | 0 | 0 | 11354.79 | 11354.79 | 0 | 0
2.133.84 | B2.11.70 | (*) Allow for document and certification |  | Item | 1 |  |  | 0 | 0 |  | 570 | 570 |  | 1500 | 1500 |  | 0 | 0 | 11354.79 | 11354.79 | 0 | 0
2.133.85 | B2.11.71 | (*) Allow for co-ordination with other services |  | Item | 1 |  |  | 0 | 0 |  | 570 | 570 |  | 500 | 500 |  | 0 | 0 | 11354.79 | 11354.79 | 0 | 0
2.133.86 | B2.11.72 | (*) Allow for cutting or forming holes, mortises, chases, or the like and making good finishing |  | Item | 1 |  |  | 0 | 0 |  | 570 | 570 |  | 2000 | 2000 |  | 0 | 0 | 11354.79 | 11354.79 | 0 | 0
2.133.87 | B2.11.73 | (*) Allow for building in or cutting and pinning brackets or the like and making good finishing |  | Item | 1 |  |  | 0 | 0 |  | 570 | 570 |  | 2500 | 2500 |  | 0 | 0 | 11354.79 | 11354.79 | 0 | 0
2.133.88 | B2.11.74 | (*) Allow for protective painting to all systems |  | Item | 1 |  |  | 0 | 0 |  | 570 | 570 |  | 1500 | 1500 |  | 0 | 0 | 11354.79 | 11354.79 | 0 | 0
2.133.89 | B2.11.75 | (*) Allow for decorative painting to all systems |  | Item | 1 |  |  | 0 | 0 |  | 570 | 570 |  | 1000 | 1000 |  | 0 | 0 | 11354.79 | 11354.79 | 0 | 0
2.133.90 | B2.11.76 | (*) Allow for drawings, manuals, submittal, samples inspections, instruction books |  | Item | 1 |  |  | 0 | 0 |  | 570 | 570 |  | 5000 | 5000 |  | 0 | 0 | 11354.79 | 11354.79 | 0 | 0
2.133.91 | B2.11.77 | (*) Allow for builders work |  | Item | 1 |  |  | 0 | 0 |  | 29640 | 29640 |  | 10000 | 10000 |  | 0 | 0 | 11354.79 | 11354.79 | 0 | 0
| Note | Note Details
2.133.92 | - | Additional items
| Item Code | Description | Item Remarks | Unit of Measurement | Quantity/Base Price |  |  | Unit Price/Discount % (Excluding VAT) | Total |  | Unit Price/Discount % (Excluding VAT) | Total |  | Unit Price/Discount % (Excluding VAT) | Total |  | Unit Price/Discount % (Excluding VAT) | Total | Unit Price/Discount % (Excluding VAT) | Total | Unit Price/Discount % (Excluding VAT) | Total
2.133.93 | AI | (*) Contractor may price here any items which has been shown in the Contract drawings or any other Contract Documents but overlooked or not specifically mentioned inthe schedule of items and is necessary for the satisfactory completion of the Works. Should the Contractor fail to insert any item here, it will be deemed that lump sum Contract Price includes all such items and no claims for additional items will be entertained. |  | Item | 1 |  |  | 0 | 0 |  | 0 | 0 |  | 0 | 0 |  | 3569427.8 | 3569427.8 | 0 | 0 | 3100000 | 3100000
| Note | Note Details
2.133.94 | - | Please attach one PDF file to be named "Additional Items for (insert bill no/name & Section No/name)" for the details of these additional items in the additional attachment area at the end of the BOQ.
2.134 ARC: B2-12 ELECTRICAL INSTALLATION | [6 empty] | 1199695 | 115 (out of 115) | 2642450 |  | 115 (out of 115) | 2661450.6 |  | 115 (out of 115) | 3297008 |  | 115 (out of 115) | 3414342.1 | 115 (out of 115) | 4359505.65 | 115 (out of 115) | 3500000
| Note | Note Details
2.134.1 | - | Electrical Works
2.134.2 | - | Transformer
2.134.3 | - | Supply, install, test and commission 1500KVA TRANSFORMER as shown on the Drawings and as per AADC Specifications for the following:-
| Item Code | Description | Item Remarks | Unit of Measurement | Quantity/Base Price |  |  | Unit Price/Discount % (Excluding VAT) | Total |  | Unit Price/Discount % (Excluding VAT) | Total |  | Unit Price/Discount % (Excluding VAT) | Total |  | Unit Price/Discount % (Excluding VAT) | Total | Unit Price/Discount % (Excluding VAT) | Total | Unit Price/Discount % (Excluding VAT) | Total
2.134.4 | B2.12.1 | (*) 1500KVA Transformer |  | Item | 1 |  |  | 2642450 | 2642450 |  | 285000 | 285000 |  | 170000 | 170000 |  | 0 | 0 | 147612.29 | 147612.29 | 0 | 0
| Note | Note Details
2.134.5 | - | STAND BY GENERATOR
2.134.6 | - | Supply, install, test and commission 80KVA/64KW Diesel Generator Prime with canopy as shown on the Drawings and as per AADC Specifications for the following:-
| Item Code | Description | Item Remarks | Unit of Measurement | Quantity/Base Price |  |  | Unit Price/Discount % (Excluding VAT) | Total |  | Unit Price/Discount % (Excluding VAT) | Total |  | Unit Price/Discount % (Excluding VAT) | Total |  | Unit Price/Discount % (Excluding VAT) | Total | Unit Price/Discount % (Excluding VAT) | Total | Unit Price/Discount % (Excluding VAT) | Total
2.134.7 | B2.12.2 | (*) 80KVA/64KW Diesel Generator Prime |  | Item | 1 |  |  | 0 | 0 |  | 153900 | 153900 |  | 150000 | 150000 |  | 0 | 0 | 340643.73 | 340643.73 | 0 | 0
| Note | Note Details
2.134.8 | - | Main Distribution Board
2.134.9 | - | Supply, install, test and commission Free Standing main Distribution Boards including circuit breakers, energy monitoring, conduits, ducts and trays from incoming/Outgoing power supply and all terminations as shown on the Drawings & Specifications for the following:-
| Item Code | Description | Item Remarks | Unit of Measurement | Quantity/Base Price |  |  | Unit Price/Discount % (Excluding VAT) | Total |  | Unit Price/Discount % (Excluding VAT) | Total |  | Unit Price/Discount % (Excluding VAT) | Total |  | Unit Price/Discount % (Excluding VAT) | Total | Unit Price/Discount % (Excluding VAT) | Total | Unit Price/Discount % (Excluding VAT) | Total
2.134.10 | B2.12.3 | (*) MDB-AR |  | No. | 1 |  |  | 0 | 0 |  | 108300 | 108300 |  | 215000 | 215000 |  | 0 | 0 | 227095.82 | 227095.82 | 0 | 0
2.134.11 | B2.12.4 | (*) Capacitor Bank |  | No. | 1 |  |  | 0 | 0 |  | 34200 | 34200 |  | 51000 | 51000 |  | 0 | 0 | 56773.96 | 56773.96 | 0 | 0
2.134.12 | B2.12.5 | (*) ATS |  | No. | 1 |  |  | 0 | 0 |  | 31122 | 31122 |  | 25000 | 25000 |  | 0 | 0 | 51096.56 | 51096.56 | 0 | 0
| Note | Note Details
2.134.13 | - | Sub-Main Distribution Board
2.134.14 | - | Supply, install, test and commission Wall mounted/ Free Standing Sub main Distribution Boards including circuit breakers, energy monitoring, conduits, ducts and trays from incoming/Outgoing power supply and all terminations as shown on the Drawings & Specifications for the following:-
| Item Code | Description | Item Remarks | Unit of Measurement | Quantity/Base Price |  |  | Unit Price/Discount % (Excluding VAT) | Total |  | Unit Price/Discount % (Excluding VAT) | Total |  | Unit Price/Discount % (Excluding VAT) | Total |  | Unit Price/Discount % (Excluding VAT) | Total | Unit Price/Discount % (Excluding VAT) | Total | Unit Price/Discount % (Excluding VAT) | Total
2.134.15 | B2.12.6 | (*) SMDB-AR |  | No. | 1 |  |  | 0 | 0 |  | 13680 | 13680 |  | 32000 | 32000 |  | 0 | 0 | 28386.98 | 28386.98 | 0 | 0
| Note | Note Details
2.134.16 | - | Final Distribution Board
2.134.17 | - | Supply, install, test and commission Wall mounted/ Free Standing Final Distribution Boards including circuit breakers, energy monitoring, conduits, ducts and trays from incoming/Outgoing power supply and all terminations as shown on the Drawings & Specifications for the following:-
| Item Code | Description | Item Remarks | Unit of Measurement | Quantity/Base Price |  |  | Unit Price/Discount % (Excluding VAT) | Total |  | Unit Price/Discount % (Excluding VAT) | Total |  | Unit Price/Discount % (Excluding VAT) | Total |  | Unit Price/Discount % (Excluding VAT) | Total | Unit Price/Discount % (Excluding VAT) | Total | Unit Price/Discount % (Excluding VAT) | Total
2.134.18 | B2.12.7 | (*) DB-L1 |  | No. | 1 |  |  | 0 | 0 |  | 2280 | 2280 |  | 4200 | 4200 |  | 0 | 0 | 6812.87 | 6812.87 | 0 | 0
2.134.19 | B2.12.8 | (*) DB-L2 |  | No. | 1 |  |  | 0 | 0 |  | 1995 | 1995 |  | 3445 | 3445 |  | 0 | 0 | 8516.09 | 8516.09 | 0 | 0
2.134.20 | B2.12.9 | (*) DB-P1 |  | No. | 1 |  |  | 0 | 0 |  | 2052 | 2052 |  | 2000 | 2000 |  | 0 | 0 | 9083.83 | 9083.83 | 0 | 0
2.134.21 | B2.12.10 | (*) DB-P2 |  | No. | 1 |  |  | 0 | 0 |  | 2052 | 2052 |  | 2000 | 2000 |  | 0 | 0 | 9083.83 | 9083.83 | 0 | 0
2.134.22 | B2.12.11 | (*) DB-AC |  | No. | 1 |  |  | 0 | 0 |  | 1995 | 1995 |  | 2000 | 2000 |  | 0 | 0 | 11354.79 | 11354.79 | 0 | 0
2.134.23 | B2.12.12 | (*) HVAC CONTROL PANELP |  | No. | 1 |  |  | 0 | 0 |  | 46740 | 46740 |  | 81000 | 81000 |  | 0 | 0 | 28386.98 | 28386.98 | 0 | 0
| Note | Note Details
2.134.24 | - | CABLES AND CABLES SUPPORT SYSTEMS:-
2.134.25 | - | Supply, install, test and commission of Low Voltage armoured cables including glands, connections, conduits, cable ducts, Cable Trays, GI cable trunking, civil works, cable cleats, earthing cable, fixings and termination complete as shown on Drawings and Specifications
2.134.26 | - | Cables from LV TO SMDB and from SMDB to DB as the following
| Item Code | Description | Item Remarks | Unit of Measurement | Quantity/Base Price |  |  | Unit Price/Discount % (Excluding VAT) | Total |  | Unit Price/Discount % (Excluding VAT) | Total |  | Unit Price/Discount % (Excluding VAT) | Total |  | Unit Price/Discount % (Excluding VAT) | Total | Unit Price/Discount % (Excluding VAT) | Total | Unit Price/Discount % (Excluding VAT) | Total
2.134.27 | B2.12.13 | (*) (4C 10mm2 XLPE/SWA/PVC + 1C 10mm2 CU PVC) |  | m | 314 |  |  | 0 | 0 |  | 51.3 | 16108.2 |  | 55 | 17270 |  | 0 | 0 | 68.13 | 21392.82 | 0 | 0
2.134.28 | B2.12.14 | (*) (4C 16mm2 XLPE/SWA/PVC + 1C 10mm2 CU PVC) |  | m | 10 |  |  | 0 | 0 |  | 68.4 | 684 |  | 70 | 700 |  | 0 | 0 | 79.48 | 794.8 | 0 | 0
2.134.29 | B2.12.15 | (*) (4C 25mm2 XLPE/SWA/PVC + 1C 16mm2 CU PVC) |  | m | 52 |  |  | 0 | 0 |  | 79.8 | 4149.6 |  | 90 | 4680 |  | 0 | 0 | 85.16 | 4428.32 | 0 | 0
2.134.30 | B2.12.16 | (*) (4C 35mm2 XLPE/SWA/PVC + 1C 16mm2 CU PVC) |  | m | 255 |  |  | 0 | 0 |  | 91.2 | 23256 |  | 105 | 26775 |  | 0 | 0 | 115.82 | 29534.1 | 0 | 0
2.134.31 | B2.12.17 | (*) (4C 50mm2 XLPE/SWA/PVC + 1C 25mm2 CU PVC) |  | m | 160 |  |  | 0 | 0 |  | 136.8 | 21888 |  | 135 | 21600 |  | 0 | 0 | 170.32 | 27251.2 | 0 | 0
2.134.32 | B2.12.18 | (*) (4C150mm2 XLPE/SWA/PVC + 1C 70mm2 CU PVC) |  | m | 320 |  |  | 0 | 0 |  | 273.6 | 87552 |  | 345 | 110400 |  | 0 | 0 | 305.44 | 97740.8 | 0 | 0
2.134.33 | B2.12.19 | (*) (4C185mm2 XLPE/SWA/PVC + 1C 95mm2 CU PVC) |  | m | 10 |  |  | 0 | 0 |  | 342 | 3420 |  | 415 | 4150 |  | 0 | 0 | 369.03 | 3690.3 | 0 | 0
2.134.34 | B2.12.20 | (*) (4C240mm2 XLPE/SWA/PVC + 1C 120mm2 CU PVC) |  | m | 202 |  |  | 0 | 0 |  | 570 | 115140 |  | 530 | 107060 |  | 0 | 0 | 425.8 | 86011.6 | 0 | 0
2.134.35 | B2.12.21 | (*) 11x1C 630mm2 XLPE/SWA/PVC |  | m | 220 |  |  | 0 | 0 |  | 912 | 200640 |  | 1700 | 374000 |  | 0 | 0 | 2838.7 | 624514 | 0 | 0
2.134.36 | B2.12.22 | (*) UPVC Ducts |  | m | 1 |  |  | 0 | 0 |  | 27360 | 27360 |  | 90000 | 90000 |  | 0 | 0 | 170321.87 | 170321.87 | 0 | 0
| Note | Note Details
2.134.37 | - | Cables Trays and Trunking
2.134.38 | - | Internal armoured cables, cable trays, cable ducts, GI cable trunking, civil works etc. including all fixings and termination complete as per shown in schematic diagram, load schedules and drawings.
| Item Code | Description | Item Remarks | Unit of Measurement | Quantity/Base Price |  |  | Unit Price/Discount % (Excluding VAT) | Total |  | Unit Price/Discount % (Excluding VAT) | Total |  | Unit Price/Discount % (Excluding VAT) | Total |  | Unit Price/Discount % (Excluding VAT) | Total | Unit Price/Discount % (Excluding VAT) | Total | Unit Price/Discount % (Excluding VAT) | Total
2.134.39 | B2.12.23 | (*) GI Trunking 50mm x 50mm |  | Item | 1 |  |  | 0 | 0 |  | 3385.8 | 3385.8 |  | 1000 | 1000 |  | 0 | 0 | 8516.09 | 8516.09 | 0 | 0
2.134.40 | B2.12.24 | (*) GI Trunking 100mm x 100mm |  | Item | 1 |  |  | 0 | 0 |  | 5141.4 | 5141.4 |  | 1000 | 1000 |  | 0 | 0 | 9651.57 | 9651.57 | 0 | 0
2.134.41 | B2.12.25 | (*) GI Trunking 150mm x 150mm |  | Item | 1 |  |  | 0 | 0 |  | 8401.8 | 8401.8 |  | 1000 | 1000 |  | 0 | 0 | 9935.44 | 9935.44 | 0 | 0
2.134.42 | B2.12.26 | (*) 100mm HDGI cable tray |  | Item | 1 |  |  | 0 | 0 |  | 9028.8 | 9028.8 |  | 16000 | 16000 |  | 0 | 0 | 9083.83 | 9083.83 | 0 | 0
2.134.43 | B2.12.27 | (*) 150 mm HDGI cable tray |  | Item | 1 |  |  | 0 | 0 |  | 9405 | 9405 |  | 2000 | 2000 |  | 0 | 0 | 9651.57 | 9651.57 | 0 | 0
2.134.44 | B2.12.28 | (*) 200 mm HDGI cable tray |  | Item | 1 |  |  | 0 | 0 |  | 10032 | 10032 |  | 17000 | 17000 |  | 0 | 0 | 11354.79 | 11354.79 | 0 | 0
2.134.45 | B2.12.29 | (*) 300 mm HDGI cable tray |  | Item | 1 |  |  | 0 | 0 |  | 12540 | 12540 |  | 45000 | 45000 |  | 0 | 0 | 13625.75 | 13625.75 | 0 | 0
| Note | Note Details
2.134.46 | - | DISCONNECTING SWITCHES:-
2.134.47 | - | Supply ,Install, testing and commissioning AC23,IP65 Disconnecting switches including all interconnecting cables, wires , trays and Equipments Points from SMD panels and terminations.
| Item Code | Description | Item Remarks | Unit of Measurement | Quantity/Base Price |  |  | Unit Price/Discount % (Excluding VAT) | Total |  | Unit Price/Discount % (Excluding VAT) | Total |  | Unit Price/Discount % (Excluding VAT) | Total |  | Unit Price/Discount % (Excluding VAT) | Total | Unit Price/Discount % (Excluding VAT) | Total | Unit Price/Discount % (Excluding VAT) | Total
2.134.48 | B2.12.30 | (*) Single phase Isolator (SPN) IP65 |  | No. | 9 |  |  | 0 | 0 |  | 969 | 8721 |  | 300 | 2700 |  | 0 | 0 | 965.16 | 8686.44 | 0 | 0
2.134.49 | B2.12.31 | (*) Three Phase Isolator (TPN) IP 65 |  | No. | 4 |  |  | 0 | 0 |  | 1596 | 6384 |  | 1300 | 5200 |  | 0 | 0 | 1703.22 | 6812.88 | 0 | 0
2.134.50 | B2.12.32 | (*) Three Phase Isolator (TPN) IP 65 FOR Fire fighting pump |  | No. | 3 |  |  | 0 | 0 |  | 5700 | 17100 |  | 1500 | 4500 |  | 0 | 0 | 1703.22 | 5109.66 | 0 | 0
| Note | Note Details
2.134.51 | - | POWER INSTALLATION:
2.134.52 | - | Wiring Devices Points
2.134.53 | - | Supply ,Install, testing and commissioning complete including points of Wiring devices with cover plates and outlet boxes , wiring cable tray & required all terminations,conduits,boxes , back boxes, couplers, draw boxes, junction boxes, wiring etc complete as per Drawings and Specifications.
| Item Code | Description | Item Remarks | Unit of Measurement | Quantity/Base Price |  |  | Unit Price/Discount % (Excluding VAT) | Total |  | Unit Price/Discount % (Excluding VAT) | Total |  | Unit Price/Discount % (Excluding VAT) | Total |  | Unit Price/Discount % (Excluding VAT) | Total | Unit Price/Discount % (Excluding VAT) | Total | Unit Price/Discount % (Excluding VAT) | Total
2.134.54 | B2.12.33 | (*) 13A switched single socket outlet |  | No. | 7 |  |  | 0 | 0 |  | 239.4 | 1675.8 |  | 320 | 2240 |  | 0 | 0 | 794.84 | 5563.88 | 0 | 0
2.134.55 | B2.12.34 | (*) 13A switched double socket outlet |  | No. | 21 |  |  | 0 | 0 |  | 273.6 | 5745.6 |  | 380 | 7980 |  | 0 | 0 | 851.61 | 17883.81 | 0 | 0
2.134.56 | B2.12.35 | (*) 13A switched double socket outlet W/P |  | No. | 3 |  |  | 0 | 0 |  | 285 | 855 |  | 480 | 1440 |  | 0 | 0 | 908.38 | 2725.14 | 0 | 0
2.134.57 | B2.12.36 | (*) 1 gang 13A,240 V,2 pole weather proof switched socket outlet IP65 |  | No. | 9 |  |  | 0 | 0 |  | 250.8 | 2257.2 |  | 420 | 3780 |  | 0 | 0 | 681.29 | 6131.61 | 0 | 0
2.134.58 | B2.12.37 | (*) 13A switched double socket outlet above bench level |  | No. | 2 |  |  | 0 | 0 |  | 273.6 | 547.2 |  | 420 | 840 |  | 0 | 0 | 738.06 | 1476.12 | 0 | 0
2.134.59 | B2.12.38 | (*) 13A switched single socket outlet above bench level |  | No. | 1 |  |  | 0 | 0 |  | 239.4 | 239.4 |  | 380 | 380 |  | 0 | 0 | 738.06 | 738.06 | 0 | 0
2.134.60 | B2.12.39 | (*) 16A Industrial socket |  | No. | 1 |  |  | 0 | 0 |  | 604.2 | 604.2 |  | 550 | 550 |  | 0 | 0 | 794.84 | 794.84 | 0 | 0
2.134.61 | B2.12.40 | (*) Flexible outlet at high level |  | No. | 19 |  |  | 0 | 0 |  | 250.8 | 4765.2 |  | 400 | 7600 |  | 0 | 0 | 908.38 | 17259.22 | 0 | 0
2.134.62 | B2.12.41 | (*) Flex outlet for water heater |  | No. | 2 |  |  | 0 | 0 |  | 285 | 570 |  | 400 | 800 |  | 0 | 0 | 908.38 | 1816.76 | 0 | 0
| Note | Note Details
2.134.63 | - | LIGHTING FIXTURES
2.134.64 | - | Supply, install, testing and commissioning complete Light fittings including cabling, wiring, conduits and switches in connections to permanent wiring system
| Item Code | Description | Item Remarks | Unit of Measurement | Quantity/Base Price |  |  | Unit Price/Discount % (Excluding VAT) | Total |  | Unit Price/Discount % (Excluding VAT) | Total |  | Unit Price/Discount % (Excluding VAT) | Total |  | Unit Price/Discount % (Excluding VAT) | Total | Unit Price/Discount % (Excluding VAT) | Total | Unit Price/Discount % (Excluding VAT) | Total
2.134.65 | B2.12.42 | (*) Electrical points for Type L1 |  | No. | 19 |  |  | 0 | 0 |  | 473.1 | 8988.9 |  | 1181 | 22439 |  | 0 | 0 | 908.38 | 17259.22 | 0 | 0
2.134.66 | B2.12.43 | (*) Electrical points for Type L2 |  | No. | 15 |  |  | 0 | 0 |  | 473.1 | 7096.5 |  | 893 | 13395 |  | 0 | 0 | 1021.93 | 15328.95 | 0 | 0
2.134.67 | B2.12.44 | (*) Electrical points for Type L3 |  | No. | 27 |  |  | 0 | 0 |  | 695.4 | 18775.8 |  | 1750 | 47250 |  | 0 | 0 | 1419.35 | 38322.45 | 0 | 0
2.134.68 | B2.12.45 | (*) Electrical points for Type L4 |  | No. | 72 |  |  | 0 | 0 |  | 1174.2 | 84542.4 |  | 792 | 57024 |  | 0 | 0 | 1021.93 | 73578.96 | 0 | 0
2.134.69 | B2.12.46 | (*) Electrical points for Type L5 |  | No. | 50 |  |  | 0 | 0 |  | 1174.2 | 58710 |  | 1152 | 57600 |  | 0 | 0 | 965.16 | 48258 | 0 | 0
2.134.70 | B2.12.47 | (*) Electrical points for Type L6 |  | No. | 44 |  |  | 0 | 0 |  | 1174.2 | 51664.8 |  | 1152 | 50688 |  | 0 | 0 | 1021.93 | 44964.92 | 0 | 0
2.134.71 | B2.12.48 | (*) Electrical points for Type L7 |  | No. | 74 |  |  | 0 | 0 |  | 1174.2 | 86890.8 |  | 1152 | 85248 |  | 0 | 0 | 738.06 | 54616.44 | 0 | 0
2.134.72 | B2.12.49 | (*) Electrical points for Type L8 |  | No. | 93 |  |  | 0 | 0 |  | 1174.2 | 109200.6 |  | 1152 | 107136 |  | 0 | 0 | 908.38 | 84479.34 | 0 | 0
2.134.73 | B2.12.50 | (*) Electrical points for Type L9 | ADDITIONAL | No. | 1 |  |  | 0 | 0 |  | 1500 | 1500 |  | 2106 | 2106 |  | 0 | 0 | 766.45 | 766.45 | 0 | 0
2.134.74 | B2.12.51 | (*) Surface Mountain Self Contained Non Maintained, 3 Hours Duration 1x12W Emergency Light |  | No. | 108 |  |  | 0 | 0 |  | 478.8 | 51710.4 |  | 1116 | 120528 |  | 0 | 0 | 1703.22 | 183947.76 | 0 | 0
2.134.75 | B2.12.52 | (*) Self Contained and Maintained, 3 Hours Duration 1x8W Exit Light |  | No. | 32 |  |  | 0 | 0 |  | 478.8 | 15321.6 |  | 1224 | 39168 |  | 0 | 0 | 1419.35 | 45419.2 | 0 | 0
2.134.76 | B2.12.53 | (*) Self Contained and Maintained, 3 Hours Duration 1x8W Exit Light with indication Arrow |  | No. | 2 |  |  | 0 | 0 |  | 370.5 | 741 |  | 1368 | 2736 |  | 0 | 0 | 1476.12 | 2952.24 | 0 | 0
| Note | Note Details
2.134.77 | - | WIRING DEVICES & ACCESSORIES
2.134.78 | - | Supply, install and connect the following devices including device boxes, cover, plates, conduits and wiring between devices and distribution boards, switch panels, etc. as per drawings:
| Item Code | Description | Item Remarks | Unit of Measurement | Quantity/Base Price |  |  | Unit Price/Discount % (Excluding VAT) | Total |  | Unit Price/Discount % (Excluding VAT) | Total |  | Unit Price/Discount % (Excluding VAT) | Total |  | Unit Price/Discount % (Excluding VAT) | Total | Unit Price/Discount % (Excluding VAT) | Total | Unit Price/Discount % (Excluding VAT) | Total
2.134.79 | B2.12.54 | (*) 20A double pole switch |  | No. | 2 |  |  | 0 | 0 |  | 222.3 | 444.6 |  | 300 | 600 |  | 0 | 0 | 851.61 | 1703.22 | 0 | 0
2.134.80 | B2.12.55 | (*) One way one gang lighting grid switch |  | No. | 10 |  |  | 0 | 0 |  | 205.2 | 2052 |  | 280 | 2800 |  | 0 | 0 | 738.06 | 7380.6 | 0 | 0
| Note | Note Details
2.134.81 | - | LIGHTING CONTROL SYSTEM:
2.134.82 | - | Supply, install, test and commission complete lighting control system including, cabling, wiring, termination and power connections ,(Data if required)conduits, back boxes, couplers, accessories and suitable for each rooms, halls, corridors and offices and all place at the bulding with all required software and programming activities for all components of the system to the Specification ,shown on Drawings and operation performance requested by the Engineer and not limited to the following .
| Item Code | Description | Item Remarks | Unit of Measurement | Quantity/Base Price |  |  | Unit Price/Discount % (Excluding VAT) | Total |  | Unit Price/Discount % (Excluding VAT) | Total |  | Unit Price/Discount % (Excluding VAT) | Total |  | Unit Price/Discount % (Excluding VAT) | Total | Unit Price/Discount % (Excluding VAT) | Total | Unit Price/Discount % (Excluding VAT) | Total
2.134.83 | B2.12.56 | (*) Overide Switch |  | Item | 35 |  |  | 0 | 0 |  | 228 | 7980 |  | 650 | 22750 |  | 0 | 0 | 5677.4 | 198709 | 0 | 0
2.134.84 | B2.12.57 | (*) 360 Motion sensor |  | Item | 12 |  |  | 0 | 0 |  | 570 | 6840 |  | 1000 | 12000 |  | 0 | 0 | 1135.48 | 13625.76 | 0 | 0
2.134.85 | B2.12.58 | (*) Lighting Control Panel |  | No. | 2 |  |  | 0 | 0 |  | 17100 | 34200 |  | 15000 | 30000 |  | 0 | 0 | 22709.58 | 45419.16 | 0 | 0
2.134.86 | B2.12.59 | (*) LCD Touch screen |  | No. | 1 |  |  | 0 | 0 |  | 11400 | 11400 |  | 3500 | 3500 |  | 0 | 0 | 7948.35 | 7948.35 | 0 | 0
2.134.87 | B2.12.60 | (*) Photocell & timer switcher W/P IP54 |  | No. | 1 |  |  | 0 | 0 |  | 1140 | 1140 |  | 800 | 800 |  | 0 | 0 | 7948.35 | 7948.35 | 0 | 0
| Note | Note Details
2.134.88 | - | COMMUNICATION SYSTEMS
2.134.89 | - | TELECOMMUNICATION SYSTEM:-
2.134.90 | - | Supply, install, testing and commissioning complete Telecom System Equipments Points & Accessories including connection and terminations as per Client Requirements, drawings ,Specifications and as per latest Etisalat regulations.
| Item Code | Description | Item Remarks | Unit of Measurement | Quantity/Base Price |  |  | Unit Price/Discount % (Excluding VAT) | Total |  | Unit Price/Discount % (Excluding VAT) | Total |  | Unit Price/Discount % (Excluding VAT) | Total |  | Unit Price/Discount % (Excluding VAT) | Total | Unit Price/Discount % (Excluding VAT) | Total | Unit Price/Discount % (Excluding VAT) | Total
2.134.91 | B2.12.61 | (*) IDF |  | No. | 1 |  |  | 0 | 0 |  | 4560 | 4560 |  | 25000 | 25000 |  | 0 | 0 | 14761.23 | 14761.23 | 0 | 0
2.134.92 | B2.12.62 | (*) Dual RJ 45outlet |  | No. | 6 |  |  | 0 | 0 |  | 1482 | 8892 |  | 720 | 4320 |  | 0 | 0 | 908.38 | 5450.28 | 0 | 0
2.134.93 | B2.12.63 | (*) Single RJ 45outlet (above false cielling) |  | No. | 6 |  |  | 0 | 0 |  | 228 | 1368 |  | 400 | 2400 |  | 0 | 0 | 681.29 | 4087.74 | 0 | 0
2.134.94 | B2.12.64 | (*) Single RJ 45 at high level |  | No. | 1 |  |  | 0 | 0 |  | 228 | 228 |  | 380 | 380 |  | 0 | 0 | 681.29 | 681.29 | 0 | 0
2.134.95 | B2.12.65 | (*) 24 POE port switch |  | No. | 1 |  |  | 0 | 0 |  | 9120 | 9120 |  | 6000 | 6000 |  | 0 | 0 | 14193.49 | 14193.49 | 0 | 0
2.134.96 | B2.12.66 | (*) patch panel |  | No. | 2 |  |  | 0 | 0 |  | 9120 | 18240 |  | 2500 | 5000 |  | 0 | 0 | 17032.19 | 34064.38 | 0 | 0
2.134.97 | B2.12.67 | (*) Conduites, wiring, cables, termination, trunking, ,junction boxes,earthing and trays etc related to telecommunication system |  | Item | 1 |  |  | 0 | 0 |  | 4560 | 4560 |  | 36000 | 36000 |  | 0 | 0 | 31793.42 | 31793.42 | 0 | 0
| Note | Note Details
2.134.98 | - | Cables Trays and Trunking
2.134.99 | - | cable trays, cable ducts, GI cable trunking, civil works etc. including all fixings and termination complete as per shown in schematic diagram, load schedules drawings and requirments
| Item Code | Description | Item Remarks | Unit of Measurement | Quantity/Base Price |  |  | Unit Price/Discount % (Excluding VAT) | Total |  | Unit Price/Discount % (Excluding VAT) | Total |  | Unit Price/Discount % (Excluding VAT) | Total |  | Unit Price/Discount % (Excluding VAT) | Total | Unit Price/Discount % (Excluding VAT) | Total | Unit Price/Discount % (Excluding VAT) | Total
2.134.100 | B2.12.68 | (*) GI Trunking 50mm x 50mm |  | Item | 1 |  |  | 0 | 0 |  | 3078 | 3078 |  | 0 | 0 |  | 0 | 0 | 8516.09 | 8516.09 | 0 | 0
2.134.101 | B2.12.69 | (*) GI Trunking 100mm x 100mm |  | Item | 1 |  |  | 0 | 0 |  | 4674 | 4674 |  | 0 | 0 |  | 0 | 0 | 9651.57 | 9651.57 | 0 | 0
2.134.102 | B2.12.70 | (*) GI Trunking 150mm x 150mm |  | Item | 1 |  |  | 0 | 0 |  | 7638 | 7638 |  | 0 | 0 |  | 0 | 0 | 9935.44 | 9935.44 | 0 | 0
2.134.103 | B2.12.71 | (*) 100mm HDGI cable tray |  | Item | 1 |  |  | 0 | 0 |  | 5700 | 5700 |  | 0 | 0 |  | 0 | 0 | 9083.83 | 9083.83 | 0 | 0
2.134.104 | B2.12.72 | (*) 150mm HDGI cable tray |  | Item | 1 |  |  | 0 | 0 |  | 8208 | 8208 |  | 0 | 0 |  | 0 | 0 | 9651.57 | 9651.57 | 0 | 0
| Note | Note Details
2.134.105 | - | ACCESS CONTROL SYSTEM
2.134.106 | - | install, test and commission a Door access control system as specified here under and shown on the drawings and secification
| Item Code | Description | Item Remarks | Unit of Measurement | Quantity/Base Price |  |  | Unit Price/Discount % (Excluding VAT) | Total |  | Unit Price/Discount % (Excluding VAT) | Total |  | Unit Price/Discount % (Excluding VAT) | Total |  | Unit Price/Discount % (Excluding VAT) | Total | Unit Price/Discount % (Excluding VAT) | Total | Unit Price/Discount % (Excluding VAT) | Total
2.134.107 | B2.12.73 | (*) Card Reader |  | No. | 5 |  |  | 0 | 0 |  | 570 | 2850 |  | 2500 | 12500 |  | 0 | 0 | 908.38 | 4541.9 | 0 | 0
2.134.108 | B2.12.74 | (*) Exit button |  | No. | 5 |  |  | 0 | 0 |  | 228 | 1140 |  | 500 | 2500 |  | 0 | 0 | 1703.22 | 8516.1 | 0 | 0
2.134.109 | B2.12.75 | (*) Door contact |  | No. | 5 |  |  | 0 | 0 |  | 342 | 1710 |  | 500 | 2500 |  | 0 | 0 | 851.61 | 4258.05 | 0 | 0
2.134.110 | B2.12.76 | (*) Magnetic lock |  | No. | 5 |  |  | 0 | 0 |  | 456 | 2280 |  | 1500 | 7500 |  | 0 | 0 | 851.61 | 4258.05 | 0 | 0
2.134.111 | B2.12.77 | (*) wiring, , termination etc related work to Access control system |  | Item | 1 |  |  | 0 | 0 |  | 5700 | 5700 |  | 36000 | 36000 |  | 0 | 0 | 28386.98 | 28386.98 | 0 | 0
| Note | Note Details
2.134.112 | - | CCTV System Installation
2.134.113 | - | Allow for all necessary works in connection with CCTV installation complete including supply, installation, testing and commissioning as per the drawings and/or the specifications
2.134.114 | - | Complete CCTV system including NVR,work station,CAT6 cabling ,power caling... ETC and all devices / elements as shown on the drawings and/or in specification including supply, installation, connections, testing & commissioning and documentation. Include all builders work, fixing accessories, wires/ cables, tagging, cable tray with cover, trunking, conduits, supports, back boxes,couplers and accessories as required
| Item Code | Description | Item Remarks | Unit of Measurement | Quantity/Base Price |  |  | Unit Price/Discount % (Excluding VAT) | Total |  | Unit Price/Discount % (Excluding VAT) | Total |  | Unit Price/Discount % (Excluding VAT) | Total |  | Unit Price/Discount % (Excluding VAT) | Total | Unit Price/Discount % (Excluding VAT) | Total | Unit Price/Discount % (Excluding VAT) | Total
2.134.115 | B2.12.78 | (*) Dome type camera IP (Day & Night) POE ,Recognize |  | No. | 16 |  |  | 0 | 0 |  | 11400 | 182400 |  | 6000 | 96000 |  | 0 | 0 | 9083.83 | 145341.28 | 0 | 0
2.134.116 | B2.12.79 | (*) Dome type camera IP (Day & Night) POE, Identify |  | No. | 1 |  |  | 0 | 0 |  | 1710 | 1710 |  | 7500 | 7500 |  | 0 | 0 | 11354.79 | 11354.79 | 0 | 0
2.134.117 | B2.12.80 | (*) Fixed camera IP (DAY & Night )POE weather proof ,Recongize |  | No. | 37 |  |  | 0 | 0 |  | 1710 | 63270 |  | 9500 | 351500 |  | 0 | 0 | 9083.83 | 336101.71 | 0 | 0
2.134.118 | B2.12.81 | (*) port switch |  | No. | 3 |  |  | 0 | 0 |  | 228 | 684 |  | 0 | 0 |  | 0 | 0 | 17032.19 | 51096.57 | 0 | 0
2.134.119 | B2.12.82 | (*) 24 POE port switch |  | No. | 2 |  |  | 0 | 0 |  | 570 | 1140 |  | 6000 | 12000 |  | 0 | 0 | 17032.19 | 34064.38 | 0 | 0
2.134.120 | B2.12.83 | (*) Patch panel |  | No. | 3 |  |  | 0 | 0 |  | 1140 | 3420 |  | 2500 | 7500 |  | 0 | 0 | 20438.62 | 61315.86 | 0 | 0
2.134.121 | B2.12.84 | (*) Conduites, wiring, patch panels, cables, termination, trunking, ,junction boxes,earthing and trays... etc related work required for CCTV system |  | Item | 1 |  |  | 0 | 0 |  | 22800 | 22800 |  | 60000 | 60000 |  | 0 | 0 | 30090.2 | 30090.2 | 0 | 0
| Note | Note Details
2.134.122 | - | Uninterruptible Power Supply
2.134.123 | - | Supply, install, test and commission of UPS including battery bank, rectifier, inverters static by pass switch, control panel, ducts, cable terminations, cable tray, conduits, civil works, etc. in accordance with the site conditions, Requirements, Drawings and Specification.
| Item Code | Description | Item Remarks | Unit of Measurement | Quantity/Base Price |  |  | Unit Price/Discount % (Excluding VAT) | Total |  | Unit Price/Discount % (Excluding VAT) | Total |  | Unit Price/Discount % (Excluding VAT) | Total |  | Unit Price/Discount % (Excluding VAT) | Total | Unit Price/Discount % (Excluding VAT) | Total | Unit Price/Discount % (Excluding VAT) | Total
2.134.124 | B2.12.85 | (*) 5 KVA UPS (for racks) |  | No. | 1 |  |  | 0 | 0 |  | 18240 | 18240 |  | 25000 | 25000 |  | 0 | 0 | 71535.18 | 71535.18 | 0 | 0
| Note | Note Details
2.134.125 | - | Earthing & bonding System
| Item Code | Description | Item Remarks | Unit of Measurement | Quantity/Base Price |  |  | Unit Price/Discount % (Excluding VAT) | Total |  | Unit Price/Discount % (Excluding VAT) | Total |  | Unit Price/Discount % (Excluding VAT) | Total |  | Unit Price/Discount % (Excluding VAT) | Total | Unit Price/Discount % (Excluding VAT) | Total | Unit Price/Discount % (Excluding VAT) | Total
2.134.126 | B2.12.86 | (*) Supply, install ,testing and commissioning with all accessories of the earthing and bonding system complete including Earth Bar main earth electrodes , earthing continuity conductors ,bonding conductors and earth pit etc, as specified. |  | Item | 1 |  |  | 0 | 0 |  | 11400 | 11400 |  | 18000 | 18000 |  | 0 | 0 | 28386.98 | 28386.98 | 0 | 0
| Note | Note Details
2.134.127 | - | Lightning Protection System
2.134.128 | - | Supply, install, test and commission complete lightning protection system air termination network, fitting and connection complete in accordance with Specifications and Drawings.
| Item Code | Description | Item Remarks | Unit of Measurement | Quantity/Base Price |  |  | Unit Price/Discount % (Excluding VAT) | Total |  | Unit Price/Discount % (Excluding VAT) | Total |  | Unit Price/Discount % (Excluding VAT) | Total |  | Unit Price/Discount % (Excluding VAT) | Total | Unit Price/Discount % (Excluding VAT) | Total | Unit Price/Discount % (Excluding VAT) | Total
2.134.129 | B2.12.87 | (*) Earth pit |  | Item | 1 |  |  | 0 | 0 |  | 5700 | 5700 |  | 30000 | 30000 |  | 0 | 0 | 17032.19 | 17032.19 | 0 | 0
2.134.130 | B2.12.88 | (*) Free standing air terminal for protection of mechanical |  | Item | 1 |  |  | 0 | 0 |  | 9120 | 9120 |  | 5500 | 5500 |  | 0 | 0 | 14193.49 | 14193.49 | 0 | 0
2.134.131 | B2.12.89 | (*) Thermo weld in all joints |  | Item | 1 |  |  | 0 | 0 |  | 2280 | 2280 |  | 9000 | 9000 |  | 0 | 0 | 5677.4 | 5677.4 | 0 | 0
2.134.132 | B2.12.90 | (*) Copper tape down conductor |  | Item | 1 |  |  | 0 | 0 |  | 4560 | 4560 |  | 5000 | 5000 |  | 0 | 0 | 5677.4 | 5677.4 | 0 | 0
2.134.133 | B2.12.91 | (*) Down conductor to earth pit |  | Item | 1 |  |  | 0 | 0 |  | 1368 | 1368 |  | 5000 | 5000 |  | 0 | 0 | 10219.31 | 10219.31 | 0 | 0
2.134.134 | B2.12.92 | (*) 1C 70mm² PVC/SC direct buried cable |  | Item | 1 |  |  | 0 | 0 |  | 7980 | 7980 |  | 22000 | 22000 |  | 0 | 0 | 5677.4 | 5677.4 | 0 | 0
2.134.135 | B2.12.93 | (*) 25x 3mm bare copper tape lightning protection air terminal |  | Item | 1 |  |  | 0 | 0 |  | 11400 | 11400 |  | 50000 | 50000 |  | 0 | 0 | 9651.57 | 9651.57 | 0 | 0
| Note | Note Details
2.134.136 | - | FIRE ALARM & SECURITY SYSTEMS
2.134.137 | - | ANALOGUE ADDRESSABLE FIRE ALARM SYSTEM
2.134.138 | - | Fire Alarm Installation
2.134.139 | - | Allow for all necessary works in connection with fire alarm installation complete including supply, installation, testing and commissioning as per the drawings and/or the specifications
2.134.140 | - | Complete addressable fire alarm system including all devices / elements as shown on the drawings and/or in specification including supply, installation, connections, testing & commissioning and documentation. Include all builders work, detector base, fixing accessories, fire resistant cables, tagging, cable tray with cover, trunking, conduits, supports, back boxes, couplers and accessories as required.
| Item Code | Description | Item Remarks | Unit of Measurement | Quantity/Base Price |  |  | Unit Price/Discount % (Excluding VAT) | Total |  | Unit Price/Discount % (Excluding VAT) | Total |  | Unit Price/Discount % (Excluding VAT) | Total |  | Unit Price/Discount % (Excluding VAT) | Total | Unit Price/Discount % (Excluding VAT) | Total | Unit Price/Discount % (Excluding VAT) | Total
2.134.141 | B2.12.94 | (*) Addressable Fire Alarm control panel |  | No. | 1 |  |  | 0 | 0 |  | 5700 | 5700 |  | 15000 | 15000 |  | 0 | 0 | 45419.16 | 45419.16 | 0 | 0
2.134.142 | B2.12.95 | (*) Addressable Monitor panel for emergency light |  | No. | 1 |  |  | 0 | 0 |  | 5700 | 5700 |  | 50000 | 50000 |  | 0 | 0 | 39741.77 | 39741.77 | 0 | 0
2.134.143 | B2.12.96 | (*) Addressable Smoke detector |  | No. | 17 |  |  | 0 | 0 |  | 5700 | 96900 |  | 350 | 5950 |  | 0 | 0 | 1419.35 | 24128.95 | 0 | 0
2.134.144 | B2.12.97 | (*) Addressable heat detector |  | No. | 2 |  |  | 0 | 0 |  | 5700 | 11400 |  | 450 | 900 |  | 0 | 0 | 1362.57 | 2725.14 | 0 | 0
2.134.145 | B2.12.98 | (*) Addressable manual call point |  | No. | 10 |  |  | 0 | 0 |  | 5700 | 57000 |  | 500 | 5000 |  | 0 | 0 | 1419.35 | 14193.5 | 0 | 0
2.134.146 | B2.12.99 | (*) Addressable Fire Alarm sounder with strobe weather proof |  | No. | 10 |  |  | 0 | 0 |  | 5700 | 57000 |  | 650 | 6500 |  | 0 | 0 | 1362.57 | 13625.7 | 0 | 0
2.134.147 | B2.12.100 | (*) Monitor Module |  | No. | 4 |  |  | 0 | 0 |  | 5700 | 22800 |  | 1500 | 6000 |  | 0 | 0 | 1419.35 | 5677.4 | 0 | 0
2.134.148 | B2.12.101 | (*) conduits, cabling, trays, ducts, trunking related to fire alarm system. |  | Item | 1 |  |  | 0 | 0 |  | 5700 | 5700 |  | 6500 | 6500 |  | 0 | 0 | 34064.37 | 34064.37 | 0 | 0
| Note | Note Details
2.134.149 | - | SUNDRIES:-
| Item Code | Description | Item Remarks | Unit of Measurement | Quantity/Base Price |  |  | Unit Price/Discount % (Excluding VAT) | Total |  | Unit Price/Discount % (Excluding VAT) | Total |  | Unit Price/Discount % (Excluding VAT) | Total |  | Unit Price/Discount % (Excluding VAT) | Total | Unit Price/Discount % (Excluding VAT) | Total | Unit Price/Discount % (Excluding VAT) | Total
2.134.150 | B2.12.102 | (*) Allow for supports |  | Item | 1 |  |  | 0 | 0 |  | 6840 | 6840 |  | 10000 | 10000 |  | 0 | 0 | 8516.09 | 8516.09 | 0 | 0
2.134.151 | B2.12.103 | (*) Allow for identifications, tag plates, labels, signage and colour coding for all services. |  | Item | 1 |  |  | 0 | 0 |  | 6840 | 6840 |  | 5000 | 5000 |  | 0 | 0 | 8516.09 | 8516.09 | 0 | 0
2.134.152 | B2.12.104 | (*) Allow for testing and pre-commissioning |  | Item | 1 |  |  | 0 | 0 |  | 6840 | 6840 |  | 2000 | 2000 |  | 0 | 0 | 8516.09 | 8516.09 | 0 | 0
2.134.153 | B2.12.105 | (*) Allow for commissioning |  | Item | 1 |  |  | 0 | 0 |  | 6840 | 6840 |  | 2000 | 2000 |  | 0 | 0 | 8516.09 | 8516.09 | 0 | 0
2.134.154 | B2.12.106 | (*) Allow for tools and spares |  | Item | 1 |  |  | 0 | 0 |  | 6840 | 6840 |  | 1000 | 1000 |  | 0 | 0 | 8516.09 | 8516.09 | 0 | 0
2.134.155 | B2.12.107 | (*) Allow for document and certification |  | Item | 1 |  |  | 0 | 0 |  | 6840 | 6840 |  | 2000 | 2000 |  | 0 | 0 | 8516.09 | 8516.09 | 0 | 0
2.134.156 | B2.12.108 | (*) Allow for co-ordination with other services |  | Item | 1 |  |  | 0 | 0 |  | 6840 | 6840 |  | 2000 | 2000 |  | 0 | 0 | 8516.09 | 8516.09 | 0 | 0
2.134.157 | B2.12.109 | (*) Allow for cutting or forming holes, mortises, chases, or the like and making good finishing |  | Item | 1 |  |  | 0 | 0 |  | 6840 | 6840 |  | 3000 | 3000 |  | 0 | 0 | 8516.09 | 8516.09 | 0 | 0
2.134.158 | B2.12.110 | (*) Allow for building in or cutting and pinning brackets or the like and making good finishing |  | Item | 1 |  |  | 0 | 0 |  | 6840 | 6840 |  | 3000 | 3000 |  | 0 | 0 | 8516.09 | 8516.09 | 0 | 0
2.134.159 | B2.12.111 | (*) Allow for protective painting to all systems |  | Item | 1 |  |  | 0 | 0 |  | 6840 | 6840 |  | 2000 | 2000 |  | 0 | 0 | 8516.09 | 8516.09 | 0 | 0
2.134.160 | B2.12.112 | (*) Allow for decorative painting to all systems |  | Item | 1 |  |  | 0 | 0 |  | 6840 | 6840 |  | 2000 | 2000 |  | 0 | 0 | 8516.09 | 8516.09 | 0 | 0
2.134.161 | B2.12.113 | (*) Allow for drawings, manuals, submittal, samples inspections, instruction books |  | Item | 1 |  |  | 0 | 0 |  | 6840 | 6840 |  | 5000 | 5000 |  | 0 | 0 | 8516.09 | 8516.09 | 0 | 0
2.134.162 | B2.12.114 | (*) Allow for builders work |  | Item | 1 |  |  | 0 | 0 |  | 29640 | 29640 |  | 25000 | 25000 |  | 0 | 0 | 8516.09 | 8516.09 | 0 | 0
| Note | Note Details
2.134.163 | - | Additional items
| Item Code | Description | Item Remarks | Unit of Measurement | Quantity/Base Price |  |  | Unit Price/Discount % (Excluding VAT) | Total |  | Unit Price/Discount % (Excluding VAT) | Total |  | Unit Price/Discount % (Excluding VAT) | Total |  | Unit Price/Discount % (Excluding VAT) | Total | Unit Price/Discount % (Excluding VAT) | Total | Unit Price/Discount % (Excluding VAT) | Total
2.134.164 | AI | (*) Contractor may price here any items which has been shown in the Contract drawings or any other Contract Documents but overlooked or not specifically mentioned inthe schedule of items and is necessary for the satisfactory completion of the Works. Should the Contractor fail to insert any item here, it will be deemed that lump sum Contract Price includes all such items and no claims for additional items will be entertained. |  | Item | 1 |  |  | 0 | 0 |  | 0 | 0 |  | 0 | 0 |  | 3414342.1 | 3414342.1 | 0 | 0 | 3500000 | 3500000
| Note | Note Details
2.134.165 | - | Please attach one PDF file to be named "Additional Items for (insert bill no/name & Section No/name)" for the details of these additional items in the additional attachment area at the end of the BOQ.
2.135 ARC: B2-13 EXTERNAL WORKS | [6 empty] | 661280 | 10 (out of 10) | 520881 |  | 10 (out of 10) | 792311 |  | 10 (out of 10) | 1017026 |  | 10 (out of 10) | 1277968 | 10 (out of 10) | 1338148.2 | 10 (out of 10) | 1932620
| Note | Note Details
2.135.1 | - | External Work
2.135.2 | - | Supply and Fix interlock tiles ,including all accessories needed , as per mention in drawings & specifications
| Item Code | Description | Item Remarks | Unit of Measurement | Quantity/Base Price |  |  | Unit Price/Discount % (Excluding VAT) | Total |  | Unit Price/Discount % (Excluding VAT) | Total |  | Unit Price/Discount % (Excluding VAT) | Total |  | Unit Price/Discount % (Excluding VAT) | Total | Unit Price/Discount % (Excluding VAT) | Total | Unit Price/Discount % (Excluding VAT) | Total
2.135.3 | B2.13.1 | (*) Interlock 8 cm for Parking Areas |  | m2 | 1700 |  |  | 91 | 154700 |  | 114 | 193800 |  | 120 | 204000 |  | 175 | 297500 | 117.46 | 199682 | 140 | 238000
| Note | Note Details
2.135.4 | - | Supply and lay White Gravel ,including all as needed , as per mention in drawings & specifications
| Item Code | Description | Item Remarks | Unit of Measurement | Quantity/Base Price |  |  | Unit Price/Discount % (Excluding VAT) | Total |  | Unit Price/Discount % (Excluding VAT) | Total |  | Unit Price/Discount % (Excluding VAT) | Total |  | Unit Price/Discount % (Excluding VAT) | Total | Unit Price/Discount % (Excluding VAT) | Total | Unit Price/Discount % (Excluding VAT) | Total
2.135.5 | B2.13.2 | (*) White Gravel PV-1 |  | m2 | 294 |  |  | 96 | 28224 |  | 57 | 16758 |  | 550 | 161700 |  | 38 | 11172 | 143.83 | 42286.02 | 400 | 117600
| Note | Note Details
2.135.6 | - | Fairface Concrete , as per mention in drawings & specifications
| Item Code | Description | Item Remarks | Unit of Measurement | Quantity/Base Price |  |  | Unit Price/Discount % (Excluding VAT) | Total |  | Unit Price/Discount % (Excluding VAT) | Total |  | Unit Price/Discount % (Excluding VAT) | Total |  | Unit Price/Discount % (Excluding VAT) | Total | Unit Price/Discount % (Excluding VAT) | Total | Unit Price/Discount % (Excluding VAT) | Total
2.135.7 | B2.13.3 | (*) Fairface Concrete PV-3 |  | m2 | 2310 |  |  | 32 | 73920 |  | 136.8 | 316008 |  | 120 | 277200 |  | 225 | 519750 | 287.65 | 664471.5 | 350 | 808500
| Note | Note Details
2.135.8 | - | Natural Ground , as per mention in drawings & specifications
| Item Code | Description | Item Remarks | Unit of Measurement | Quantity/Base Price |  |  | Unit Price/Discount % (Excluding VAT) | Total |  | Unit Price/Discount % (Excluding VAT) | Total |  | Unit Price/Discount % (Excluding VAT) | Total |  | Unit Price/Discount % (Excluding VAT) | Total | Unit Price/Discount % (Excluding VAT) | Total | Unit Price/Discount % (Excluding VAT) | Total
2.135.9 | B2.13.4 | (*) Natural Ground PV-4 |  | m2 | 1042 |  |  | 16 | 16672 |  | 45.6 | 47515.2 |  | 30 | 31260 |  | 150 | 156300 | 23.97 | 24976.74 | 250 | 260500
| Note | Note Details
2.135.10 | - | Supply and Fix Curbstone ,including all accessories needed , as per mention in drawings & specifications
| Item Code | Description | Item Remarks | Unit of Measurement | Quantity/Base Price |  |  | Unit Price/Discount % (Excluding VAT) | Total |  | Unit Price/Discount % (Excluding VAT) | Total |  | Unit Price/Discount % (Excluding VAT) | Total |  | Unit Price/Discount % (Excluding VAT) | Total | Unit Price/Discount % (Excluding VAT) | Total | Unit Price/Discount % (Excluding VAT) | Total
2.135.11 | B2.13.5 | (*) Kerbstone |  | m | 971 |  |  | 85 | 82535 |  | 136.8 | 132832.8 |  | 100 | 97100 |  | 138 | 133998 | 149.82 | 145475.22 | 120 | 116520
| Note | Note Details
2.135.12 | - | Natural rock , as per mention in drawings & specifications
| Item Code | Description | Item Remarks | Unit of Measurement | Quantity/Base Price |  |  | Unit Price/Discount % (Excluding VAT) | Total |  | Unit Price/Discount % (Excluding VAT) | Total |  | Unit Price/Discount % (Excluding VAT) | Total |  | Unit Price/Discount % (Excluding VAT) | Total | Unit Price/Discount % (Excluding VAT) | Total | Unit Price/Discount % (Excluding VAT) | Total
2.135.13 | B2.13.6 | (*) Natural rock 30x30x30 to 60x60x60 cm |  | No. | 121 |  |  | 530 | 64130 |  | 57 | 6897 |  | 1000 | 121000 |  | 438 | 52998 | 1168.6 | 141400.6 | 1500 | 181500
| Note | Note Details
2.135.14 | - | Road Marking , as per mention in drawings & specifications
| Item Code | Description | Item Remarks | Unit of Measurement | Quantity/Base Price |  |  | Unit Price/Discount % (Excluding VAT) | Total |  | Unit Price/Discount % (Excluding VAT) | Total |  | Unit Price/Discount % (Excluding VAT) | Total |  | Unit Price/Discount % (Excluding VAT) | Total | Unit Price/Discount % (Excluding VAT) | Total | Unit Price/Discount % (Excluding VAT) | Total
2.135.15 | B2.13.7 | (*) Road Marking |  | Item | 1 |  |  | 26500 | 26500 |  | 17100 | 17100 |  | 40000 | 40000 |  | 25000 | 25000 | 11985.61 | 11985.61 | 50000 | 50000
| Note | Note Details
2.135.16 | - | generator shed , as per mention in drawings & specifications
| Item Code | Description | Item Remarks | Unit of Measurement | Quantity/Base Price |  |  | Unit Price/Discount % (Excluding VAT) | Total |  | Unit Price/Discount % (Excluding VAT) | Total |  | Unit Price/Discount % (Excluding VAT) | Total |  | Unit Price/Discount % (Excluding VAT) | Total | Unit Price/Discount % (Excluding VAT) | Total | Unit Price/Discount % (Excluding VAT) | Total
2.135.17 | B2.13.8 | (*) generator shed |  | Item | 1 |  |  | 31800 | 31800 |  | 11400 | 11400 |  | 24766 | 24766 |  | 18750 | 18750 | 47942.45 | 47942.45 | 80000 | 80000
2.135.18 | B2.13.9 | (*) Quarantine bath |  | Item | 1 |  |  | 42400 | 42400 |  | 50000 | 50000 |  | 60000 | 60000 |  | 62500 | 62500 | 59928.06 | 59928.06 | 80000 | 80000
| Note | Note Details
2.135.19 | - | Additional items
| Item Code | Description | Item Remarks | Unit of Measurement | Quantity/Base Price |  |  | Unit Price/Discount % (Excluding VAT) | Total |  | Unit Price/Discount % (Excluding VAT) | Total |  | Unit Price/Discount % (Excluding VAT) | Total |  | Unit Price/Discount % (Excluding VAT) | Total | Unit Price/Discount % (Excluding VAT) | Total | Unit Price/Discount % (Excluding VAT) | Total
2.135.20 | AI | (*) Contractor may price here any items which has been shown in the Contract drawings or any other Contract Documents but overlooked or not specifically mentioned inthe schedule of items and is necessary for the satisfactory completion of the Works. Should the Contractor fail to insert any item here, it will be deemed that lump sum Contract Price includes all such items and no claims for additional items will be entertained. |  | Item | 1 |  |  | 0 | 0 |  | 0 | 0 |  | 0 | 0 |  | 0 | 0 | 0 | 0 | 0 | 0
| Note | Note Details
2.135.21 | - | Please attach one PDF file to be named "Additional Items for (insert bill no/name & Section No/name)" for the details of these additional items in the additional attachment area at the end of the BOQ.
2.136 ARC: B2-14 PROVISIONAL SUM | [7 empty] | 4 (out of 4) | 522000 |  | 4 (out of 4) | 555000 |  | 4 (out of 4) | 531000 |  | 4 (out of 4) | 522000 | 4 (out of 4) | 562500 | 4 (out of 4) | 545000
| Note | Note Details
2.136.1 | - | Each of the below item shall be executed in whole or in part upon receipt of written instruction from the Employer/Engineer of the Project.
2.136.2 | - | Equipment for The Project
2.136.3 | - | Please enter AED 450,000.00 in the price field
| Item Code | Description | Item Remarks | Unit of Measurement | Quantity/Base Price |  |  | Unit Price/Discount % (Excluding VAT) | Total |  | Unit Price/Discount % (Excluding VAT) | Total |  | Unit Price/Discount % (Excluding VAT) | Total |  | Unit Price/Discount % (Excluding VAT) | Total | Unit Price/Discount % (Excluding VAT) | Total | Unit Price/Discount % (Excluding VAT) | Total
2.136.4 | PS-01 | (*) Provisional Sum of AED 450,000.00 for Supply and install Equipments for The Project including all accessories needed for installation as per mention in drawings & specifications (Provisional Sum included the equipment below) :- | Updated | P.S | 1 |  |  | 450000 | 450000 |  | 450000 | 450000 |  | 450000 | 450000 |  | 450000 | 450000 | 450000 | 450000 | 450000 | 450000
| Note | Note Details
2.136.5 | - | Kitchen Euipments
2.136.6 | - | 4 –wheel drive pick up
2.136.7 | - | Transportation trailer
2.136.8 | - | Food prep tools :Knives, cutting boards
2.136.9 | - | Stainless steel containers :Medium and large size
2.136.10 | - | Weighing scale:5kg – 0.1gm division
2.136.11 | - | Weighing scale:10kg- 1gm division
2.136.12 | - | Weighing scale :25Kg
2.136.13 | - | Weighing scale :50kg
2.136.14 | - | Weighing scale platform:500kg
2.136.15 | - | Trolley
2.136.16 | - | Animal Crate:Small size, for small cats and primates (49cm x 32/32cm)
2.136.17 | - | Animal Crate: Medium size, for medium cats and small primates (60x40x39cm)
2.136.18 | - | Animal Crate: Large size, for big cats and large primates (92x64x67.5cm)
2.136.19 | - | Bird boxes
2.136.20 | - | Reptile boxes and rack :Plastic containers with led and steel racks for keeping reptiles
2.136.21 | - | Capture net
2.136.22 | - | Dart gun
2.136.23 | - | Throw net
2.136.24 | - | Hoofstock Tamer
2.136.25 | - | Fruits cutting machine
2.136.26 | - | High pressure washer
2.136.27 | - | Manual Sprayer
2.136.28 | - | Wheel barrow :Heavy duty
2.136.29 | - | Water hose : 2 Sizes
2.136.30 | - | Stretcher :Folding, heavy duty
2.136.31 | - | Refrigerator :Large Capacity
2.136.32 | - | Chest freezer :Large Capacity
2.136.33 | - | Manila rope ;Different sizes
2.136.34 | - | Husbandry tools Brush, racks, shovels, cleaning tools etc.
2.136.35 | - | Enrichment tools: Enrichment tools for primates and carnivores
2.136.36 | - | Toolbox: Professional set for routine maintenance
2.136.37 | - | Clipboards
2.136.38 | - | Storage shelves for Records/Files Food items/equipment
2.136.39 | - | PPE – Overalls/Gumboots etc.
2.136.40 | - | Footbaths
2.136.41 | - | Padlocks
2.136.42 | - | Computer
2.136.43 | - | Printer
2.136.44 | - | Towels varies sizes
2.136.45 | - | Towels varies sizes
2.136.46 | - | Desk
2.136.47 | - | Office chairs
2.136.48 | - | Microwave
2.136.49 | - | Kettle
2.136.50 | - | Heat Lamps
2.136.51 | - | Push boards
2.136.52 | - | Camera
2.136.53 | - | Trolley stainless steel with wheels :clinical utility
2.136.54 | - | Golf Car rechargeable :For food and other items delivery and movements
2.136.55 | - | Blow pipe 5ml + 500 darts + needles + other consumables
2.136.56 | - | Blow pipe 3 ml + 500 darts + needles and consumables
| Item Code | Description | Item Remarks | Unit of Measurement | Quantity/Base Price |  |  | Unit Price/Discount % (Excluding VAT) | Total |  | Unit Price/Discount % (Excluding VAT) | Total |  | Unit Price/Discount % (Excluding VAT) | Total |  | Unit Price/Discount % (Excluding VAT) | Total | Unit Price/Discount % (Excluding VAT) | Total | Unit Price/Discount % (Excluding VAT) | Total
2.136.57 | PS-02 | (*) Allow for all associated Builder's work in connection with the Works | Updated | Sum | 1 |  |  | 45000 | 45000 |  | 15000 | 15000 |  | 22500 | 22500 |  | 36000 | 36000 | 45000 | 45000 | 50000 | 50000
| Note | Note Details
2.136.58 | - | Please enter the percentage as per the example (Example: if 8% please enter it as 0.08)
| Item Code | Description | Item Remarks | Unit of Measurement | Quantity/Base Price |  |  | Unit Price/Discount % (Excluding VAT) | Total |  | Unit Price/Discount % (Excluding VAT) | Total |  | Unit Price/Discount % (Excluding VAT) | Total |  | Unit Price/Discount % (Excluding VAT) | Total | Unit Price/Discount % (Excluding VAT) | Total | Unit Price/Discount % (Excluding VAT) | Total
2.136.59 | PS-03 | (*) Allow for Main Contractor's Overhead and Profit | Updated | % | 450000 |  |  | 0.05 | 22500 |  | 0.1 | 45000 |  | 0.1 | 45000 |  | 0.05 | 22500 | 0.08 | 36000 | 0.05 | 22500
2.136.60 | PS-04 | (*) Allow for General Attendance | Updated | % | 450000 |  |  | 0.01 | 4500 |  | 0.1 | 45000 |  | 0.03 | 13500 |  | 0.03 | 13500 | 0.07 | 31500 | 0.05 | 22500
2.137 PARKING AND PETROL STATION | [6 empty] | 13579329.6 |  | 16039754.78 |  | 0 (out of 0) | 22884816.3 |  | 0 (out of 0) | 22101806 |  | 0 (out of 0) | 21702633.31 | 0 (out of 0) | 32650110.49 | 0 (out of 0) | 45138284
2.138 PPS: BILL NO 01 - PRELIMINARIES AND GENERAL REQUIREMENTS | [6 empty] | 1082658 | 53 (out of 53) | 3311225 |  | 53 (out of 53) | 3656160 |  | 53 (out of 53) | 3770574 |  | 53 (out of 53) | 0 | 53 (out of 53) | 5664000 | 53 (out of 53) | 13808555
| Note | Note Details
2.138.1 | - | General Notes on General Requirements
2.138.2 | - | These General Requirements are applicable to the whole of the Works. The Contractor shall price each of the lumpsum contained herein individually. The Tenderer shall not enter any lumpsum covering more than one or all lumpsum Where any lump sum of the General Requirements has not been priced, it will be deemed that the value of such lumpsum is included elsewhere in the Bill of Quantities.
2.138.3 | - | The Contractor is referred to the requirements of the Contract/Tender Documents.
2.138.4 | - | The Contractor shall price herein any obligations contained in the following for which he has not included elsewhere and wishes to price separately.
2.138.5 | - | The Contractor is responsible for the design, construction, maintenance and removal of all temporary works. The Contractor is to submit to the Engineer his proposals for all temporary works for approval. The Engineer’s approval will no way relieve the Contractor of his responsibility for the safety of the works, operatives, adjoining property, structure or services and compliance with appropriate regulations and Codes of Practice.
2.138.6 | - | Pricing Generally
2.138.7 | - | The Contractor shall satisfy himself as to the meaning of every item in the Bills of Quantities and the rates and prices inserted by him will be deemed to cover all his obligations under the Contract and all matters and things necessary for the proper construction and completion of the Works including, but not by any way of limitation, all temporary work required (including any that may be required by subcontractors, whether nominated or otherwise).
2.138.8 | - | The prices shall include for all materials and labour and for the provision and use of all plant whether mechanical or non-mechanical required for the expeditious carrying out of the Works in their proper sequence - for shifting, altering and adapting such temporary work and plant as may be required during the progress of the Works and removing at completion and making good any surfaces disturbed and if not included in the prices inserted against the Conditions of Contract clauses above; (continued)
2.138.9 | - | (continuation) for the costs of preparing a tender; for the work in connection with measurements and the final account, for profit and for all other establishment charges and on costs of whatever nature. No claim for additional payment will be allowed for any error or misunderstanding by the contractor in these respects.
2.138.10 | - | All accommodation required for the safety, health and welfare facilities including adequate shelter from inclement weather, accommodation for the storage and drying of clothes, taking of meals and sanitary and washing facilities for all people employed on the site, first aid facilities, (continued)
2.138.11 | - | (continuation) fire fighting equipment and drinking water facilities, including all necessary service connections, etc., all in accordance with the Specification, the laws and regulations of relevant UAE authorities and compliance with Estidama requirements for livable conditions.
2.138.12 | - | Contract Insurances
| Item Code | Description | Item Remarks | Unit of Measurement | Quantity/Base Price |  |  | Unit Price/Discount % (Excluding VAT) | Total |  | Unit Price/Discount % (Excluding VAT) | Total |  | Unit Price/Discount % (Excluding VAT) | Total |  | Unit Price/Discount % (Excluding VAT) | Total | Unit Price/Discount % (Excluding VAT) | Total | Unit Price/Discount % (Excluding VAT) | Total
2.138.13 | B1.01 | (*) The Contractor should allow for provision of all the contract insurances in accordance with the Conditions of Contract. The contract insurances shall be from an approved insurance company in the Abu Dhabi Emirate and to the approval of the Engineer and the Employer. |  | Item | 1 |  |  | 3311225 | 3311225 |  | 172710 | 172710 |  | 20000 | 20000 |  | 0 | 0 | 105000 | 105000 | 87300 | 87300
| Note | Note Details
2.138.14 | - | Bonds
| Item Code | Description | Item Remarks | Unit of Measurement | Quantity/Base Price |  |  | Unit Price/Discount % (Excluding VAT) | Total |  | Unit Price/Discount % (Excluding VAT) | Total |  | Unit Price/Discount % (Excluding VAT) | Total |  | Unit Price/Discount % (Excluding VAT) | Total | Unit Price/Discount % (Excluding VAT) | Total | Unit Price/Discount % (Excluding VAT) | Total
2.138.15 | B1.02 | (*) The Contractor should allow for all bonds including performance security in accordance with the Conditions of Contract. The Bonds be from an approved bank/finance institute in the Abu Dhabi Emirate and to the approval of the Engineer and the Employer. |  | Item | 1 |  |  | 0 | 0 |  | 172710 | 172710 |  | 20000 | 20000 |  | 0 | 0 | 105000 | 105000 | 277875 | 277875
| Note | Note Details
2.138.16 | - | Guarantees & Warrantees
| Item Code | Description | Item Remarks | Unit of Measurement | Quantity/Base Price |  |  | Unit Price/Discount % (Excluding VAT) | Total |  | Unit Price/Discount % (Excluding VAT) | Total |  | Unit Price/Discount % (Excluding VAT) | Total |  | Unit Price/Discount % (Excluding VAT) | Total | Unit Price/Discount % (Excluding VAT) | Total | Unit Price/Discount % (Excluding VAT) | Total
2.138.17 | B1.03 | (*) The Contractor should allow for provision of all necessary contract warranties in accordance with the Conditions of Contract and Specification. The guarantee's shall be to the approval of the Engineer and the Employer. |  | Item | 1 |  |  | 0 | 0 |  | 158310 | 158310 |  | 1000 | 1000 |  | 0 | 0 | 15000 | 15000 | 41400 | 41400
| Note | Note Details
2.138.18 | - | Permits, Statutory Approvals and Co-ordination
| Item Code | Description | Item Remarks | Unit of Measurement | Quantity/Base Price |  |  | Unit Price/Discount % (Excluding VAT) | Total |  | Unit Price/Discount % (Excluding VAT) | Total |  | Unit Price/Discount % (Excluding VAT) | Total |  | Unit Price/Discount % (Excluding VAT) | Total | Unit Price/Discount % (Excluding VAT) | Total | Unit Price/Discount % (Excluding VAT) | Total
2.138.19 | B1.04 | (*) The Contractor shall be responsible for coordinating with all relevant Government Departments and obtaining all necessary approvals, certificates and permits including building permits from the relevant Government Departments, the Police, local Service Authorities and Institutions (i.e. Electricity & Water Authority, Etisalat, Civil Defense, etc.) as required in the performance of this Contract. |  | Item | 1 |  |  | 0 | 0 |  | 45000 | 45000 |  | 5000 | 5000 |  | 0 | 0 | 40000 | 40000 | 76500 | 76500
| Note | Note Details
2.138.20 | - | Office Facilities for the Staff of Employer and the Engineer
2.138.21 | - | The Contractor shall provide, maintain and remove temporary site offices for the staff of the Employer and Engineer along with welfare facilities (pantry, toilets, etc.), utility services, office furniture, computers, photocopy machines, IT, telephone & fax services, vehicle parking facilities, etc., acceptable to the Employer/Engineer and as per the specification and drawings. (continued)
2.138.22 | - | (Continuation) The contractor shall ensure that all facilities shall be in full compliance with Abu Dhabi Civil Defense requirements. The facilities shall include the protective clothing, safety accessories and equipment (PPE) with Musanada logo as required for the personnel.
| Item Code | Description | Item Remarks | Unit of Measurement | Quantity/Base Price |  |  | Unit Price/Discount % (Excluding VAT) | Total |  | Unit Price/Discount % (Excluding VAT) | Total |  | Unit Price/Discount % (Excluding VAT) | Total |  | Unit Price/Discount % (Excluding VAT) | Total | Unit Price/Discount % (Excluding VAT) | Total | Unit Price/Discount % (Excluding VAT) | Total
2.138.23 | B1.05 | (*) Establishment of site offices and equipment |  | Item | 1 |  |  | 0 | 0 |  | 212270 | 212270 |  | 200000 | 200000 |  | 0 | 0 | 0 | 0 | 542500 | 542500
2.138.24 | B1.06 | (*) Maintenance of the site offices and equipment including pay all electricity, water and Etisalat charges for the duration of the construction period. |  | Item | 1 |  |  | 0 | 0 |  | 227090 | 227090 |  | 50000 | 50000 |  | 0 | 0 | 300000 | 300000 | 212400 | 212400
2.138.25 | B1.07 | (*) Removal of site offices and equipment |  | Item | 1 |  |  | 0 | 0 |  | 11650 | 11650 |  | 2000 | 2000 |  | 0 | 0 | 100000 | 100000 | 23600 | 23600
2.138.26 | B1.08 | (*) Provide all consumables and refreshments for use within the site offices, as required. |  | Item | 1 |  |  | 0 | 0 |  | 52410 | 52410 |  | 25000 | 25000 |  | 0 | 0 | 400000 | 400000 | 141600 | 141600
| Note | Note Details
2.138.27 | - | Offices and Facilities of the Contractor
2.138.28 | - | The Contractor is to provide, in positions to be approved by the Engineer, all necessary furnished offices for his site staff and the site staff of all sub-contractors all in accordance with the drawings and Specification.
| Item Code | Description | Item Remarks | Unit of Measurement | Quantity/Base Price |  |  | Unit Price/Discount % (Excluding VAT) | Total |  | Unit Price/Discount % (Excluding VAT) | Total |  | Unit Price/Discount % (Excluding VAT) | Total |  | Unit Price/Discount % (Excluding VAT) | Total | Unit Price/Discount % (Excluding VAT) | Total | Unit Price/Discount % (Excluding VAT) | Total
2.138.29 | B1.09 | (*) Establishment charge (fixed cost) |  | Item | 1 |  |  | 0 | 0 |  | 239640 | 239640 |  | 400000 | 400000 |  | 0 | 0 | 0 | 0 | 454000 | 454000
2.138.30 | B1.10 | (*) Maintenance charge (Fixed cost) |  | Item | 1 |  |  | 0 | 0 |  | 227090 | 227090 |  | 200000 | 200000 |  | 0 | 0 | 330000 | 330000 | 283200 | 283200
2.138.31 | B1.11 | (*) Removal charge (fixed cost) |  | Item | 1 |  |  | 0 | 0 |  | 11650 | 11650 |  | 2000 | 2000 |  | 0 | 0 | 100000 | 100000 | 35400 | 35400
2.138.32 | B1.12 | (*) The Contractor is to provide and maintain weatherproof lock-up sheds, workshops and stores for the storage and protection of materials, tools and plant, all in accordance with the Specification and project requirements. |  | Item | 1 |  |  | 0 | 0 |  | 72790 | 72790 |  | 100000 | 100000 |  | 0 | 0 | 100000 | 100000 | 248400 | 248400
| Note | Note Details
2.138.33 | - | Contractor's Plants and Equipment
2.138.34 | - | The Contractor shall provide all constructional plant, lifting equipment, transport facilities, tools and services, etc. required for the proper execution of the Works. This responsibility shall include shipment, customs clearance, off-loading, loading and handling and transportation to the site. The facilities shall include the protective clothing and safety equipment (PPE).
| Item Code | Description | Item Remarks | Unit of Measurement | Quantity/Base Price |  |  | Unit Price/Discount % (Excluding VAT) | Total |  | Unit Price/Discount % (Excluding VAT) | Total |  | Unit Price/Discount % (Excluding VAT) | Total |  | Unit Price/Discount % (Excluding VAT) | Total | Unit Price/Discount % (Excluding VAT) | Total | Unit Price/Discount % (Excluding VAT) | Total
2.138.35 | B1.13 | (*) Mobilaisation charges (fixed cost) |  | Item | 1 |  |  | 0 | 0 |  | 145570 | 145570 |  | 1500000 | 1500000 |  | 0 | 0 | 0 | 0 | 4159500 | 4159500
2.138.36 | B1.14 | (*) Maintenance charge (Fixed cost) |  | Item | 1 |  |  | 0 | 0 |  | 1460 | 1460 |  | 100000 | 100000 |  | 0 | 0 | 0 | 0 | 708000 | 708000
2.138.37 | B1.15 | (*) De-mobilisation charges (fixed cost) |  | Item | 1 |  |  | 0 | 0 |  | 1460 | 1460 |  | 3000 | 3000 |  | 0 | 0 | 0 | 0 | 59000 | 59000
| Note | Note Details
2.138.38 | - | Temporary Water and Electricity Services for the Construction Works
2.138.39 | - | The Contractor shall provide and maintain temporary water and electricity services required for the Works including that required by the sub-contractors. Pay all charges and bear all costs for the necessary temporary installation including pipe work, pumps, water tankers, storage tanks, generating equipment, etc., and remove on completion and make good all work disturbed.
| Item Code | Description | Item Remarks | Unit of Measurement | Quantity/Base Price |  |  | Unit Price/Discount % (Excluding VAT) | Total |  | Unit Price/Discount % (Excluding VAT) | Total |  | Unit Price/Discount % (Excluding VAT) | Total |  | Unit Price/Discount % (Excluding VAT) | Total | Unit Price/Discount % (Excluding VAT) | Total | Unit Price/Discount % (Excluding VAT) | Total
2.138.40 | B1.16 | (*) Establishment charge (fixed cost) |  | Item | 1 |  |  | 0 | 0 |  | 64760 | 64760 |  | 100000 | 100000 |  | 0 | 0 | 0 | 0 | 1075140 | 1075140
2.138.41 | B1.17 | (*) Maintenance charge (fixed cost) |  | Item | 1 |  |  | 0 | 0 |  | 7200 | 7200 |  | 5000 | 5000 |  | 0 | 0 | 0 | 0 | 151200 | 151200
2.138.42 | B1.18 | (*) Removal charge (fixed cost) |  | Item | 1 |  |  | 0 | 0 |  | 2160 | 2160 |  | 1000 | 1000 |  | 0 | 0 | 0 | 0 | 12600 | 12600
| Note | Note Details
2.138.43 | - | Site Administration and Supervision
| Item Code | Description | Item Remarks | Unit of Measurement | Quantity/Base Price |  |  | Unit Price/Discount % (Excluding VAT) | Total |  | Unit Price/Discount % (Excluding VAT) | Total |  | Unit Price/Discount % (Excluding VAT) | Total |  | Unit Price/Discount % (Excluding VAT) | Total | Unit Price/Discount % (Excluding VAT) | Total | Unit Price/Discount % (Excluding VAT) | Total
2.138.44 | B1.19 | (*) The Contractor is to allow in his tender for his all site administration and supervision costs. |  | Item | 1 |  |  | 0 | 0 |  | 1110470 | 1110470 |  | 200000 | 200000 |  | 0 | 0 | 3200000 | 3200000 | 2633040 | 2633040
| Note | Note Details
2.138.45 | - | Labour Camp / Accomodation
| Item Code | Description | Item Remarks | Unit of Measurement | Quantity/Base Price |  |  | Unit Price/Discount % (Excluding VAT) | Total |  | Unit Price/Discount % (Excluding VAT) | Total |  | Unit Price/Discount % (Excluding VAT) | Total |  | Unit Price/Discount % (Excluding VAT) | Total | Unit Price/Discount % (Excluding VAT) | Total | Unit Price/Discount % (Excluding VAT) | Total
2.138.46 | B1.20 | (*) Allow for Labour Accomodation. Watchman and security staff only may be accommodated on site. No labour camp will be permitted on Site. |  | Item | 1 |  |  | 0 | 0 |  | 2880 | 2880 |  | 300000 | 300000 |  | 0 | 0 | 0 | 0 | 597600 | 597600
| Note | Note Details
2.138.47 | - | Security Arrangements at Site
2.138.48 | - | Provide and maintain necessary security arrangements including watchmen, all lighting requirements required to safeguard the Site, plant, equipment, public and adjoining properties, etc. The Contractor shall be liable for any claims arising from loss or damages suffered and for reinstating and making good after any damage or theft.
| Item Code | Description | Item Remarks | Unit of Measurement | Quantity/Base Price |  |  | Unit Price/Discount % (Excluding VAT) | Total |  | Unit Price/Discount % (Excluding VAT) | Total |  | Unit Price/Discount % (Excluding VAT) | Total |  | Unit Price/Discount % (Excluding VAT) | Total | Unit Price/Discount % (Excluding VAT) | Total | Unit Price/Discount % (Excluding VAT) | Total
2.138.49 | B1.21 | (*) Establishment charge (fixed cost) |  | Item | 1 |  |  | 0 | 0 |  | 171430 | 171430 |  | 25000 | 25000 |  | 0 | 0 | 20000 | 20000 | 252000 | 252000
2.138.50 | B1.22 | (*) Maintenance charge (fixed cos) |  | Item | 1 |  |  | 0 | 0 |  | 17140 | 17140 |  | 25000 | 25000 |  | 0 | 0 | 150000 | 150000 | 172800 | 172800
2.138.51 | B1.23 | (*) Removal charge (fixed cost) |  | Item | 1 |  |  | 0 | 0 |  | 11430 | 11430 |  | 2000 | 2000 |  | 0 | 0 | 10000 | 10000 | 12600 | 12600
| Note | Note Details
2.138.52 | - | Protection
| Item Code | Description | Item Remarks | Unit of Measurement | Quantity/Base Price |  |  | Unit Price/Discount % (Excluding VAT) | Total |  | Unit Price/Discount % (Excluding VAT) | Total |  | Unit Price/Discount % (Excluding VAT) | Total |  | Unit Price/Discount % (Excluding VAT) | Total | Unit Price/Discount % (Excluding VAT) | Total | Unit Price/Discount % (Excluding VAT) | Total
2.138.53 | B1.24 | (*) Adequate protection against any form of damage or deterioration shall be provided for all sections of the Works. |  | Item | 1 |  |  | 0 | 0 |  | 17270 | 17270 |  | 1000 | 1000 |  | 0 | 0 | 40000 | 40000 | 81900 | 81900
2.138.54 | B1.25 | (*) The Contractor shall take all necessary precautions to protect existing buildings, fences, roads, passages, culverts and other apparatus, if found, and he shall not demolish or remove any of these works except according to specific instructions by the Engineer. |  | Item | 1 |  |  | 0 | 0 |  | 25910 | 25910 |  | 1000 | 1000 |  | 0 | 0 | 25000 | 25000 | 151200 | 151200
| Note | Note Details
2.138.55 | - | A condition survey of adjacent structures shall be carried out by the Contractor in the presence of the Engineer both before and after the provision of supports. The Contractor shall be responsible for the reinstatement or repair of any adjacent structures damaged as a result of the execution of the Works.
2.138.56 | - | Site Hoarding
2.138.57 | - | The Contractor shall be responsible for the complete installation, maintenance and removal of the site hoarding including make good where necessary and clean the site as per the specification, drawings and Authorities requirements and to the satisfaction of the Engineer.
| Item Code | Description | Item Remarks | Unit of Measurement | Quantity/Base Price |  |  | Unit Price/Discount % (Excluding VAT) | Total |  | Unit Price/Discount % (Excluding VAT) | Total |  | Unit Price/Discount % (Excluding VAT) | Total |  | Unit Price/Discount % (Excluding VAT) | Total | Unit Price/Discount % (Excluding VAT) | Total | Unit Price/Discount % (Excluding VAT) | Total
2.138.58 | B1.26 | (*) Establishment charge |  | Item | 1 |  |  | 0 | 0 |  | 69950 | 69950 |  | 165000 | 165000 |  | 0 | 0 | 30000 | 30000 | 120000 | 120000
2.138.59 | B1.27 | (*) Maintenance charge |  | Item | 1 |  |  | 0 | 0 |  | 5760 | 5760 |  | 40000 | 40000 |  | 0 | 0 | 20000 | 20000 | 24000 | 24000
2.138.60 | B1.28 | (*) Removal charge |  | Item | 1 |  |  | 0 | 0 |  | 3600 | 3600 |  | 5000 | 5000 |  | 0 | 0 | 10000 | 10000 | 10000 | 10000
| Note | Note Details
2.138.61 | - | Project Sign Boards
2.138.62 | - | The Contractor is to allow for supply, installation and maintenance and removal including make good where necessary of Project Sign Board throughout the construction period, in accordance with the specification and drawings. No other sign boards or advertisements on or around the site will be permitted unless approved in writing by the Engineer.
| Item Code | Description | Item Remarks | Unit of Measurement | Quantity/Base Price |  |  | Unit Price/Discount % (Excluding VAT) | Total |  | Unit Price/Discount % (Excluding VAT) | Total |  | Unit Price/Discount % (Excluding VAT) | Total |  | Unit Price/Discount % (Excluding VAT) | Total | Unit Price/Discount % (Excluding VAT) | Total | Unit Price/Discount % (Excluding VAT) | Total
2.138.63 | B1.29 | (*) Establishment charge (fixed cost) |  | Item | 1 |  |  | 0 | 0 |  | 50000 | 50000 |  | 50000 | 50000 |  | 0 | 0 | 30000 | 30000 | 40000 | 40000
2.138.64 | B1.30 | (*) Maintenance charge (Fixed cost) |  | Item | 1 |  |  | 0 | 0 |  | 4290 | 4290 |  | 10000 | 10000 |  | 0 | 0 | 6000 | 6000 | 6000 | 6000
2.138.65 | B1.31 | (*) Removal charge (fixed cost) |  | Item | 1 |  |  | 0 | 0 |  | 4290 | 4290 |  | 2000 | 2000 |  | 0 | 0 | 3000 | 3000 | 5000 | 5000
| Note | Note Details
2.138.66 | - | Tests
| Item Code | Description | Item Remarks | Unit of Measurement | Quantity/Base Price |  |  | Unit Price/Discount % (Excluding VAT) | Total |  | Unit Price/Discount % (Excluding VAT) | Total |  | Unit Price/Discount % (Excluding VAT) | Total |  | Unit Price/Discount % (Excluding VAT) | Total | Unit Price/Discount % (Excluding VAT) | Total | Unit Price/Discount % (Excluding VAT) | Total
2.138.67 | B1.32 | (*) The Contractor shall allow for all requirements, obligations, etc., with regard to all tests that are to be carried out by an approved independent Abu Dhabi Municipality accredited laboratory. |  | Item | 1 |  |  | 0 | 0 |  | 28780 | 28780 |  | 500 | 500 |  | 0 | 0 | 30000 | 30000 | 50000 | 50000
| Note | Note Details
2.138.68 | - | Works Free From Water
| Item Code | Description | Item Remarks | Unit of Measurement | Quantity/Base Price |  |  | Unit Price/Discount % (Excluding VAT) | Total |  | Unit Price/Discount % (Excluding VAT) | Total |  | Unit Price/Discount % (Excluding VAT) | Total |  | Unit Price/Discount % (Excluding VAT) | Total | Unit Price/Discount % (Excluding VAT) | Total | Unit Price/Discount % (Excluding VAT) | Total
2.138.69 | B1.33 | (*) Except where underwater construction is required, the Contractor shall execute all works in the dry condition and shall construct any temporary drains, water courses and other works that may be necessary for the purpose. |  | Item | 1 |  |  | 0 | 0 |  | 5040 | 5040 |  | 500 | 500 |  | 0 | 0 | 0 | 0 | 30000 | 30000
| Note | Note Details
2.138.70 | - | Abatement of Nuisance from Noise, Pollution, Dust, etc.
| Item Code | Description | Item Remarks | Unit of Measurement | Quantity/Base Price |  |  | Unit Price/Discount % (Excluding VAT) | Total |  | Unit Price/Discount % (Excluding VAT) | Total |  | Unit Price/Discount % (Excluding VAT) | Total |  | Unit Price/Discount % (Excluding VAT) | Total | Unit Price/Discount % (Excluding VAT) | Total | Unit Price/Discount % (Excluding VAT) | Total
2.138.71 | B1.34 | (*) The Contractor shall take precautions to minimise nuisance arising from noise, dust, etc. The Contractor shall be held responsible for any nuisance caused by his workmenship, noise, pollution, dust, etc. The Contractor is to submit to the Engineer his proposals for approval. |  | Item | 1 |  |  | 0 | 0 |  | 21430 | 21430 |  | 500 | 500 |  | 0 | 0 | 0 | 0 | 28000 | 28000
| Note | Note Details
2.138.72 | - | Surveying Equipment
| Item Code | Description | Item Remarks | Unit of Measurement | Quantity/Base Price |  |  | Unit Price/Discount % (Excluding VAT) | Total |  | Unit Price/Discount % (Excluding VAT) | Total |  | Unit Price/Discount % (Excluding VAT) | Total |  | Unit Price/Discount % (Excluding VAT) | Total | Unit Price/Discount % (Excluding VAT) | Total | Unit Price/Discount % (Excluding VAT) | Total
2.138.73 | B1.35 | (*) The Contractor shall provide at all times for the duration of the Contract, all such chainmen, staff and survey instruments as may be required for the proper construction of and completion of the works. |  | Item | 1 |  |  | 0 | 0 |  | 43180 | 43180 |  | 500 | 500 |  | 0 | 0 | 30000 | 30000 | 35000 | 35000
| Note | Note Details
2.138.74 | - | Public and Private Roads Adjacent to the Site
| Item Code | Description | Item Remarks | Unit of Measurement | Quantity/Base Price |  |  | Unit Price/Discount % (Excluding VAT) | Total |  | Unit Price/Discount % (Excluding VAT) | Total |  | Unit Price/Discount % (Excluding VAT) | Total |  | Unit Price/Discount % (Excluding VAT) | Total | Unit Price/Discount % (Excluding VAT) | Total | Unit Price/Discount % (Excluding VAT) | Total
2.138.75 | B1.36 | (*) The Contractor shall take all reasonable and proper steps for protection and maintenance of all public and private roads adjacent to the Site which can be affected due to the performance of the Works in accordance with the Engineer's instructions. The roads shall be kept free for access at all times. |  | Item | 1 |  |  | 0 | 0 |  | 31430 | 31430 |  | 500 | 500 |  | 0 | 0 | 20000 | 20000 | 80000 | 80000
| Note | Note Details
2.138.76 | - | Traffic Regulations
2.138.77 | - | The Contractor is to observe and allow for all requirements, obligations, etc., with regard to traffic regulations, including safety, control and any temporary diversion of traffic, including the loading and unloading of or waiting of the Contractor's and Sub-contractors' vehicles on public highways, (continued)..
2.138.78 | - | (Continuation).. construction of temporary detours' pavement layers, traffic signs, road marking, safety measure, etc. as per specifications and authorities' regulations and the Contract Sum is deemed to include for the strict compliance therewith.
| Item Code | Description | Item Remarks | Unit of Measurement | Quantity/Base Price |  |  | Unit Price/Discount % (Excluding VAT) | Total |  | Unit Price/Discount % (Excluding VAT) | Total |  | Unit Price/Discount % (Excluding VAT) | Total |  | Unit Price/Discount % (Excluding VAT) | Total | Unit Price/Discount % (Excluding VAT) | Total | Unit Price/Discount % (Excluding VAT) | Total
2.138.79 | B1.37 | (*) Establishment charge (fixed cost) |  | Item | 1 |  |  | 0 | 0 |  | 17270 | 17270 |  | 1000 | 1000 |  | 0 | 0 | 40000 | 40000 | 50000 | 50000
2.138.80 | B1.38 | (*) Maintenance charge (fixed cost) |  | Item | 1 |  |  | 0 | 0 |  | 2520 | 2520 |  | 500 | 500 |  | 0 | 0 | 60000 | 60000 | 36000 | 36000
2.138.81 | B1.39 | (*) Removal charge (fixed cost) |  | Item | 1 |  |  | 0 | 0 |  | 2520 | 2520 |  | 500 | 500 |  | 0 | 0 | 5000 | 5000 | 10000 | 10000
| Note | Note Details
2.138.82 | - | Samples according to Specification and Drawings (As per Engineer/Employer's requirements)
| Item Code | Description | Item Remarks | Unit of Measurement | Quantity/Base Price |  |  | Unit Price/Discount % (Excluding VAT) | Total |  | Unit Price/Discount % (Excluding VAT) | Total |  | Unit Price/Discount % (Excluding VAT) | Total |  | Unit Price/Discount % (Excluding VAT) | Total | Unit Price/Discount % (Excluding VAT) | Total | Unit Price/Discount % (Excluding VAT) | Total
2.138.83 | B1.40 | (*) The Contractor shall provide samples of all materials and manufacturers of materials proposed to be used / incorporated in the works, all samples, goods, literature and the like. |  | Item | 1 |  |  | 0 | 0 |  | 1000 | 1000 |  | 500 | 500 |  | 0 | 0 | 10000 | 10000 | 50000 | 50000
| Note | Note Details
2.138.84 | - | Labour and Materials and Assistance to the Engineer
| Item Code | Description | Item Remarks | Unit of Measurement | Quantity/Base Price |  |  | Unit Price/Discount % (Excluding VAT) | Total |  | Unit Price/Discount % (Excluding VAT) | Total |  | Unit Price/Discount % (Excluding VAT) | Total |  | Unit Price/Discount % (Excluding VAT) | Total | Unit Price/Discount % (Excluding VAT) | Total | Unit Price/Discount % (Excluding VAT) | Total
2.138.85 | B1.41 | (*) The Contractor shall provide for the exclusive use of the Engineer all necessary assistance.The Contractor shall provide such labour, materials and transport as the Engineer's representative may require to assist him in carrying out tests and checks on materials and workmanship and setting out and measurement of works and for any other attendance on the Engineer. |  | Item | 1 |  |  | 0 | 0 |  | 25910 | 25910 |  | 1000 | 1000 |  | 0 | 0 | 30000 | 30000 | 36000 | 36000
| Note | Note Details
2.138.86 | - | Programme of Works
| Item Code | Description | Item Remarks | Unit of Measurement | Quantity/Base Price |  |  | Unit Price/Discount % (Excluding VAT) | Total |  | Unit Price/Discount % (Excluding VAT) | Total |  | Unit Price/Discount % (Excluding VAT) | Total |  | Unit Price/Discount % (Excluding VAT) | Total | Unit Price/Discount % (Excluding VAT) | Total | Unit Price/Discount % (Excluding VAT) | Total
2.138.87 | B1.42 | (*) The Contractor shall submit to the Engineer for approval a Critical Path Programme, in both hard and electronic format, and other supporting documentation of the works within the time stipulated in the Conditions of Contract together with details of equipment, procedures and method of work which the Contractor intends to utilize and to follow. |  | Item | 1 |  |  | 0 | 0 |  | 1010 | 1010 |  | 500 | 500 |  | 0 | 0 | 10000 | 10000 | 36000 | 36000
| Note | Note Details
2.138.88 | - | Method Statements
| Item Code | Description | Item Remarks | Unit of Measurement | Quantity/Base Price |  |  | Unit Price/Discount % (Excluding VAT) | Total |  | Unit Price/Discount % (Excluding VAT) | Total |  | Unit Price/Discount % (Excluding VAT) | Total |  | Unit Price/Discount % (Excluding VAT) | Total | Unit Price/Discount % (Excluding VAT) | Total | Unit Price/Discount % (Excluding VAT) | Total
2.138.89 | B1.43 | (*) The Contractor shall compile and submit a detailed schedule of method statements, as specified and as required by the Engineer. |  | Item | 1 |  |  | 0 | 0 |  | 1010 | 1010 |  | 500 | 500 |  | 0 | 0 | 0 | 0 | 36000 | 36000
| Note | Note Details
2.138.90 | - | Progress Photographs
| Item Code | Description | Item Remarks | Unit of Measurement | Quantity/Base Price |  |  | Unit Price/Discount % (Excluding VAT) | Total |  | Unit Price/Discount % (Excluding VAT) | Total |  | Unit Price/Discount % (Excluding VAT) | Total |  | Unit Price/Discount % (Excluding VAT) | Total | Unit Price/Discount % (Excluding VAT) | Total | Unit Price/Discount % (Excluding VAT) | Total
2.138.91 | B1.44 | (*) The Contractor shall arrange for monthly record photographs of Works as directed and specified by the Engineer. |  | Item | 1 |  |  | 0 | 0 |  | 3020 | 3020 |  | 500 | 500 |  | 0 | 0 | 10000 | 10000 | 24000 | 24000
| Note | Note Details
2.138.92 | - | Documents
| Item Code | Description | Item Remarks | Unit of Measurement | Quantity/Base Price |  |  | Unit Price/Discount % (Excluding VAT) | Total |  | Unit Price/Discount % (Excluding VAT) | Total |  | Unit Price/Discount % (Excluding VAT) | Total |  | Unit Price/Discount % (Excluding VAT) | Total | Unit Price/Discount % (Excluding VAT) | Total | Unit Price/Discount % (Excluding VAT) | Total
2.138.93 | B1.45 | (*) The Contractor shall supply all the Testing and Commissioning Certificates; Training materials; Health and Safety Plan; As Built Drawings; Keys and any necessary passwords or codes and any other documentation required in accordance with the Contract. |  | Item | 1 |  |  | 0 | 0 |  | 5040 | 5040 |  | 500 | 500 |  | 0 | 0 | 20000 | 20000 | 60000 | 60000
| Note | Note Details
2.138.94 | - | Reports and Records
| Item Code | Description | Item Remarks | Unit of Measurement | Quantity/Base Price |  |  | Unit Price/Discount % (Excluding VAT) | Total |  | Unit Price/Discount % (Excluding VAT) | Total |  | Unit Price/Discount % (Excluding VAT) | Total |  | Unit Price/Discount % (Excluding VAT) | Total | Unit Price/Discount % (Excluding VAT) | Total | Unit Price/Discount % (Excluding VAT) | Total
2.138.95 | B1.46 | (*) During the progress of the Works, records of all details and dimensions of the Works as constructed and shall at any time, submit such records to the Engineer as he may require. |  | Item | 1 |  |  | 0 | 0 |  | 10070 | 10070 |  | 500 | 500 |  | 0 | 0 | 0 | 0 | 36000 | 36000
| Note | Note Details
2.138.96 | - | In addition to those records which are specifically required by the Specification (e.g. test cubes of concrete, air temperature, etc.,) a site record shall be kept of the completion dates of the various works in each trade, with particular reference to work which requires time for drying out, such as solid backgrounds which receive insitu screeds and finishing's, including the completion time of the individual layers of each application. (continued)
| Item Code | Description | Item Remarks | Unit of Measurement | Quantity/Base Price |  |  | Unit Price/Discount % (Excluding VAT) | Total |  | Unit Price/Discount % (Excluding VAT) | Total |  | Unit Price/Discount % (Excluding VAT) | Total |  | Unit Price/Discount % (Excluding VAT) | Total | Unit Price/Discount % (Excluding VAT) | Total | Unit Price/Discount % (Excluding VAT) | Total
2.138.97 | B1.47 | (*) (continuation) The Contractor shall arrange for the original to be signed by the Engineer each calendar month, and for a copy to be issued to the Engineer at site meetings. |  | Item | 1 |  |  | 0 | 0 |  | 5040 | 5040 |  | 500 | 500 |  | 0 | 0 | 0 | 0 | 36000 | 36000
| Note | Note Details
2.138.98 | - | Contract Documents
| Item Code | Description | Item Remarks | Unit of Measurement | Quantity/Base Price |  |  | Unit Price/Discount % (Excluding VAT) | Total |  | Unit Price/Discount % (Excluding VAT) | Total |  | Unit Price/Discount % (Excluding VAT) | Total |  | Unit Price/Discount % (Excluding VAT) | Total | Unit Price/Discount % (Excluding VAT) | Total | Unit Price/Discount % (Excluding VAT) | Total
2.138.99 | B1.48 | (*) The Contractor shall submit to Engineer / Employer with 3 sets (colored) hard copy and 5 CDs of scanned copy of the complete Contract Documents within 5 days of receipt of the fully signed Contract. |  | Item | 1 |  |  | 0 | 0 |  | 2010 | 2010 |  | 500 | 500 |  | 0 | 0 | 0 | 0 | 10000 | 10000
| Note | Note Details
2.138.100 | - | Preventive Maintenance During Defects Notification Period
| Item Code | Description | Item Remarks | Unit of Measurement | Quantity/Base Price |  |  | Unit Price/Discount % (Excluding VAT) | Total |  | Unit Price/Discount % (Excluding VAT) | Total |  | Unit Price/Discount % (Excluding VAT) | Total |  | Unit Price/Discount % (Excluding VAT) | Total | Unit Price/Discount % (Excluding VAT) | Total | Unit Price/Discount % (Excluding VAT) | Total
2.138.101 | B1.49 | (*) Allow for complete preventive maintenance during Defects Notification Period for all Civil & Electro-Mechanical works as per the Contract. |  | Item | 1 |  |  | 0 | 0 |  | 10070 | 10070 |  | 500 | 500 |  | 0 | 0 | 60000 | 60000 | 180000 | 180000
| Note | Note Details
2.138.102 | - | Geotechnical and Geophysical surveys
| Item Code | Description | Item Remarks | Unit of Measurement | Quantity/Base Price |  |  | Unit Price/Discount % (Excluding VAT) | Total |  | Unit Price/Discount % (Excluding VAT) | Total |  | Unit Price/Discount % (Excluding VAT) | Total |  | Unit Price/Discount % (Excluding VAT) | Total | Unit Price/Discount % (Excluding VAT) | Total | Unit Price/Discount % (Excluding VAT) | Total
2.138.103 | B1.50 | (*) The contractor shall be responsible for conducting on-site evaluation and Geotechnical and Geophysical surveys as per the specification and as required by the Engineer, including but not limited to test boring, site samples etc. The contractor shall supply all reports, documents, samples, etc. relevant to this work to the Engineer according to Specification and Drawings. |  | Item | 1 |  |  | 0 | 0 |  | 45340 | 45340 |  | 100000 | 100000 |  | 0 | 0 | 40000 | 40000 | 109800 | 109800
| Note | Note Details
2.138.104 | - | Estidama Compliance
| Item Code | Description | Item Remarks | Unit of Measurement | Quantity/Base Price |  |  | Unit Price/Discount % (Excluding VAT) | Total |  | Unit Price/Discount % (Excluding VAT) | Total |  | Unit Price/Discount % (Excluding VAT) | Total |  | Unit Price/Discount % (Excluding VAT) | Total | Unit Price/Discount % (Excluding VAT) | Total | Unit Price/Discount % (Excluding VAT) | Total
2.138.105 | B1.51 | (*) The Contractor should comply with all requirements to ensure the achievement of required Pearl certification level using the Estidama Pearl Building Rating system. This requires that the Contractor be familiar with the mandatory and targeted credit requirements through the Estidama Design Rating submission. Estidama Design rating documentation to be furnished upon award of the Contract. The Contractor is responsible for all documentation required as part of the Estidama Construction Rating submission. |  | Item | 1 |  |  | 0 | 0 |  | 18710 | 18710 |  | 50574 | 50574 |  | 0 | 0 | 120000 | 120000 | 80000 | 80000
| Note | Note Details
2.138.106 | - | Permanent Utility Connections
| Item Code | Description | Item Remarks | Unit of Measurement | Quantity/Base Price |  |  | Unit Price/Discount % (Excluding VAT) | Total |  | Unit Price/Discount % (Excluding VAT) | Total |  | Unit Price/Discount % (Excluding VAT) | Total |  | Unit Price/Discount % (Excluding VAT) | Total | Unit Price/Discount % (Excluding VAT) | Total | Unit Price/Discount % (Excluding VAT) | Total
2.138.107 | B1.52 | (*) Allow for connections to Authorities and Service Providers' utility services tie-in points including payment of fees, charges, coordination and related civil works, etc. |  | Item | 1 |  |  | 0 | 0 |  | 55410 | 55410 |  | 50000 | 50000 |  | 0 | 0 | 40000 | 40000 | 100000 | 100000
| Note | Note Details
2.138.108 | - | Contractor's Adjustment
| Item Code | Description | Item Remarks | Unit of Measurement | Quantity/Base Price |  |  | Unit Price/Discount % (Excluding VAT) | Total |  | Unit Price/Discount % (Excluding VAT) | Total |  | Unit Price/Discount % (Excluding VAT) | Total |  | Unit Price/Discount % (Excluding VAT) | Total | Unit Price/Discount % (Excluding VAT) | Total | Unit Price/Discount % (Excluding VAT) | Total
2.138.109 | B1.53 | (*) Contractor may price here any items which has been shown in the drawings or any other documents but overlooked or not specifically mentioned inthe schedule of items and is necessary for the satisfactory completion of the Works. Should the Contractor fail to insert any item here, it will be deemed that Lump Sum Contract Price includes all such items and no claims for additional items will be entertained. |  | Item | 1 |  |  | 0 | 0 |  | 0 | 0 |  | 0 | 0 |  | 0 | 0 | 0 | 0 | 0 | 0
| Note | Note Details
2.138.110 | - | Please attach one PDF file to be named "Additional Items for (insert bill no/name & Section No/name)" for the details of these additional items in the additional attachment area at the end of the BOQ.
2.139 PPS-ADM: BILL NO 02 - ADMINISTRATION BUILDING | [6 empty] | 2031103.5 |  | 2417910 |  | 0 (out of 0) | 3821191.98 |  | 0 (out of 0) | 4316896 |  | 0 (out of 0) | 10317592.06 | 0 (out of 0) | 5408838.48 | 0 (out of 0) | 4598872
2.140 PPS-ADM: B2-01 SITE WORK | [6 empty] | 45598 | 6 (out of 6) | 59046 |  | 6 (out of 6) | 120607.44 |  | 6 (out of 6) | 47194 |  | 6 (out of 6) | 60779 | 6 (out of 6) | 123371.51 | 6 (out of 6) | 161467
| Note | Note Details
2.140.1 | - | Site preparation
| Item Code | Description | Item Remarks | Unit of Measurement | Quantity/Base Price |  |  | Unit Price/Discount % (Excluding VAT) | Total |  | Unit Price/Discount % (Excluding VAT) | Total |  | Unit Price/Discount % (Excluding VAT) | Total |  | Unit Price/Discount % (Excluding VAT) | Total | Unit Price/Discount % (Excluding VAT) | Total | Unit Price/Discount % (Excluding VAT) | Total
2.140.2 | B2.1.1 | (*) Site Preparation |  | m2 | 500 |  |  | 5 | 2500 |  | 28.5 | 14250 |  | 10 | 5000 |  | 10 | 5000 | 9.59 | 4795 | 50 | 25000
| Note | Note Details
2.140.3 | - | Excavation
| Item Code | Description | Item Remarks | Unit of Measurement | Quantity/Base Price |  |  | Unit Price/Discount % (Excluding VAT) | Total |  | Unit Price/Discount % (Excluding VAT) | Total |  | Unit Price/Discount % (Excluding VAT) | Total |  | Unit Price/Discount % (Excluding VAT) | Total | Unit Price/Discount % (Excluding VAT) | Total | Unit Price/Discount % (Excluding VAT) | Total
2.140.4 | B2.1.2 | (*) Pit excavation to receive foundation bases depth 1.5 m |  | m3 | 990 |  |  | 18 | 17820 |  | 45.6 | 45144 |  | 15 | 14850 |  | 28 | 27720 | 41.95 | 41530.5 | 40 | 39600
| Note | Note Details
2.140.5 | - | Disposal of excavated materials
2.140.6 | - | Remove surplus unsuitable excavated materials within site without compacting .
| Item Code | Description | Item Remarks | Unit of Measurement | Quantity/Base Price |  |  | Unit Price/Discount % (Excluding VAT) | Total |  | Unit Price/Discount % (Excluding VAT) | Total |  | Unit Price/Discount % (Excluding VAT) | Total |  | Unit Price/Discount % (Excluding VAT) | Total | Unit Price/Discount % (Excluding VAT) | Total | Unit Price/Discount % (Excluding VAT) | Total
2.140.7 | B2.1.3 | (*) Spread surplus within site |  | Item | 1 |  |  | 19796 | 19796 |  | 17100 | 17100 |  | 6100 | 6100 |  | 3874 | 3874 | 29664.39 | 29664.39 | 30000 | 30000
| Note | Note Details
2.140.8 | - | Filling
| Item Code | Description | Item Remarks | Unit of Measurement | Quantity/Base Price |  |  | Unit Price/Discount % (Excluding VAT) | Total |  | Unit Price/Discount % (Excluding VAT) | Total |  | Unit Price/Discount % (Excluding VAT) | Total |  | Unit Price/Discount % (Excluding VAT) | Total | Unit Price/Discount % (Excluding VAT) | Total | Unit Price/Discount % (Excluding VAT) | Total
2.140.9 | B2.1.4 | (*) Selected fill from excavated materials all in accordance with the Specifications |  | m3 | 841 |  |  | 18 | 15138 |  | 45.6 | 38349.6 |  | 20 | 16820 |  | 25 | 21025 | 52.74 | 44354.34 | 75 | 63075
| Note | Note Details
2.140.10 | - | Anti Treatment
2.140.11 | - | Allow for termite control; prepare and apply anti-termite treatment; all in accordance with the Specifications and subject to the Contractor's approval
| Item Code | Description | Item Remarks | Unit of Measurement | Quantity/Base Price |  |  | Unit Price/Discount % (Excluding VAT) | Total |  | Unit Price/Discount % (Excluding VAT) | Total |  | Unit Price/Discount % (Excluding VAT) | Total |  | Unit Price/Discount % (Excluding VAT) | Total | Unit Price/Discount % (Excluding VAT) | Total | Unit Price/Discount % (Excluding VAT) | Total
2.140.12 | B2.1.5 | (*) To horizontal and vertical surfaces |  | m2 | 632 |  |  | 6 | 3792 |  | 9.12 | 5763.84 |  | 7 | 4424 |  | 5 | 3160 | 4.79 | 3027.28 | 6 | 3792
| Note | Note Details
2.140.13 | - | Additional items
| Item Code | Description | Item Remarks | Unit of Measurement | Quantity/Base Price |  |  | Unit Price/Discount % (Excluding VAT) | Total |  | Unit Price/Discount % (Excluding VAT) | Total |  | Unit Price/Discount % (Excluding VAT) | Total |  | Unit Price/Discount % (Excluding VAT) | Total | Unit Price/Discount % (Excluding VAT) | Total | Unit Price/Discount % (Excluding VAT) | Total
2.140.14 | AI | (*) Contractor may price here any items which has been shown in the Contract drawings or any other Contract Documents but overlooked or not specifically mentioned inthe schedule of items and is necessary for the satisfactory completion of the Works. Should the Contractor fail to insert any item here, it will be deemed that lump sum Contract Price includes all such items and no claims for additional items will be entertained. |  | Item | 1 |  |  | 0 | 0 |  | 0 | 0 |  | 0 | 0 |  | 0 | 0 | 0 | 0 | 0 | 0
| Note | Note Details
2.140.15 | - | Please attach one PDF file to be named "Additional Items for (insert bill no/name & Section No/name)" for the details of these additional items in the additional attachment area at the end of the BOQ.
2.141 PPS-ADM: B2-02 CONCRETE WORK | [6 empty] | 445768 | 15 (out of 15) | 512496 |  | 15 (out of 15) | 696312 |  | 15 (out of 15) | 496585 |  | 15 (out of 15) | 505743 | 15 (out of 15) | 724249.47 | 15 (out of 15) | 562600
| Note | Note Details
2.141.1 | - | SUBSTRUCTURE
2.141.2 | - | Poured Concrete
2.141.3 | - | Plain concrete (20 N/mm2) as per specifications and drawings.
| Item Code | Description | Item Remarks | Unit of Measurement | Quantity/Base Price |  |  | Unit Price/Discount % (Excluding VAT) | Total |  | Unit Price/Discount % (Excluding VAT) | Total |  | Unit Price/Discount % (Excluding VAT) | Total |  | Unit Price/Discount % (Excluding VAT) | Total | Unit Price/Discount % (Excluding VAT) | Total | Unit Price/Discount % (Excluding VAT) | Total
2.141.4 | B2.2.1 | (*) Blinding; 50 mm thick |  | m3 | 25 |  |  | 460 | 11500 |  | 798 | 19950 |  | 385 | 9625 |  | 413 | 10325 | 496.2 | 12405 | 600 | 15000
2.141.5 | B2.2.2 | (*) Blinding; 100 mm thick |  | m3 | 14 |  |  | 23 | 322 |  | 798 | 11172 |  | 385 | 5390 |  | 413 | 5782 | 496.2 | 6946.8 | 600 | 8400
| Note | Note Details
2.141.6 | - | Reinforcment Concrete (40 N/mm2) in Type I SRC cement including all shuttering,supportsand all related works as per specifications and drawings.
| Item Code | Description | Item Remarks | Unit of Measurement | Quantity/Base Price |  |  | Unit Price/Discount % (Excluding VAT) | Total |  | Unit Price/Discount % (Excluding VAT) | Total |  | Unit Price/Discount % (Excluding VAT) | Total |  | Unit Price/Discount % (Excluding VAT) | Total | Unit Price/Discount % (Excluding VAT) | Total | Unit Price/Discount % (Excluding VAT) | Total
2.141.7 | B2.2.3 | (*) Footing |  | m3 | 48 |  |  | 1334 | 64032 |  | 1710 | 82080 |  | 985 | 47280 |  | 951 | 45648 | 1549.74 | 74387.52 | 1300 | 62400
2.141.8 | B2.2.4 | (*) Grade beams |  | m3 | 46 |  |  | 1440 | 66240 |  | 1710 | 78660 |  | 1365 | 62790 |  | 1398 | 64308 | 2174.19 | 100012.74 | 1600 | 73600
2.141.9 | B2.2.5 | (*) Columns neck |  | m3 | 6 |  |  | 1479 | 8874 |  | 1710 | 10260 |  | 2050 | 12300 |  | 2655 | 15930 | 2475.03 | 14850.18 | 1900 | 11400
2.141.10 | B2.2.6 | (*) Grade slab; 150 mm thick |  | m3 | 77 |  |  | 1149 | 88473 |  | 1710 | 131670 |  | 700 | 53900 |  | 567 | 43659 | 835.4 | 64325.8 | 1200 | 92400
2.141.11 | B2.2.7 | (*) Step & Ramp |  | m3 | 11 |  |  | 1215 | 13365 |  | 1710 | 18810 |  | 1000 | 11000 |  | 1329 | 14619 | 835.4 | 9189.4 | 1300 | 14300
| Note | Note Details
2.141.12 | - | SUPER STRUCTURE
2.141.13 | - | Reinforcmen Concrete (40 N/mm2) in Type I OPC cement including all shuttering,supportsand all related works as per specifications and drawings.
| Item Code | Description | Item Remarks | Unit of Measurement | Quantity/Base Price |  |  | Unit Price/Discount % (Excluding VAT) | Total |  | Unit Price/Discount % (Excluding VAT) | Total |  | Unit Price/Discount % (Excluding VAT) | Total |  | Unit Price/Discount % (Excluding VAT) | Total | Unit Price/Discount % (Excluding VAT) | Total | Unit Price/Discount % (Excluding VAT) | Total
2.141.14 | B2.2.8 | (*) Columns |  | m3 | 12 |  |  | 1460 | 17520 |  | 1710 | 20520 |  | 2375 | 28500 |  | 2116 | 25392 | 3004.79 | 36057.48 | 1600 | 19200
2.141.15 | B2.2.9 | (*) Drop Beams |  | m3 | 10 |  |  | 1447 | 14470 |  | 1710 | 17100 |  | 2000 | 20000 |  | 1992 | 19920 | 2798.64 | 27986.4 | 1500 | 15000
2.141.16 | B2.2.10 | (*) Solid slab 280 mm thick -RF |  | m3 | 136 |  |  | 1328 | 180608 |  | 1710 | 232560 |  | 1250 | 170000 |  | 1405 | 191080 | 2196.96 | 298786.56 | 1400 | 190400
2.141.17 | B2.2.11 | (*) Parapet |  | m3 | 23 |  |  | 1328 | 30544 |  | 1710 | 39330 |  | 1400 | 32200 |  | 1914 | 44022 | 2798.64 | 64368.72 | 1500 | 34500
2.141.18 | B2.2.12 | (*) Equipment foundation |  | Item | 1 |  |  | 12742 | 12742 |  | 25080 | 25080 |  | 30000 | 30000 |  | 3548 | 3548 | 1549.74 | 1549.74 | 10000 | 10000
2.141.19 | B2.2.13 | (*) Lintels |  | m3 | 2 |  |  | 1328 | 2656 |  | 1710 | 3420 |  | 1800 | 3600 |  | 2130 | 4260 | 2196.96 | 4393.92 | 3000 | 6000
| Note | Note Details
2.141.20 | - | Sundries
| Item Code | Description | Item Remarks | Unit of Measurement | Quantity/Base Price |  |  | Unit Price/Discount % (Excluding VAT) | Total |  | Unit Price/Discount % (Excluding VAT) | Total |  | Unit Price/Discount % (Excluding VAT) | Total |  | Unit Price/Discount % (Excluding VAT) | Total | Unit Price/Discount % (Excluding VAT) | Total | Unit Price/Discount % (Excluding VAT) | Total
2.141.21 | B2.2.14 | (*) Expansion joints; all in accordance with the Specifications |  | Item | 1 |  |  | 1150 | 1150 |  | 5700 | 5700 |  | 10000 | 10000 |  | 17250 | 17250 | 8989.21 | 8989.21 | 10000 | 10000
| Note | Note Details
2.141.22 | - | Additional items
| Item Code | Description | Item Remarks | Unit of Measurement | Quantity/Base Price |  |  | Unit Price/Discount % (Excluding VAT) | Total |  | Unit Price/Discount % (Excluding VAT) | Total |  | Unit Price/Discount % (Excluding VAT) | Total |  | Unit Price/Discount % (Excluding VAT) | Total | Unit Price/Discount % (Excluding VAT) | Total | Unit Price/Discount % (Excluding VAT) | Total
2.141.23 | AI | (*) Contractor may price here any items which has been shown in the Contract drawings or any other Contract Documents but overlooked or not specifically mentioned inthe schedule of items and is necessary for the satisfactory completion of the Works. Should the Contractor fail to insert any item here, it will be deemed that lump sum Contract Price includes all such items and no claims for additional items will be entertained. |  | Item | 1 |  |  | 0 | 0 |  | 0 | 0 |  | 0 | 0 |  | 0 | 0 | 0 | 0 | 0 | 0
| Note | Note Details
2.141.24 | - | Please attach one PDF file to be named "Additional Items for (insert bill no/name & Section No/name)" for the details of these additional items in the additional attachment area at the end of the BOQ.
2.142 PPS-ADM: B2-03 MASONRY | [6 empty] | 76230 | 5 (out of 5) | 67118 |  | 5 (out of 5) | 112119 |  | 5 (out of 5) | 67120 |  | 5 (out of 5) | 87785 | 5 (out of 5) | 100476.13 | 5 (out of 5) | 103400
| Note | Note Details
2.142.1 | - | Block Walls
2.142.2 | - | Thermal concrete masonry units bedded and jointed in cement including mortar including concrete filling, wall ties, bed joints, reinforcement metal lath (where required), head restraint,anchors, and column stiffeners; including all necessary accessories; as shown on Drawing all in accordance with the Specifications
| Item Code | Description | Item Remarks | Unit of Measurement | Quantity/Base Price |  |  | Unit Price/Discount % (Excluding VAT) | Total |  | Unit Price/Discount % (Excluding VAT) | Total |  | Unit Price/Discount % (Excluding VAT) | Total |  | Unit Price/Discount % (Excluding VAT) | Total | Unit Price/Discount % (Excluding VAT) | Total | Unit Price/Discount % (Excluding VAT) | Total
2.142.3 | B2.3.1 | (*) 250 mm thick External Solid Block walls |  | m2 | 221 |  |  | 110 | 24310 |  | 159.6 | 35271.6 |  | 120 | 26520 |  | 187 | 41327 | 140.23 | 30990.83 | 200 | 44200
| Note | Note Details
2.142.4 | - | Concrete masonry units bedded and jointed in cement including mortar including concrete filling, wall ties, bed joints, reinforcement metal lath (where required), head restraint,anchors, and column stiffeners; including all necessary accessories; as shown on Drawing all in accordance with the Specifications
| Item Code | Description | Item Remarks | Unit of Measurement | Quantity/Base Price |  |  | Unit Price/Discount % (Excluding VAT) | Total |  | Unit Price/Discount % (Excluding VAT) | Total |  | Unit Price/Discount % (Excluding VAT) | Total |  | Unit Price/Discount % (Excluding VAT) | Total | Unit Price/Discount % (Excluding VAT) | Total | Unit Price/Discount % (Excluding VAT) | Total
2.142.5 | B2.3.2 | (*) 100 mm thick Internal Hollow Block walls |  | m2 | 268 |  |  | 72 | 19296 |  | 136.8 | 36662.4 |  | 67 | 17956 |  | 75 | 20100 | 113.86 | 30514.48 | 90 | 24120
2.142.6 | B2.3.3 | (*) 200 mm thick Internal Hollow Block walls |  | m2 | 228 |  |  | 79 | 18012 |  | 142.5 | 32490 |  | 73 | 16644 |  | 86 | 19608 | 135.44 | 30880.32 | 110 | 25080
2.142.7 | B2.3.4 | (*) 250 mm thick Solid Block |  | m2 | 50 |  |  | 110 | 5500 |  | 153.9 | 7695 |  | 120 | 6000 |  | 135 | 6750 | 161.81 | 8090.5 | 200 | 10000
| Note | Note Details
2.142.8 | - | Additional items
| Item Code | Description | Item Remarks | Unit of Measurement | Quantity/Base Price |  |  | Unit Price/Discount % (Excluding VAT) | Total |  | Unit Price/Discount % (Excluding VAT) | Total |  | Unit Price/Discount % (Excluding VAT) | Total |  | Unit Price/Discount % (Excluding VAT) | Total | Unit Price/Discount % (Excluding VAT) | Total | Unit Price/Discount % (Excluding VAT) | Total
2.142.9 | AI | (*) Contractor may price here any items which has been shown in the Contract drawings or any other Contract Documents but overlooked or not specifically mentioned inthe schedule of items and is necessary for the satisfactory completion of the Works. Should the Contractor fail to insert any item here, it will be deemed that lump sum Contract Price includes all such items and no claims for additional items will be entertained. |  | Item | 1 |  |  | 0 | 0 |  | 0 | 0 |  | 0 | 0 |  | 0 | 0 | 0 | 0 | 0 | 0
| Note | Note Details
2.142.10 | - | Please attach one PDF file to be named "Additional Items for (insert bill no/name & Section No/name)" for the details of these additional items in the additional attachment area at the end of the BOQ.
2.143 PPS-ADM: B2-04 METAL WORK | [6 empty] | 133077.5 | 7 (out of 7) | 102575 |  | 7 (out of 7) | 109953 |  | 7 (out of 7) | 158350 |  | 7 (out of 7) | 146432 | 7 (out of 7) | 151977.29 | 7 (out of 7) | 306100
| Note | Note Details
2.143.1 | - | Structural Steel work
2.143.2 | - | Supply and installation of Entrance Canopy including all accessories,fixing etc. all complete as detailed on drawing and engineer approval
| Item Code | Description | Item Remarks | Unit of Measurement | Quantity/Base Price |  |  | Unit Price/Discount % (Excluding VAT) | Total |  | Unit Price/Discount % (Excluding VAT) | Total |  | Unit Price/Discount % (Excluding VAT) | Total |  | Unit Price/Discount % (Excluding VAT) | Total | Unit Price/Discount % (Excluding VAT) | Total | Unit Price/Discount % (Excluding VAT) | Total
2.143.3 | B2.4.1 | (*) Entrance Canopy (aluminium cladding measured separately) |  | m2 | 41 |  |  | 1100 | 45100 |  | 1368 | 56088 |  | 650 | 26650 |  | 1380 | 56580 | 958.85 | 39312.85 | 4000 | 164000
2.143.4 | B2.4.2 | (*) Aluminum cladding for canopy and entrance |  | m2 | 58 |  |  | 495 | 28710 |  | 456 | 26448 |  | 500 | 29000 |  | 518 | 30044 | 779.06 | 45185.48 | 800 | 46400
| Note | Note Details
2.143.5 | - | Railing
2.143.6 | - | Supply and installation of Powder coated aluminium railing including all accessories,fixing etc. all complete as detailed on drawing and engineer approval
| Item Code | Description | Item Remarks | Unit of Measurement | Quantity/Base Price |  |  | Unit Price/Discount % (Excluding VAT) | Total |  | Unit Price/Discount % (Excluding VAT) | Total |  | Unit Price/Discount % (Excluding VAT) | Total |  | Unit Price/Discount % (Excluding VAT) | Total | Unit Price/Discount % (Excluding VAT) | Total | Unit Price/Discount % (Excluding VAT) | Total
2.143.7 | B2.4.3 | (*) Powder coated alum External Rail floor mounted |  | m | 7 |  |  | 605 | 4235 |  | 798 | 5586 |  | 920 | 6440 |  | 748 | 5236 | 958.85 | 6711.95 | 3500 | 24500
2.143.8 | B2.4.4 | (*) Powder coated alum External Rail wall mounted |  | m | 6 |  |  | 660 | 3960 |  | 399 | 2394 |  | 700 | 4200 |  | 748 | 4488 | 359.57 | 2157.42 | 800 | 4800
2.143.9 | B2.4.5 | (*) Ablution rail |  | m | 3 |  |  | 990 | 2970 |  | 399 | 1197 |  | 820 | 2460 |  | 748 | 2244 | 359.57 | 1078.71 | 800 | 2400
| Note | Note Details
2.143.10 | - | Lockers
| Item Code | Description | Item Remarks | Unit of Measurement | Quantity/Base Price |  |  | Unit Price/Discount % (Excluding VAT) | Total |  | Unit Price/Discount % (Excluding VAT) | Total |  | Unit Price/Discount % (Excluding VAT) | Total |  | Unit Price/Discount % (Excluding VAT) | Total | Unit Price/Discount % (Excluding VAT) | Total | Unit Price/Discount % (Excluding VAT) | Total
2.143.11 | B2.4.6 | (*) Supply and fix metal lockers |  | m2 | 32 |  |  | 550 | 17600 |  | 570 | 18240 |  | 2800 | 89600 |  | 1495 | 47840 | 1797.84 | 57530.88 | 2000 | 64000
| Note | Note Details
2.143.12 | - | Additional items
| Item Code | Description | Item Remarks | Unit of Measurement | Quantity/Base Price |  |  | Unit Price/Discount % (Excluding VAT) | Total |  | Unit Price/Discount % (Excluding VAT) | Total |  | Unit Price/Discount % (Excluding VAT) | Total |  | Unit Price/Discount % (Excluding VAT) | Total | Unit Price/Discount % (Excluding VAT) | Total | Unit Price/Discount % (Excluding VAT) | Total
2.143.13 | AI | (*) Contractor may price here any items which has been shown in the Contract drawings or any other Contract Documents but overlooked or not specifically mentioned inthe schedule of items and is necessary for the satisfactory completion of the Works. Should the Contractor fail to insert any item here, it will be deemed that lump sum Contract Price includes all such items and no claims for additional items will be entertained. |  | Item | 1 |  |  | 0 | 0 |  | 0 | 0 |  | 0 | 0 |  | 0 | 0 | 0 | 0 | 0 | 0
| Note | Note Details
2.143.14 | - | Please attach one PDF file to be named "Additional Items for (insert bill no/name & Section No/name)" for the details of these additional items in the additional attachment area at the end of the BOQ.
2.144 PPS-ADM: B2-05 THERMAL AND MOISTURE PROTECTION | [6 empty] | 122731 | 8 (out of 8) | 162217 |  | 8 (out of 8) | 269702.34 |  | 8 (out of 8) | 162817 |  | 8 (out of 8) | 212461 | 8 (out of 8) | 328097.86 | 8 (out of 8) | 212330
| Note | Note Details
2.144.1 | - | Waterproofing courses
2.144.2 | - | Waterproofing system for the substructure, bitumen paint as per drawings and specifications.
| Item Code | Description | Item Remarks | Unit of Measurement | Quantity/Base Price |  |  | Unit Price/Discount % (Excluding VAT) | Total |  | Unit Price/Discount % (Excluding VAT) | Total |  | Unit Price/Discount % (Excluding VAT) | Total |  | Unit Price/Discount % (Excluding VAT) | Total | Unit Price/Discount % (Excluding VAT) | Total | Unit Price/Discount % (Excluding VAT) | Total
2.144.3 | B2.5.1 | (*) To horizontal and vertical areas |  | m2 | 1132 |  |  | 10 | 11320 |  | 136.8 | 154857.6 |  | 10 | 11320 |  | 72 | 81504 | 104.27 | 118033.64 | 35 | 39620
| Note | Note Details
2.144.4 | - | 1000 Gauge Polythene Sheet, all in accordance with the Specifications
| Item Code | Description | Item Remarks | Unit of Measurement | Quantity/Base Price |  |  | Unit Price/Discount % (Excluding VAT) | Total |  | Unit Price/Discount % (Excluding VAT) | Total |  | Unit Price/Discount % (Excluding VAT) | Total |  | Unit Price/Discount % (Excluding VAT) | Total | Unit Price/Discount % (Excluding VAT) | Total | Unit Price/Discount % (Excluding VAT) | Total
2.144.5 | B2.5.2 | (*) To horizontal areas |  | m2 | 633 |  |  | 5 | 3165 |  | 13.68 | 8659.44 |  | 7 | 4431 |  | 4 | 2532 | 4.44 | 2810.52 | 35 | 22155
| Note | Note Details
2.144.6 | - | Supply and Apply isolation joints as per drawings ,specifications
| Item Code | Description | Item Remarks | Unit of Measurement | Quantity/Base Price |  |  | Unit Price/Discount % (Excluding VAT) | Total |  | Unit Price/Discount % (Excluding VAT) | Total |  | Unit Price/Discount % (Excluding VAT) | Total |  | Unit Price/Discount % (Excluding VAT) | Total | Unit Price/Discount % (Excluding VAT) | Total | Unit Price/Discount % (Excluding VAT) | Total
2.144.7 | B2.5.3 | (*) 12mm Isolation joints of grade slabs |  | m | 457 |  |  | 22 | 10054 |  | 11.4 | 5209.8 |  | 10 | 4570 |  | 22 | 10054 | 148.62 | 67919.34 | 35 | 15995
| Note | Note Details
2.144.8 | - | Waterproofing system for roofing
2.144.9 | - | Supply and apply waterproofing system for roof as per drawings ,specifications
| Item Code | Description | Item Remarks | Unit of Measurement | Quantity/Base Price |  |  | Unit Price/Discount % (Excluding VAT) | Total |  | Unit Price/Discount % (Excluding VAT) | Total |  | Unit Price/Discount % (Excluding VAT) | Total |  | Unit Price/Discount % (Excluding VAT) | Total | Unit Price/Discount % (Excluding VAT) | Total | Unit Price/Discount % (Excluding VAT) | Total
2.144.10 | B2.5.4 | (*) Combo Roof System As shown in the drawings. |  | m2 | 468 |  |  | 275 | 128700 |  | 171 | 80028 |  | 275 | 128700 |  | 242 | 113256 | 251.7 | 117795.6 | 250 | 117000
2.144.11 | B2.5.5 | (*) Roof Waterproofing skirting |  | m | 128 |  |  | 28 | 3584 |  | 68.4 | 8755.2 |  | 70 | 8960 |  | 0 | 0 | 89.89 | 11505.92 | 50 | 6400
| Note | Note Details
2.144.12 | - | Waterproofing for wet areas
2.144.13 | - | Waterproofing system for wet areas, 1.5mm thick seamless water proofing membrane
| Item Code | Description | Item Remarks | Unit of Measurement | Quantity/Base Price |  |  | Unit Price/Discount % (Excluding VAT) | Total |  | Unit Price/Discount % (Excluding VAT) | Total |  | Unit Price/Discount % (Excluding VAT) | Total |  | Unit Price/Discount % (Excluding VAT) | Total | Unit Price/Discount % (Excluding VAT) | Total | Unit Price/Discount % (Excluding VAT) | Total
2.144.14 | B2.5.6 | (*) wet area Waterproofing |  | m2 | 93 |  |  | 36 | 3348 |  | 114 | 10602 |  | 30 | 2790 |  | 55 | 5115 | 53.94 | 5016.42 | 85 | 7905
| Note | Note Details
2.144.15 | - | Protection screed; sand and cement screed; all in accordance with the Specifications
| Item Code | Description | Item Remarks | Unit of Measurement | Quantity/Base Price |  |  | Unit Price/Discount % (Excluding VAT) | Total |  | Unit Price/Discount % (Excluding VAT) | Total |  | Unit Price/Discount % (Excluding VAT) | Total |  | Unit Price/Discount % (Excluding VAT) | Total | Unit Price/Discount % (Excluding VAT) | Total | Unit Price/Discount % (Excluding VAT) | Total
2.144.16 | B2.5.7 | (*) To horizontal areas; 30 mm thick |  | m2 | 93 |  |  | 22 | 2046 |  | 17.1 | 1590.3 |  | 22 | 2046 |  | 0 | 0 | 53.94 | 5016.42 | 35 | 3255
| Note | Note Details
2.144.17 | - | Additional items
| Item Code | Description | Item Remarks | Unit of Measurement | Quantity/Base Price |  |  | Unit Price/Discount % (Excluding VAT) | Total |  | Unit Price/Discount % (Excluding VAT) | Total |  | Unit Price/Discount % (Excluding VAT) | Total |  | Unit Price/Discount % (Excluding VAT) | Total | Unit Price/Discount % (Excluding VAT) | Total | Unit Price/Discount % (Excluding VAT) | Total
2.144.18 | AI | (*) Contractor may price here any items which has been shown in the Contract drawings or any other Contract Documents but overlooked or not specifically mentioned inthe schedule of items and is necessary for the satisfactory completion of the Works. Should the Contractor fail to insert any item here, it will be deemed that lump sum Contract Price includes all such items and no claims for additional items will be entertained. |  | Item | 1 |  |  | 0 | 0 |  | 0 | 0 |  | 0 | 0 |  | 0 | 0 | 0 | 0 | 0 | 0
| Note | Note Details
2.144.19 | - | Please attach one PDF file to be named "Additional Items for (insert bill no/name & Section No/name)" for the details of these additional items in the additional attachment area at the end of the BOQ.
2.145 PPS-ADM: B2-06 DOORS AND WINDOWS | [6 empty] | 145156 | 14 (out of 14) | 158837 |  | 14 (out of 14) | 148713 |  | 14 (out of 14) | 262450 |  | 14 (out of 14) | 191234 | 14 (out of 14) | 310906.74 | 14 (out of 14) | 267500
| Note | Note Details
2.145.1 | - | Wooden Doors
2.145.2 | - | Supply and install solid mahogany wood door with polyutethane lacquer ,including frames, all accessories needed for installation as per mention in drawings & specifications
| Item Code | Description | Item Remarks | Unit of Measurement | Quantity/Base Price |  |  | Unit Price/Discount % (Excluding VAT) | Total |  | Unit Price/Discount % (Excluding VAT) | Total |  | Unit Price/Discount % (Excluding VAT) | Total |  | Unit Price/Discount % (Excluding VAT) | Total | Unit Price/Discount % (Excluding VAT) | Total | Unit Price/Discount % (Excluding VAT) | Total
2.145.3 | B2.6.1 | (*) Single Leaf solid mahogany Door,D3- 1.00 M x 2.20 M |  | No. | 6 |  |  | 3080 | 18480 |  | 3990 | 23940 |  | 11500 | 69000 |  | 3872 | 23232 | 6232.52 | 37395.12 | 3500 | 21000
2.145.4 | B2.6.2 | (*) Single Leaf solid mahogany Door,D4 -1.00 M x 2.20 M |  | No. | 4 |  |  | 3080 | 12320 |  | 3990 | 15960 |  | 11500 | 46000 |  | 3872 | 15488 | 6352.37 | 25409.48 | 4500 | 18000
2.145.5 | B2.6.3 | (*) Single Leaf solid mahogany Door,D6 -1.00 M x 2.20 M |  | No. | 3 |  |  | 3080 | 9240 |  | 3990 | 11970 |  | 11500 | 34500 |  | 3872 | 11616 | 6352.37 | 19057.11 | 4500 | 13500
| Note | Note Details
2.145.6 | - | Aluminum Glass Doors
2.145.7 | - | Supply and install powder coated aluminum glazed tinted outside and clear inside with aluminum frame ,including all accessories needed for installation as per mention in drawings & specifications
| Item Code | Description | Item Remarks | Unit of Measurement | Quantity/Base Price |  |  | Unit Price/Discount % (Excluding VAT) | Total |  | Unit Price/Discount % (Excluding VAT) | Total |  | Unit Price/Discount % (Excluding VAT) | Total |  | Unit Price/Discount % (Excluding VAT) | Total | Unit Price/Discount % (Excluding VAT) | Total | Unit Price/Discount % (Excluding VAT) | Total
2.145.8 | B2.6.4 | (*) D, size 2400mm x 2700mm glass entrance door |  | No. | 2 |  |  | 7841 | 15682 |  | 6840 | 13680 |  | 5700 | 11400 |  | 9979 | 19958 | 13423.89 | 26847.78 | 25000 | 50000
2.145.9 | B2.6.5 | (*) D1, size 1600mm x 2200mm glass door internal |  | No. | 1 |  |  | 4260 | 4260 |  | 3990 | 3990 |  | 3600 | 3600 |  | 5421 | 5421 | 8150.22 | 8150.22 | 10000 | 10000
2.145.10 | B2.6.6 | (*) D2, size 1000mm x 2200mm glass door internal |  | No. | 2 |  |  | 2662 | 5324 |  | 2280 | 4560 |  | 2700 | 5400 |  | 3388 | 6776 | 4554.53 | 9109.06 | 5000 | 10000
2.145.11 | B2.6.7 | (*) D2a, size 1100mm x 2200mm glass door internal |  | No. | 3 |  |  | 2929 | 8787 |  | 2394 | 7182 |  | 3400 | 10200 |  | 3727 | 11181 | 4914.1 | 14742.3 | 5500 | 16500
| Note | Note Details
2.145.12 | - | HPL Doors
2.145.13 | - | Supply and install powder coated aluminum frame and HPL door leaf ,including all accessories needed for installation as per mention in drawings & specifications
| Item Code | Description | Item Remarks | Unit of Measurement | Quantity/Base Price |  |  | Unit Price/Discount % (Excluding VAT) | Total |  | Unit Price/Discount % (Excluding VAT) | Total |  | Unit Price/Discount % (Excluding VAT) | Total |  | Unit Price/Discount % (Excluding VAT) | Total | Unit Price/Discount % (Excluding VAT) | Total | Unit Price/Discount % (Excluding VAT) | Total
2.145.14 | B2.6.8 | (*) D7, size 1000mm x 2200mm. HPL door internal |  | No. | 1 |  |  | 2200 | 2200 |  | 1140 | 1140 |  | 2200 | 2200 |  | 2178 | 2178 | 4674.39 | 4674.39 | 4000 | 4000
2.145.15 | B2.6.9 | (*) D8, size 800mm x 2000mm. HPL door internal |  | No. | 4 |  |  | 1760 | 7040 |  | 1140 | 4560 |  | 1600 | 6400 |  | 1584 | 6336 | 4314.82 | 17259.28 | 3500 | 14000
| Note | Note Details
2.145.16 | - | Supply and install powder coated aluminum Louver Doors including all accessories needed for installation as per mention in drawings & specifications
| Item Code | Description | Item Remarks | Unit of Measurement | Quantity/Base Price |  |  | Unit Price/Discount % (Excluding VAT) | Total |  | Unit Price/Discount % (Excluding VAT) | Total |  | Unit Price/Discount % (Excluding VAT) | Total |  | Unit Price/Discount % (Excluding VAT) | Total | Unit Price/Discount % (Excluding VAT) | Total | Unit Price/Discount % (Excluding VAT) | Total
2.145.17 | B2.6.10 | (*) D5, size 1000mm x 2200mm aluminum louver door |  | No. | 4 |  |  | 2541 | 10164 |  | 2052 | 8208 |  | 2100 | 8400 |  | 2662 | 10648 | 4554.53 | 18218.12 | 4000 | 16000
| Note | Note Details
2.145.18 | - | Windows
2.145.19 | - | Supply and install Power coated aluminum with double glass 6+12+6mm ,including all accessories needed for installation as per mention in drawings & specifications
| Item Code | Description | Item Remarks | Unit of Measurement | Quantity/Base Price |  |  | Unit Price/Discount % (Excluding VAT) | Total |  | Unit Price/Discount % (Excluding VAT) | Total |  | Unit Price/Discount % (Excluding VAT) | Total |  | Unit Price/Discount % (Excluding VAT) | Total | Unit Price/Discount % (Excluding VAT) | Total | Unit Price/Discount % (Excluding VAT) | Total
2.145.20 | B2.6.11 | (*) Powder coated aluminum with double glass 6+12+6mm size W1- 1.20 M x 1.60 M |  | No. | 15 |  |  | 2112 | 31680 |  | 1539 | 23085 |  | 2500 | 37500 |  | 2534 | 38010 | 4674.39 | 70115.85 | 3000 | 45000
2.145.21 | B2.6.12 | (*) Powder coated aluminum with double glass 6+12+6mm size W2- 0.80 M x 0.90 M |  | No. | 5 |  |  | 792 | 3960 |  | 855 | 4275 |  | 1250 | 6250 |  | 950 | 4750 | 2277.27 | 11386.35 | 1800 | 9000
2.145.22 | B2.6.13 | (*) Aluminium and glass partition at entrance (D is measured separately) |  | m2 | 27 |  |  | 1100 | 29700 |  | 969 | 26163 |  | 800 | 21600 |  | 1320 | 35640 | 1797.84 | 48541.68 | 1500 | 40500
| Note | Note Details
2.145.23 | - | Additional items
| Item Code | Description | Item Remarks | Unit of Measurement | Quantity/Base Price |  |  | Unit Price/Discount % (Excluding VAT) | Total |  | Unit Price/Discount % (Excluding VAT) | Total |  | Unit Price/Discount % (Excluding VAT) | Total |  | Unit Price/Discount % (Excluding VAT) | Total | Unit Price/Discount % (Excluding VAT) | Total | Unit Price/Discount % (Excluding VAT) | Total
2.145.24 | AI | (*) Contractor may price here any items which has been shown in the Contract drawings or any other Contract Documents but overlooked or not specifically mentioned inthe schedule of items and is necessary for the satisfactory completion of the Works. Should the Contractor fail to insert any item here, it will be deemed that lump sum Contract Price includes all such items and no claims for additional items will be entertained. |  | Item | 1 |  |  | 0 | 0 |  | 0 | 0 |  | 0 | 0 |  | 0 | 0 | 0 | 0 | 0 | 0
| Note | Note Details
2.145.25 | - | Please attach one PDF file to be named "Additional Items for (insert bill no/name & Section No/name)" for the details of these additional items in the additional attachment area at the end of the BOQ.
2.146 PPS-ADM: B2-07 FINISHES | [6 empty] | 274587 | 33 (out of 33) | 333377 |  | 33 (out of 33) | 623078.4 |  | 33 (out of 33) | 412130 |  | 33 (out of 33) | 415918 | 33 (out of 33) | 620022.37 | 33 (out of 33) | 780675
| Note | Note Details
2.146.1 | - | External Finish
2.146.2 | - | Prapare and apply External epoxy Paint , including all necessary wrok as per drawing and specifications ,Division 9 09 9656
| Item Code | Description | Item Remarks | Unit of Measurement | Quantity/Base Price |  |  | Unit Price/Discount % (Excluding VAT) | Total |  | Unit Price/Discount % (Excluding VAT) | Total |  | Unit Price/Discount % (Excluding VAT) | Total |  | Unit Price/Discount % (Excluding VAT) | Total | Unit Price/Discount % (Excluding VAT) | Total | Unit Price/Discount % (Excluding VAT) | Total
2.146.3 | B2.7.1 | (*) External epoxy Paint over plaster to walls |  | m2 | 597 |  |  | 45 | 26865 |  | 91.2 | 54446.4 |  | 30 | 17910 |  | 40 | 23880 | 65.92 | 39354.24 | 100 | 59700
| Note | Note Details
2.146.4 | - | Prapare and fix floor tiles including all necessary wrok as per drawing and specifications Division 9- 09 30 13
| Item Code | Description | Item Remarks | Unit of Measurement | Quantity/Base Price |  |  | Unit Price/Discount % (Excluding VAT) | Total |  | Unit Price/Discount % (Excluding VAT) | Total |  | Unit Price/Discount % (Excluding VAT) | Total |  | Unit Price/Discount % (Excluding VAT) | Total | Unit Price/Discount % (Excluding VAT) | Total | Unit Price/Discount % (Excluding VAT) | Total
2.146.5 | B2.7.2 | (*) 600x300x30mm thk non slip granite tiles sand cement srceed to floor |  | m2 | 48 |  |  | 0 | 0 |  | 182.4 | 8755.2 |  | 430 | 20640 |  | 748 | 35904 | 659.21 | 31642.08 | 600 | 28800
2.146.6 | B2.7.3 | (*) Granite tiles to skirting |  | m | 22 |  |  | 0 | 0 |  | 57 | 1254 |  | 60 | 1320 |  | 69 | 1518 | 89.89 | 1977.58 | 120 | 2640
| Note | Note Details
2.146.7 | - | Prapare and apply External epoxy Paint , including all necessary wrok as per drawing and specifications ,Division 9 09 9656
| Item Code | Description | Item Remarks | Unit of Measurement | Quantity/Base Price |  |  | Unit Price/Discount % (Excluding VAT) | Total |  | Unit Price/Discount % (Excluding VAT) | Total |  | Unit Price/Discount % (Excluding VAT) | Total |  | Unit Price/Discount % (Excluding VAT) | Total | Unit Price/Discount % (Excluding VAT) | Total | Unit Price/Discount % (Excluding VAT) | Total
2.146.8 | B2.7.4 | (*) External epoxy Paint over plaster to soffit of ceiling |  | m2 | 88 |  |  | 0 | 0 |  | 91.2 | 8025.6 |  | 30 | 2640 |  | 46 | 4048 | 65.92 | 5800.96 | 100 | 8800
| Note | Note Details
2.146.9 | - | Wall Finishes
2.146.10 | - | Supply and fix wall tiles adhesive on cement screed including all necessary wrok as per drawing and specifications ,Division 9- 09 30 13
| Item Code | Description | Item Remarks | Unit of Measurement | Quantity/Base Price |  |  | Unit Price/Discount % (Excluding VAT) | Total |  | Unit Price/Discount % (Excluding VAT) | Total |  | Unit Price/Discount % (Excluding VAT) | Total |  | Unit Price/Discount % (Excluding VAT) | Total | Unit Price/Discount % (Excluding VAT) | Total | Unit Price/Discount % (Excluding VAT) | Total
2.146.11 | B2.7.5 | (*) WL-06, 300X600X8 mm CERAMIC TILES REFER TO SPECS. (COLOR /STYLE/PATTERN SUBJECT TO ENGINEER'S APPROVAL). |  | m2 | 363 |  |  | 133 | 48279 |  | 182.4 | 66211.2 |  | 165 | 59895 |  | 118 | 42834 | 220.54 | 80056.02 | 200 | 72600
| Note | Note Details
2.146.12 | - | Prepare and apply High quality acrylic copolymer based Emulsion paint on Plaster including all necessary wrok as per drawing and specifications ,Division 9- 09 91 23
| Item Code | Description | Item Remarks | Unit of Measurement | Quantity/Base Price |  |  | Unit Price/Discount % (Excluding VAT) | Total |  | Unit Price/Discount % (Excluding VAT) | Total |  | Unit Price/Discount % (Excluding VAT) | Total |  | Unit Price/Discount % (Excluding VAT) | Total | Unit Price/Discount % (Excluding VAT) | Total | Unit Price/Discount % (Excluding VAT) | Total
2.146.13 | B2.7.6 | (*) WL-05,HIGH QUALITY ACRYLIC COPOLYMER BASED EMULSION PAINT WITH LOW VOC COLOR 1,2. |  | m2 | 540 |  |  | 15 | 8100 |  | 57 | 30780 |  | 20 | 10800 |  | 13 | 7020 | 26.37 | 14239.8 | 55 | 29700
| Note | Note Details
2.146.14 | - | Prepare and apply Anti fungal paint on Plaster including all necessary wrok as per drawing and specifications ,
| Item Code | Description | Item Remarks | Unit of Measurement | Quantity/Base Price |  |  | Unit Price/Discount % (Excluding VAT) | Total |  | Unit Price/Discount % (Excluding VAT) | Total |  | Unit Price/Discount % (Excluding VAT) | Total |  | Unit Price/Discount % (Excluding VAT) | Total | Unit Price/Discount % (Excluding VAT) | Total | Unit Price/Discount % (Excluding VAT) | Total
2.146.15 | B2.7.7 | (*) Anti fungal paint |  | m2 | 129 |  |  | 12 | 1548 |  | 17.1 | 2205.9 |  | 10 | 1290 |  | 16 | 2064 | 41.95 | 5411.55 | 15 | 1935
| Note | Note Details
2.146.16 | - | supply and apply wooden wall cladding as per drawing and specifications Division 9-97710 & 6-62500
| Item Code | Description | Item Remarks | Unit of Measurement | Quantity/Base Price |  |  | Unit Price/Discount % (Excluding VAT) | Total |  | Unit Price/Discount % (Excluding VAT) | Total |  | Unit Price/Discount % (Excluding VAT) | Total |  | Unit Price/Discount % (Excluding VAT) | Total | Unit Price/Discount % (Excluding VAT) | Total | Unit Price/Discount % (Excluding VAT) | Total
2.146.17 | B2.7.7.1 | (*) WL-04,wooden wall cladding COLOR 1,2. for prayer room |  | m2 | 53 |  |  | 733 | 38849 |  | 798 | 42294 |  | 850 | 45050 |  | 748 | 39644 | 419.5 | 22233.5 | 3500 | 185500
| Note | Note Details
2.146.18 | - | supply and apply natural wall cladding as per drawing and specifications Division 9-97513
| Item Code | Description | Item Remarks | Unit of Measurement | Quantity/Base Price |  |  | Unit Price/Discount % (Excluding VAT) | Total |  | Unit Price/Discount % (Excluding VAT) | Total |  | Unit Price/Discount % (Excluding VAT) | Total |  | Unit Price/Discount % (Excluding VAT) | Total | Unit Price/Discount % (Excluding VAT) | Total | Unit Price/Discount % (Excluding VAT) | Total
2.146.19 | B2.7.7.2 | (*) WL-08,natural stone wall cladding for prayer room |  | m2 | 10 |  |  | 600 | 6000 |  | 741 | 7410 |  | 500 | 5000 |  | 1380 | 13800 | 539.35 | 5393.5 | 1000 | 10000
| Note | Note Details
2.146.20 | - | supply and apply epoxy wall paint as per drawing and specifications Division 9-099656
| Item Code | Description | Item Remarks | Unit of Measurement | Quantity/Base Price |  |  | Unit Price/Discount % (Excluding VAT) | Total |  | Unit Price/Discount % (Excluding VAT) | Total |  | Unit Price/Discount % (Excluding VAT) | Total |  | Unit Price/Discount % (Excluding VAT) | Total | Unit Price/Discount % (Excluding VAT) | Total | Unit Price/Discount % (Excluding VAT) | Total
2.146.21 | B2.7.7.3 | (*) WL-07, epoxy wall paint |  | m2 | 142 |  |  | 39 | 5538 |  | 91.2 | 12950.4 |  | 20 | 2840 |  | 40 | 5680 | 41.95 | 5956.9 | 100 | 14200
| Note | Note Details
2.146.22 | - | Floor Finishes
2.146.23 | - | Prapare and apply Epoxy paint over Fair Face concrete including all necessary wrok as per drawing and specifications ,Division 9- 09 67 00
| Item Code | Description | Item Remarks | Unit of Measurement | Quantity/Base Price |  |  | Unit Price/Discount % (Excluding VAT) | Total |  | Unit Price/Discount % (Excluding VAT) | Total |  | Unit Price/Discount % (Excluding VAT) | Total |  | Unit Price/Discount % (Excluding VAT) | Total | Unit Price/Discount % (Excluding VAT) | Total | Unit Price/Discount % (Excluding VAT) | Total
2.146.24 | B2.7.8 | (*) FEP-01, Epoxy Paint |  | m2 | 26 |  |  | 56 | 1456 |  | 91.2 | 2371.2 |  | 165 | 4290 |  | 71 | 1846 | 53.94 | 1402.44 | 100 | 2600
| Note | Note Details
2.146.25 | - | Prapare and fix floor tiles including all necessary wrok as per drawing and specifications Division 9- 09 30 13
| Item Code | Description | Item Remarks | Unit of Measurement | Quantity/Base Price |  |  | Unit Price/Discount % (Excluding VAT) | Total |  | Unit Price/Discount % (Excluding VAT) | Total |  | Unit Price/Discount % (Excluding VAT) | Total |  | Unit Price/Discount % (Excluding VAT) | Total | Unit Price/Discount % (Excluding VAT) | Total | Unit Price/Discount % (Excluding VAT) | Total
2.146.26 | B2.7.9 | (*) FPR-01, 400x400x10mm porcelain tiles Type 01 |  | m2 | 75 |  |  | 139 | 10425 |  | 182.4 | 13680 |  | 185 | 13875 |  | 162 | 12150 | 233.72 | 17529 | 200 | 15000
2.146.27 | B2.7.9 | (*) FPR-02, 400x400x10mm porcelain tiles Type 02 |  | m2 | 13 |  |  | 139 | 1807 |  | 182.4 | 2371.2 |  | 185 | 2405 |  | 162 | 2106 | 233.72 | 3038.36 | 200 | 2600
2.146.28 | B2.7.10 | (*) FGR-01, 600x300x30mm Granite s tiles |  | m2 | 37 |  |  | 145 | 5365 |  | 342 | 12654 |  | 0 | 0 |  | 863 | 31931 | 659.21 | 24390.77 | 200 | 7400
2.146.29 | B2.7.11 | (*) FGR-01, 600x300x30mm Granite slip resistant tiles in steps risers and tread |  | m | 24 |  |  | 145 | 3480 |  | 399 | 9576 |  | 340 | 8160 |  | 863 | 20712 | 479.42 | 11506.08 | 200 | 4800
2.146.30 | B2.7.12 | (*) FCR-01, 400x400x10mm Non slip ceramic tiles Type 01 |  | m2 | 151 |  |  | 139 | 20989 |  | 182.4 | 27542.4 |  | 185 | 27935 |  | 118 | 17818 | 233.72 | 35291.72 | 200 | 30200
2.146.31 | B2.7.13 | (*) FCR-02, 400x400x10mm Non slip ceramic tiles Type 02 |  | m2 | 81 |  |  | 139 | 11259 |  | 182.4 | 14774.4 |  | 185 | 14985 |  | 118 | 9558 | 233.72 | 18931.32 | 200 | 16200
| Note | Note Details
2.146.32 | - | Prapare and Carpet flooring including all necessary wrok as per drawing and specifications , Division 9- 09 68 16
| Item Code | Description | Item Remarks | Unit of Measurement | Quantity/Base Price |  |  | Unit Price/Discount % (Excluding VAT) | Total |  | Unit Price/Discount % (Excluding VAT) | Total |  | Unit Price/Discount % (Excluding VAT) | Total |  | Unit Price/Discount % (Excluding VAT) | Total | Unit Price/Discount % (Excluding VAT) | Total | Unit Price/Discount % (Excluding VAT) | Total
2.146.33 | B2.7.14 | (*) FCP-01,Carpet floor to prayer room |  | m2 | 27 |  |  | 167 | 4509 |  | 342 | 9234 |  | 340 | 9180 |  | 377 | 10179 | 539.35 | 14562.45 | 600 | 16200
| Note | Note Details
2.146.34 | - | Prapare and Marble threshold including all necessary wrok as per drawing and specifications ,
| Item Code | Description | Item Remarks | Unit of Measurement | Quantity/Base Price |  |  | Unit Price/Discount % (Excluding VAT) | Total |  | Unit Price/Discount % (Excluding VAT) | Total |  | Unit Price/Discount % (Excluding VAT) | Total |  | Unit Price/Discount % (Excluding VAT) | Total | Unit Price/Discount % (Excluding VAT) | Total | Unit Price/Discount % (Excluding VAT) | Total
2.146.35 | B2.7.15 | (*) 30mm Marble threshold |  | m | 12 |  |  | 173 | 2076 |  | 285 | 3420 |  | 90 | 1080 |  | 161 | 1932 | 359.57 | 4314.84 | 200 | 2400
| Note | Note Details
2.146.36 | - | Skirting Finishes
2.146.37 | - | Supply and fix wall skirting including all necessary wrok as per drawing and specifications Division 9- 09 30 13
| Item Code | Description | Item Remarks | Unit of Measurement | Quantity/Base Price |  |  | Unit Price/Discount % (Excluding VAT) | Total |  | Unit Price/Discount % (Excluding VAT) | Total |  | Unit Price/Discount % (Excluding VAT) | Total |  | Unit Price/Discount % (Excluding VAT) | Total | Unit Price/Discount % (Excluding VAT) | Total | Unit Price/Discount % (Excluding VAT) | Total
2.146.38 | B2.7.16 | (*) SK-01, 400 x100 mm ceramic tile skirting |  | m | 132 |  |  | 38 | 5016 |  | 39.9 | 5266.8 |  | 40 | 5280 |  | 37 | 4884 | 41.95 | 5537.4 | 30 | 3960
2.146.39 | B2.7.17 | (*) SK-02, 600 x100 mm Granite tile |  | m | 29 |  |  | 120 | 3480 |  | 114 | 3306 |  | 60 | 1740 |  | 92 | 2668 | 89.89 | 2606.81 | 100 | 2900
2.146.40 | B2.7.18 | (*) SK-03, 400 x100 mm porcelain tile skirting |  | m | 74 |  |  | 38 | 2812 |  | 45.6 | 3374.4 |  | 40 | 2960 |  | 43 | 3182 | 41.95 | 3104.3 | 35 | 2590
2.146.41 | B2.7.19 | (*) SK-04, 400 x100 mm Wooden skirting |  | m | 20 |  |  | 44 | 880 |  | 79.8 | 1596 |  | 45 | 900 |  | 69 | 1380 | 65.92 | 1318.4 | 200 | 4000
| Note | Note Details
2.146.42 | - | Ceiling Finishes
2.146.43 | - | Prapare and apply Epoxy paint on Plaster including all necessary wrok as per drawing and specifications ,Division 9- 099656
| Item Code | Description | Item Remarks | Unit of Measurement | Quantity/Base Price |  |  | Unit Price/Discount % (Excluding VAT) | Total |  | Unit Price/Discount % (Excluding VAT) | Total |  | Unit Price/Discount % (Excluding VAT) | Total |  | Unit Price/Discount % (Excluding VAT) | Total | Unit Price/Discount % (Excluding VAT) | Total | Unit Price/Discount % (Excluding VAT) | Total
2.146.44 | B2.7.20 | (*) RC-01 Epoxy paint |  | m2 | 95 |  |  | 39 | 3705 |  | 91.2 | 8664 |  | 25 | 2375 |  | 40 | 3800 | 41.95 | 3985.25 | 100 | 9500
| Note | Note Details
2.146.45 | - | Prapare and apply Anti fungal , including all necessary wrok as per drawing and specifications ,
| Item Code | Description | Item Remarks | Unit of Measurement | Quantity/Base Price |  |  | Unit Price/Discount % (Excluding VAT) | Total |  | Unit Price/Discount % (Excluding VAT) | Total |  | Unit Price/Discount % (Excluding VAT) | Total |  | Unit Price/Discount % (Excluding VAT) | Total | Unit Price/Discount % (Excluding VAT) | Total | Unit Price/Discount % (Excluding VAT) | Total
2.146.46 | B2.7.21 | (*) Anti fungal to soffit above false ceiling |  | m2 | 343 |  |  | 12 | 4116 |  | 17.1 | 5865.3 |  | 45 | 15435 |  | 16 | 5488 | 41.95 | 14388.85 | 15 | 5145
| Note | Note Details
2.146.47 | - | Supply and fix Aluminium Tiles false ceiling including all necessary wrok as per drawing and specifications Division 9- 09 51 33
| Item Code | Description | Item Remarks | Unit of Measurement | Quantity/Base Price |  |  | Unit Price/Discount % (Excluding VAT) | Total |  | Unit Price/Discount % (Excluding VAT) | Total |  | Unit Price/Discount % (Excluding VAT) | Total |  | Unit Price/Discount % (Excluding VAT) | Total | Unit Price/Discount % (Excluding VAT) | Total | Unit Price/Discount % (Excluding VAT) | Total
2.146.48 | B2.7.22 | (*) RC-02 60x60 Aluminium Tiles for wet areas |  | m2 | 95 |  |  | 150 | 14250 |  | 228 | 21660 |  | 110 | 10450 |  | 184 | 17480 | 275.67 | 26188.65 | 250 | 23750
| Note | Note Details
2.146.49 | - | Supply and fix Gypsum Board false ceiling including all necessary wrok as per drawing and specifications Division 9- 09 21 16,
| Item Code | Description | Item Remarks | Unit of Measurement | Quantity/Base Price |  |  | Unit Price/Discount % (Excluding VAT) | Total |  | Unit Price/Discount % (Excluding VAT) | Total |  | Unit Price/Discount % (Excluding VAT) | Total |  | Unit Price/Discount % (Excluding VAT) | Total | Unit Price/Discount % (Excluding VAT) | Total | Unit Price/Discount % (Excluding VAT) | Total
2.146.50 | B2.7.23 | (*) RC-03 12mm Gypsum Board Bulk head for Prayer Room |  | m | 21 |  |  | 74 | 1554 |  | 79.8 | 1675.8 |  | 70 | 1470 |  | 127 | 2667 | 107.87 | 2265.27 | 200 | 4200
2.146.51 | B2.7.23.1 | (*) 12mm MDF with 8mm Deep x20mm width CNC Groove finish in PU spray paint finish for prayer room |  | m2 | 28 |  |  | 733 | 20524 |  | 570 | 15960 |  | 1850 | 51800 |  | 161 | 4508 | 155.81 | 4362.68 | 2000 | 56000
| Note | Note Details
2.146.52 | - | Supply and fix false ceiling including all necessary wrok as per drawing and specifications, Division 9- 09 51 33,Division 9- 09 51 33
| Item Code | Description | Item Remarks | Unit of Measurement | Quantity/Base Price |  |  | Unit Price/Discount % (Excluding VAT) | Total |  | Unit Price/Discount % (Excluding VAT) | Total |  | Unit Price/Discount % (Excluding VAT) | Total |  | Unit Price/Discount % (Excluding VAT) | Total | Unit Price/Discount % (Excluding VAT) | Total | Unit Price/Discount % (Excluding VAT) | Total
2.146.53 | B2.7.24 | (*) RC-04 600x600x0.8mm perforated alum tiles w/ gypsum board bulkhead |  | m2 | 221 |  |  | 128 | 28288 |  | 228 | 50388 |  | 120 | 26520 |  | 184 | 40664 | 275.67 | 60923.07 | 500 | 110500
| Note | Note Details
2.146.54 | - | Backgrounds
2.146.55 | - | Supply and apply ready mixed sand cement plaster with all related accessories mesh, angles, etc., as per drawings and specifications. Cement plaster finish to internal surfaces
| Item Code | Description | Item Remarks | Unit of Measurement | Quantity/Base Price |  |  | Unit Price/Discount % (Excluding VAT) | Total |  | Unit Price/Discount % (Excluding VAT) | Total |  | Unit Price/Discount % (Excluding VAT) | Total |  | Unit Price/Discount % (Excluding VAT) | Total | Unit Price/Discount % (Excluding VAT) | Total | Unit Price/Discount % (Excluding VAT) | Total
2.146.56 | B2.7.25 | (*) Walls |  | m2 | 363 |  |  | 39 | 14157 |  | 153.9 | 55865.7 |  | 35 | 12705 |  | 36 | 13068 | 113.86 | 41331.18 | 35 | 12705
2.146.57 | B2.7.26 | (*) Ceiling |  | m2 | 95 |  |  | 40 | 3800 |  | 148.2 | 14079 |  | 40 | 3800 |  | 36 | 3420 | 113.86 | 10816.7 | 35 | 3325
2.146.58 | B2.7.27 | (*) Elevations |  | m2 | 685 |  |  | 50 | 34250 |  | 153.9 | 105421.5 |  | 40 | 27400 |  | 41 | 28085 | 146.22 | 100160.7 | 45 | 30825
| Note | Note Details
2.146.59 | - | Additional items
| Item Code | Description | Item Remarks | Unit of Measurement | Quantity/Base Price |  |  | Unit Price/Discount % (Excluding VAT) | Total |  | Unit Price/Discount % (Excluding VAT) | Total |  | Unit Price/Discount % (Excluding VAT) | Total |  | Unit Price/Discount % (Excluding VAT) | Total | Unit Price/Discount % (Excluding VAT) | Total | Unit Price/Discount % (Excluding VAT) | Total
2.146.60 | AI | (*) Contractor may price here any items which has been shown in the Contract drawings or any other Contract Documents but overlooked or not specifically mentioned inthe schedule of items and is necessary for the satisfactory completion of the Works. Should the Contractor fail to insert any item here, it will be deemed that lump sum Contract Price includes all such items and no claims for additional items will be entertained. |  | Item | 1 |  |  | 0 | 0 |  | 0 | 0 |  | 0 | 0 |  | 0 | 0 | 0 | 0 | 0 | 0
| Note | Note Details
2.146.61 | - | Please attach one PDF file to be named "Additional Items for (insert bill no/name & Section No/name)" for the details of these additional items in the additional attachment area at the end of the BOQ.
2.147 PPS-ADM: B2-08 ACCESSORIES | [6 empty] | 32930 | 14 (out of 14) | 79342 |  | 14 (out of 14) | 68001 |  | 14 (out of 14) | 104400 |  | 14 (out of 14) | 88400 | 14 (out of 14) | 115541.23 | 14 (out of 14) | 196800
| Note | Note Details
2.147.1 | - | Kitchen Cabinets
2.147.2 | - | Supply and install Kitchen Cabinet, all accessories needed for installation as per mention in drawings & specifications
| Item Code | Description | Item Remarks | Unit of Measurement | Quantity/Base Price |  |  | Unit Price/Discount % (Excluding VAT) | Total |  | Unit Price/Discount % (Excluding VAT) | Total |  | Unit Price/Discount % (Excluding VAT) | Total |  | Unit Price/Discount % (Excluding VAT) | Total | Unit Price/Discount % (Excluding VAT) | Total | Unit Price/Discount % (Excluding VAT) | Total
2.147.3 | B2.8.1 | (*) Kitchen Cabinets base cabinet |  | m | 7 |  |  | 1284 | 8988 |  | 1140 | 7980 |  | 3000 | 21000 |  | 1750 | 12250 | 2397.12 | 16779.84 | 4000 | 28000
2.147.4 | B2.8.2 | (*) Kitchen Cabinets wall cabinet |  | m | 5 |  |  | 749 | 3745 |  | 1140 | 5700 |  | 3000 | 15000 |  | 1125 | 5625 | 1797.84 | 8989.2 | 2000 | 10000
| Note | Note Details
2.147.5 | - | Vanity top
2.147.6 | - | Supply and Fix, Vanity top as per mention in drawings & specifications
| Item Code | Description | Item Remarks | Unit of Measurement | Quantity/Base Price |  |  | Unit Price/Discount % (Excluding VAT) | Total |  | Unit Price/Discount % (Excluding VAT) | Total |  | Unit Price/Discount % (Excluding VAT) | Total |  | Unit Price/Discount % (Excluding VAT) | Total | Unit Price/Discount % (Excluding VAT) | Total | Unit Price/Discount % (Excluding VAT) | Total
2.147.7 | B2.8.3 | (*) Vanity top, size 600 mm wide x 2200 mm long. |  | No. | 3 |  |  | 2825 | 8475 |  | 2850 | 8550 |  | 2200 | 6600 |  | 688 | 2064 | 2996.4 | 8989.2 | 4000 | 12000
| Note | Note Details
2.147.8 | - | Shoe rack
2.147.9 | - | Supply and Fix, Shoe rack as per mention in drawings & specifications
| Item Code | Description | Item Remarks | Unit of Measurement | Quantity/Base Price |  |  | Unit Price/Discount % (Excluding VAT) | Total |  | Unit Price/Discount % (Excluding VAT) | Total |  | Unit Price/Discount % (Excluding VAT) | Total |  | Unit Price/Discount % (Excluding VAT) | Total | Unit Price/Discount % (Excluding VAT) | Total | Unit Price/Discount % (Excluding VAT) | Total
2.147.10 | B2.8.4 | (*) Shoe rack 1800mm L x 400m W x 2500m H |  | No. | 1 |  |  | 4334 | 4334 |  | 2280 | 2280 |  | 2000 | 2000 |  | 5344 | 5344 | 1797.84 | 1797.84 | 2500 | 2500
| Note | Note Details
2.147.11 | - | Signage
2.147.12 | - | Supply and install Signage ,including all accessories needed for installation as per mention in drawings & specifications
| Item Code | Description | Item Remarks | Unit of Measurement | Quantity/Base Price |  |  | Unit Price/Discount % (Excluding VAT) | Total |  | Unit Price/Discount % (Excluding VAT) | Total |  | Unit Price/Discount % (Excluding VAT) | Total |  | Unit Price/Discount % (Excluding VAT) | Total | Unit Price/Discount % (Excluding VAT) | Total | Unit Price/Discount % (Excluding VAT) | Total
2.147.13 | B2.8.5 | (*) WAYFINDIND (POWERFUL, BRANDED WAYFINDING SIGN SYSTEMS THAT DIRECT AND ENLIGHTEN) |  | Item | 1 |  |  | 24000 | 24000 |  | 5700 | 5700 |  | 800 | 800 |  | 11250 | 11250 | 1797.84 | 1797.84 | 30000 | 30000
2.147.14 | B2.8.6 | (*) DIRECTORY (CONSISTENT DIRECTORY SIGNAGE FOR EASY ORIENTATION AND NAVIGATION) |  | Item | 1 |  |  | 0 | 0 |  | 7980 | 7980 |  | 4500 | 4500 |  | 7500 | 7500 | 6592.09 | 6592.09 | 20000 | 20000
2.147.15 | B2.8.7 | (*) ROOM (ACCESSIBLE ROOM IDENTIFICATION SIGNAGE) |  | Item | 1 |  |  | 0 | 0 |  | 3420 | 3420 |  | 6000 | 6000 |  | 750 | 750 | 5992.81 | 5992.81 | 20000 | 20000
2.147.16 | B2.8.8 | (*) FULLY COMPLIANT, MANDATORY INTERIOR FIRE AND SAFETY SIGNS/ Refer to architectural package |  | Item | 1 |  |  | 0 | 0 |  | 11400 | 11400 |  | 6000 | 6000 |  | 2625 | 2625 | 11985.61 | 11985.61 | 20000 | 20000
| Note | Note Details
2.147.17 | - | Benches
| Item Code | Description | Item Remarks | Unit of Measurement | Quantity/Base Price |  |  | Unit Price/Discount % (Excluding VAT) | Total |  | Unit Price/Discount % (Excluding VAT) | Total |  | Unit Price/Discount % (Excluding VAT) | Total |  | Unit Price/Discount % (Excluding VAT) | Total | Unit Price/Discount % (Excluding VAT) | Total | Unit Price/Discount % (Excluding VAT) | Total
2.147.18 | B2.8.9 | (*) 2700mm L x 400mm W x 400mm H bench |  | m | 3 |  |  | 4400 | 13200 |  | 1140 | 3420 |  | 5000 | 15000 |  | 6075 | 18225 | 4194.96 | 12584.88 | 9000 | 27000
2.147.19 | B2.8.10 | (*) 2100mm L x 400mm W x 400mm H bench |  | m | 2 |  |  | 4300 | 8600 |  | 1140 | 2280 |  | 4200 | 8400 |  | 4725 | 9450 | 3835.4 | 7670.8 | 6500 | 13000
2.147.20 | B2.8.11 | (*) 1000mm L x 400mm W in changing bench |  | m | 2 |  |  | 2000 | 4000 |  | 1140 | 2280 |  | 2000 | 4000 |  | 2250 | 4500 | 1797.84 | 3595.68 | 2500 | 5000
| Note | Note Details
2.147.21 | - | Mirrors
2.147.22 | - | Supply and Fix, Mirrors as per mention in drawings & specifications
| Item Code | Description | Item Remarks | Unit of Measurement | Quantity/Base Price |  |  | Unit Price/Discount % (Excluding VAT) | Total |  | Unit Price/Discount % (Excluding VAT) | Total |  | Unit Price/Discount % (Excluding VAT) | Total |  | Unit Price/Discount % (Excluding VAT) | Total | Unit Price/Discount % (Excluding VAT) | Total | Unit Price/Discount % (Excluding VAT) | Total
2.147.23 | B2.8.12 | (*) Mirrors |  | m2 | 9 |  |  | 0 | 0 |  | 399 | 3591 |  | 900 | 8100 |  | 813 | 7317 | 2996.4 | 26967.6 | 700 | 6300
| Note | Note Details
2.147.24 | - | Wooden shelf
2.147.25 | - | Supply and Fix, Quraan wooden shelf as per mention in drawings & specifications
| Item Code | Description | Item Remarks | Unit of Measurement | Quantity/Base Price |  |  | Unit Price/Discount % (Excluding VAT) | Total |  | Unit Price/Discount % (Excluding VAT) | Total |  | Unit Price/Discount % (Excluding VAT) | Total |  | Unit Price/Discount % (Excluding VAT) | Total | Unit Price/Discount % (Excluding VAT) | Total | Unit Price/Discount % (Excluding VAT) | Total
2.147.26 | B2.8.13 | (*) Quraan wooden shelf |  | Item | 1 |  |  | 4000 | 4000 |  | 3420 | 3420 |  | 7000 | 7000 |  | 1500 | 1500 | 1797.84 | 1797.84 | 3000 | 3000
| Note | Note Details
2.147.27 | - | Additional items
| Item Code | Description | Item Remarks | Unit of Measurement | Quantity/Base Price |  |  | Unit Price/Discount % (Excluding VAT) | Total |  | Unit Price/Discount % (Excluding VAT) | Total |  | Unit Price/Discount % (Excluding VAT) | Total |  | Unit Price/Discount % (Excluding VAT) | Total | Unit Price/Discount % (Excluding VAT) | Total | Unit Price/Discount % (Excluding VAT) | Total
2.147.28 | AI | (*) Contractor may price here any items which has been shown in the Contract drawings or any other Contract Documents but overlooked or not specifically mentioned inthe schedule of items and is necessary for the satisfactory completion of the Works. Should the Contractor fail to insert any item here, it will be deemed that lump sum Contract Price includes all such items and no claims for additional items will be entertained. |  | Item | 1 |  |  | 0 | 0 |  | 0 | 0 |  | 0 | 0 |  | 0 | 0 | 0 | 0 | 0 | 0
| Note | Note Details
2.147.29 | - | Please attach one PDF file to be named "Additional Items for (insert bill no/name & Section No/name)" for the details of these additional items in the additional attachment area at the end of the BOQ.
2.148 PPS-ADM: B2-9 FURNISHINGS AND EQUIPMENT | [6 empty] | 65000 | 18 (out of 18) | 123514 |  | 18 (out of 18) | 319770 |  | 18 (out of 18) | 69800 |  | 18 (out of 18) | 656328 | 18 (out of 18) | 176308.36 | 18 (out of 18) | 950000
| Note | Note Details
2.148.1 | - | Equipment
2.148.2 | - | Supply and fix Kitchen Euipments ,including all accessories needed for installation as per mention in drawings & specifications
| Item Code | Description | Item Remarks | Unit of Measurement | Quantity/Base Price |  |  | Unit Price/Discount % (Excluding VAT) | Total |  | Unit Price/Discount % (Excluding VAT) | Total |  | Unit Price/Discount % (Excluding VAT) | Total |  | Unit Price/Discount % (Excluding VAT) | Total | Unit Price/Discount % (Excluding VAT) | Total | Unit Price/Discount % (Excluding VAT) | Total
2.148.3 | B2.9.1 | (*) Kitchen Euipments |  | Item | 1 |  |  | 20600 | 20600 |  | 7980 | 7980 |  | 0 | 0 |  | 0 | 0 | 5992.81 | 5992.81 | 100000 | 100000
| Note | Note Details
2.148.4 | - | Furnishings and Equipment
2.148.5 | - | Supply Furniture ,including all accessories needed as per mention in drawings & specifications Division 12 5000
| Item Code | Description | Item Remarks | Unit of Measurement | Quantity/Base Price |  |  | Unit Price/Discount % (Excluding VAT) | Total |  | Unit Price/Discount % (Excluding VAT) | Total |  | Unit Price/Discount % (Excluding VAT) | Total |  | Unit Price/Discount % (Excluding VAT) | Total | Unit Price/Discount % (Excluding VAT) | Total | Unit Price/Discount % (Excluding VAT) | Total
2.148.6 | B2.9.2 | (*) F/CO-01,CUSTOMIZED COUNTER |  | Item | 1 |  |  | 18003 | 18003 |  | 22800 | 22800 |  | 10000 | 10000 |  | 0 | 0 | 11985.61 | 11985.61 | 0 | 0
2.148.7 | B2.9.3 | (*) F/C-01,TASK CHAIR-1 |  | Item | 1 |  |  | 3060 | 3060 |  | 37620 | 37620 |  | 3800 | 3800 |  | 0 | 0 | 5273.67 | 5273.67 | 0 | 0
2.148.8 | B2.9.4 | (*) F/C-02,TASK CHAIR-2 |  | Item | 1 |  |  | 5173 | 5173 |  | 21660 | 21660 |  | 2200 | 2200 |  | 0 | 0 | 2516.98 | 2516.98 | 0 | 0
2.148.9 | B2.9.5 | (*) F/C-03,VISITOR CHAIR |  | Item | 1 |  |  | 1947 | 1947 |  | 22800 | 22800 |  | 2300 | 2300 |  | 0 | 0 | 3595.68 | 3595.68 | 0 | 0
2.148.10 | B2.9.6 | (*) F/C-04,MEETING ROOM CHAIR |  | Item | 1 |  |  | 1836 | 1836 |  | 31920 | 31920 |  | 1300 | 1300 |  | 0 | 0 | 7550.94 | 7550.94 | 0 | 0
2.148.11 | B2.9.7 | (*) F/C-05,DINING CHAIR |  | Item | 1 |  |  | 2596 | 2596 |  | 71820 | 71820 |  | 2000 | 2000 |  | 0 | 0 | 13783.45 | 13783.45 | 0 | 0
2.148.12 | B2.9.8 | (*) F/S-01,ARM CHAIR |  | Item | 1 |  |  | 5655 | 5655 |  | 20520 | 20520 |  | 4000 | 4000 |  | 0 | 0 | 5753.09 | 5753.09 | 0 | 0
2.148.13 | B2.9.9 | (*) F/T-01,SIDE TABLE |  | Item | 1 |  |  | 983 | 983 |  | 6270 | 6270 |  | 1800 | 1800 |  | 0 | 0 | 2876.55 | 2876.55 | 0 | 0
2.148.14 | B2.9.10 | (*) F/G-01,LOW CABINET |  | Item | 1 |  |  | 6591 | 6591 |  | 15390 | 15390 |  | 3200 | 3200 |  | 0 | 0 | 7191.37 | 7191.37 | 0 | 0
2.148.15 | B2.9.11 | (*) F/G-02,HIGH CABINET |  | Item | 1 |  |  | 2346 | 2346 |  | 6270 | 6270 |  | 3800 | 3800 |  | 0 | 0 | 15101.87 | 15101.87 | 0 | 0
2.148.16 | B2.9.12 | (*) F/G-03,LOW TV CABINET |  | Item | 1 |  |  | 1845 | 1845 |  | 5700 | 5700 |  | 3300 | 3300 |  | 0 | 0 | 4194.96 | 4194.96 | 0 | 0
2.148.17 | B2.9.13 | (*) F/MT-01,MEETING TABLE |  | Item | 1 |  |  | 3977 | 3977 |  | 15390 | 15390 |  | 15000 | 15000 |  | 0 | 0 | 9588.49 | 9588.49 | 0 | 0
2.148.18 | B2.9.14 | (*) F/DT-01,DINING TABLE |  | Item | 1 |  |  | 4042 | 4042 |  | 18810 | 18810 |  | 10000 | 10000 |  | 0 | 0 | 5393.53 | 5393.53 | 0 | 0
2.148.19 | B2.9.15 | (*) F/SH-01,CUSTOMIZED SHELVES |  | Item | 1 |  |  | 2958 | 2958 |  | 3420 | 3420 |  | 7100 | 7100 |  | 0 | 0 | 2397.12 | 2397.12 | 0 | 0
2.148.20 | B2.9.16 | (*) F/BC-01,CHANGING BENCH |  | Item | 1 |  |  | 5562 | 5562 |  | 3420 | 3420 |  | 0 | 0 |  | 0 | 0 | 1198.56 | 1198.56 | 0 | 0
2.148.21 | B2.9.17 | (*) F/LK-01,LOCKERS WITH BENCH |  | Item | 1 |  |  | 6211 | 6211 |  | 7980 | 7980 |  | 0 | 0 |  | 0 | 0 | 71913.68 | 71913.68 | 0 | 0
| Note | Note Details
2.148.22 | - | Additional items
| Item Code | Description | Item Remarks | Unit of Measurement | Quantity/Base Price |  |  | Unit Price/Discount % (Excluding VAT) | Total |  | Unit Price/Discount % (Excluding VAT) | Total |  | Unit Price/Discount % (Excluding VAT) | Total |  | Unit Price/Discount % (Excluding VAT) | Total | Unit Price/Discount % (Excluding VAT) | Total | Unit Price/Discount % (Excluding VAT) | Total
2.148.23 | AI | (*) Contractor may price here any items which has been shown in the Contract drawings or any other Contract Documents but overlooked or not specifically mentioned inthe schedule of items and is necessary for the satisfactory completion of the Works. Should the Contractor fail to insert any item here, it will be deemed that lump sum Contract Price includes all such items and no claims for additional items will be entertained. |  | Item | 1 |  |  | 30129 | 30129 |  | 0 | 0 |  | 0 | 0 |  | 656328 | 656328 | 0 | 0 | 850000 | 850000
| Note | Note Details
2.148.24 | - | Please attach one PDF file to be named "Additional Items for (insert bill no/name & Section No/name)" for the details of these additional items in the additional attachment area at the end of the BOQ.
2.149 PPS-ADM: B2-10 MECHANICAL INSTALLATION | [6 empty] | 316451 | 71 (out of 71) | 400150 |  | 71 (out of 71) | 893970.9 |  | 71 (out of 71) | 1413833 |  | 71 (out of 71) | 3719074.48 | 71 (out of 71) | 1389157.91 | 71 (out of 71) | 470000
| Note | Note Details
2.149.1 | - | Administration Building
2.149.2 | - | The Drawings ,B.O.Q and specification are one unit.
2.149.3 | - | All Items and quantities are based on the Drawings, B.O.Q and specifications.
2.149.4 | - | All Items including supply and installation as per specifications and client requirements.
2.149.5 | - | All Items including supply and installation unless otherwise mentioned.
2.149.6 | - | All Items must be reviewed and approved by Civil Defense , Client or his representative before installation.
2.149.7 | - | Rates shall include all testing , commissioning as specified and follow the condition of contract and estidama requirment.
2.149.8 | - | Allow for work to be carried out on materials to be supplied on fees to be paid in respect of authority to be expended at the direction of the engineer.
2.149.9 | - | Allow for work to be connected to existing connection points for water supply , drainge network , fire fighting system.
2.149.10 | - | Heating, ventilating and air-conditioning
2.149.11 | - | Supply, installation, testing, balancing & commissioning of complete Air Conditioning, Heating & Ventilation ,System as specified complete with in all respects as per drawings, specification, applicable standards, manufacturer recommendations, and as per drawings, mentioned in specification complete in all respects ready to operate including all builders work, coordination with other trades etc but not limited to the following;
| Item Code | Description | Item Remarks | Unit of Measurement | Quantity/Base Price |  |  | Unit Price/Discount % (Excluding VAT) | Total |  | Unit Price/Discount % (Excluding VAT) | Total |  | Unit Price/Discount % (Excluding VAT) | Total |  | Unit Price/Discount % (Excluding VAT) | Total | Unit Price/Discount % (Excluding VAT) | Total | Unit Price/Discount % (Excluding VAT) | Total
2.149.12 | B2.10.1 | (*) Air Handling Unit (AHU), complete including connection to condensate drain piping, copper Pipework, connection to the duct work, necessary flexible connections, vibration isolators in accordance with the manufacturer's recommendations including final electrical connection, control panel, etc.; all in accordance with the specification and drawings |  | No. | 2 |  |  | 0 | 0 |  | 74100 | 148200 |  | 367200 | 734400 |  | 0 | 0 | 221418.43 | 442836.86 | 0 | 0
2.149.13 | B2.10.2 | (*) Wall Mounted (Decorative) Unit complete with necessary Pipework, ductworks, valves, strainers, flexible connections, thermometers; controls and associated accessories, vibration isolators, sound liner, attenuators comply with manufacturer's details, final electrical connection, control panel and acoustic linings to reduced noise level; condensate drain piping up to the nearest floor drain, etc.; all in accordance with the specification and drawings; |  | No. | 1 |  |  | 400150 | 400150 |  | 5130 | 5130 |  | 10880 | 10880 |  | 0 | 0 | 17032.19 | 17032.19 | 0 | 0
2.149.14 | B2.10.3 | (*) VRF Outdoor Unit complete with necessary Pipework, valves, strainers, flexible connections, thermometers; controls and associated accessories, vibration isolators, comply with manufacturer's details, final electrical connection, control panel and acoustic linings to reduced noise level; condensate drain piping up to the nearest floor drain, etc.; all in accordance with the specification and drawings |  | No. | 2 |  |  | 0 | 0 |  | 51300 | 102600 |  | 47600 | 95200 |  | 0 | 0 | 18735.41 | 37470.82 | 0 | 0
2.149.15 | B2.10.4 | (*) Variable air volume with all accessories and conrol panel |  | No. | 9 |  |  | 0 | 0 |  | 3990 | 35910 |  | 6120 | 55080 |  | 0 | 0 | 5677.4 | 51096.6 | 0 | 0
2.149.16 | B2.10.5 | (*) Air curtain with automatic door switch |  | No. | 4 |  |  | 0 | 0 |  | 7980 | 31920 |  | 4760 | 19040 |  | 0 | 0 | 6812.87 | 27251.48 | 0 | 0
2.149.17 | B2.10.6 | (*) Supply and return air diffuser |  | No. | 52 |  |  | 0 | 0 |  | 1026 | 53352 |  | 240 | 12480 |  | 0 | 0 | 1703.22 | 88567.44 | 0 | 0
2.149.18 | B2.10.7 | (*) Exhuast Air Disc |  | No. | 14 |  |  | 0 | 0 |  | 684 | 9576 |  | 205 | 2870 |  | 0 | 0 | 5677.4 | 79483.6 | 0 | 0
2.149.19 | B2.10.8 | (*) Volum control damper |  | No. | 42 |  |  | 0 | 0 |  | 342 | 14364 |  | 355 | 14910 |  | 0 | 0 | 1703.22 | 71535.24 | 0 | 0
2.149.20 | B2.10.9 | (*) Sound attenuator |  | No. | 4 |  |  | 0 | 0 |  | 17100 | 68400 |  | 3800 | 15200 |  | 0 | 0 | 2270.96 | 9083.84 | 0 | 0
2.149.21 | B2.10.10 | (*) Galvanized steel sheet metal, rectangular ductwork complete with insulation and all bends, tees, junctions, transformations, splitters, turning vanes, access panels, bell mouths, pressure dampers, fire dampers, fire retardant sealants for all ductwork passing through fire rated structures and connection to equipment, etc.; all in accordance with the specification and drawings |  | m2 | 210 |  |  | 0 | 0 |  | 285 | 59850 |  | 330 | 69300 |  | 0 | 0 | 227.1 | 47691 | 0 | 0
2.149.22 | B2.10.11 | (*) Fresh air louvar |  | Item | 2 |  |  | 0 | 0 |  | 10830 | 21660 |  | 3000 | 6000 |  | 0 | 0 | 1759.99 | 3519.98 | 0 | 0
2.149.23 | B2.10.12 | (*) Extract Air louver |  | No. | 3 |  |  | 0 | 0 |  | 570 | 1710 |  | 2500 | 7500 |  | 0 | 0 | 2838.7 | 8516.1 | 0 | 0
2.149.24 | B2.10.13 | (*) Motorized control damper |  | No. | 2 |  |  | 0 | 0 |  | 2850 | 5700 |  | 3000 | 6000 |  | 0 | 0 | 8516.09 | 17032.18 | 0 | 0
2.149.25 | B2.10.13 | (*) Supply and return Air Liner Diffuser 5 slot |  | No. | 10 |  |  | 0 | 0 |  | 2280 | 22800 |  | 380 | 3800 |  | 0 | 0 | 1703.22 | 17032.2 | 0 | 0
2.149.26 | B2.10.13 | (*) Supply and return air grill |  | No. | 2 |  |  | 0 | 0 |  | 741 | 1482 |  | 204 | 408 |  | 0 | 0 | 2157.41 | 4314.82 | 0 | 0
2.149.27 | B2.10.13 | (*) Exhaust fans including necessary dampers, controls and associated accessories, connection to duct work and electrical connection with automatic charge over switch, etc.; all in accordance with the specification and drawings |  | No. | 3 |  |  | 0 | 0 |  | 17100 | 51300 |  | 12000 | 36000 |  | 0 | 0 | 17032.19 | 51096.57 | 0 | 0
2.149.28 | B2.10.13 | (*) Duct UV Sterilizer |  | No. | 2 |  |  | 0 | 0 |  | 11400 | 22800 |  | 7040 | 14080 |  | 0 | 0 | 5677.4 | 11354.8 | 0 | 0
| Note | Note Details
2.149.29 | - | Drainage system
2.149.30 | - | Supply, install and commission Drainage, uPVC soil ,waste, vent and rain water pipes- above ground and below ground pipes and fittings including supports, brackets, hangers in accordance with the specification including coordination and connection to Sanitary wares as per required to complete Drainage System.
| Item Code | Description | Item Remarks | Unit of Measurement | Quantity/Base Price |  |  | Unit Price/Discount % (Excluding VAT) | Total |  | Unit Price/Discount % (Excluding VAT) | Total |  | Unit Price/Discount % (Excluding VAT) | Total |  | Unit Price/Discount % (Excluding VAT) | Total | Unit Price/Discount % (Excluding VAT) | Total | Unit Price/Discount % (Excluding VAT) | Total
2.149.31 | B2.10.14 | (*) Floor tarp |  | No. | 13 |  |  | 0 | 0 |  | 513 | 6669 |  | 650 | 8450 |  | 0 | 0 | 283.87 | 3690.31 | 0 | 0
2.149.32 | B2.10.15 | (*) Floor clean out |  | No. | 4 |  |  | 0 | 0 |  | 513 | 2052 |  | 600 | 2400 |  | 0 | 0 | 567.74 | 2270.96 | 0 | 0
2.149.33 | B2.10.16 | (*) Supply and installation of sewerage manhole cover double sealed as per design complying to local regulation |  | No. | 9 |  |  | 0 | 0 |  | 5700 | 51300 |  | 7500 | 67500 |  | 0 | 0 | 6812.87 | 61315.83 | 0 | 0
2.149.34 | B2.10.17 | (*) sand trap cover |  | No. | 1 |  |  | 0 | 0 |  | 2850 | 2850 |  | 6500 | 6500 |  | 0 | 0 | 3974.18 | 3974.18 | 0 | 0
2.149.35 | B2.10.18 | (*) Gully trap Cover |  | No. | 3 |  |  | 0 | 0 |  | 684 | 2052 |  | 1700 | 5100 |  | 0 | 0 | 1703.22 | 5109.66 | 0 | 0
2.149.36 | B2.10.19 | (*) uPVC pipe work installation including civil work accessories, fittings and fixings all in accordance to the specification and drawings; 50 mm dia |  | m | 10 |  |  | 0 | 0 |  | 74.1 | 741 |  | 55 | 550 |  | 0 | 0 | 56.77 | 567.7 | 0 | 0
2.149.37 | B2.10.20 | (*) Vent pipe 82 mm |  | m | 17 |  |  | 0 | 0 |  | 85.5 | 1453.5 |  | 75 | 1275 |  | 0 | 0 | 90.84 | 1544.28 | 0 | 0
2.149.38 | B2.10.20 | (*) Drainage pipe 82 mm |  | m | 12 |  |  | 0 | 0 |  | 85.5 | 1026 |  | 75 | 900 |  | 0 | 0 | 90.84 | 1090.08 | 0 | 0
2.149.39 | B2.10.21 | (*) Ditto; 110mm dia |  | m | 38 |  |  | 0 | 0 |  | 125.4 | 4765.2 |  | 125 | 4750 |  | 0 | 0 | 136.26 | 5177.88 | 0 | 0
2.149.40 | B2.10.22 | (*) Ditto; 150mm dia |  | m | 80 |  |  | 0 | 0 |  | 171 | 13680 |  | 195 | 15600 |  | 0 | 0 | 158.97 | 12717.6 | 0 | 0
2.149.41 | B2.10.23 | (*) Condinsat drain pipe |  | m | 32 |  |  | 0 | 0 |  | 45.6 | 1459.2 |  | 55 | 1760 |  | 0 | 0 | 34.06 | 1089.92 | 0 | 0
| Note | Note Details
2.149.42 | - | Stormwater
| Item Code | Description | Item Remarks | Unit of Measurement | Quantity/Base Price |  |  | Unit Price/Discount % (Excluding VAT) | Total |  | Unit Price/Discount % (Excluding VAT) | Total |  | Unit Price/Discount % (Excluding VAT) | Total |  | Unit Price/Discount % (Excluding VAT) | Total | Unit Price/Discount % (Excluding VAT) | Total | Unit Price/Discount % (Excluding VAT) | Total
2.149.43 | B2.10.24 | (*) Rainwater outlet |  | No. | 5 |  |  | 0 | 0 |  | 513 | 2565 |  | 850 | 4250 |  | 0 | 0 | 567.74 | 2838.7 | 0 | 0
2.149.44 | B2.10.25 | (*) uPVC pipe work installation including civil work, accessories, fittings and fixings all in accordance to the specification and drawings; 110mm dia |  | m | 40 |  |  | 0 | 0 |  | 125.4 | 5016 |  | 125 | 5000 |  | 0 | 0 | 136.26 | 5450.4 | 0 | 0
2.149.45 | B2.10.26 | (*) Cleanout |  | m | 6 |  |  | 0 | 0 |  | 513 | 3078 |  | 600 | 3600 |  | 0 | 0 | 567.74 | 3406.44 | 0 | 0
| Note | Note Details
2.149.46 | - | Water Supply
| Item Code | Description | Item Remarks | Unit of Measurement | Quantity/Base Price |  |  | Unit Price/Discount % (Excluding VAT) | Total |  | Unit Price/Discount % (Excluding VAT) | Total |  | Unit Price/Discount % (Excluding VAT) | Total |  | Unit Price/Discount % (Excluding VAT) | Total | Unit Price/Discount % (Excluding VAT) | Total | Unit Price/Discount % (Excluding VAT) | Total
2.149.47 | B2.10.27 | (*) Supply and install water heaters including all necessary valve, thermometers, contactors,heating elements and accessories, etc.; all in accordance with the specification and drawings; |  | No. | 4 |  |  | 0 | 0 |  | 798 | 3192 |  | 1500 | 6000 |  | 0 | 0 | 1362.57 | 5450.28 | 0 | 0
2.149.48 | B2.10.28 | (*) Water Meter |  | No. | 1 |  |  | 0 | 0 |  | 2850 | 2850 |  | 2500 | 2500 |  | 0 | 0 | 3974.18 | 3974.18 | 0 | 0
2.149.49 | B2.10.29 | (*) Water Meter manhole cover |  | No. | 1 |  |  | 0 | 0 |  | 2850 | 2850 |  | 2000 | 2000 |  | 0 | 0 | 3406.44 | 3406.44 | 0 | 0
2.149.50 | B2.10.30 | (*) Isolating Valve |  | No. | 4 |  |  | 0 | 0 |  | 456 | 1824 |  | 450 | 1800 |  | 0 | 0 | 1703.22 | 6812.88 | 0 | 0
2.149.51 | B2.10.31 | (*) Geat Valve |  | No. | 5 |  |  | 0 | 0 |  | 2850 | 14250 |  | 500 | 2500 |  | 0 | 0 | 1703.22 | 8516.1 | 0 | 0
2.149.52 | B2.10.32 | (*) Water Tap |  | No. | 4 |  |  | 0 | 0 |  | 85.5 | 342 |  | 500 | 2000 |  | 0 | 0 | 227.1 | 908.4 | 0 | 0
2.149.53 | B2.10.33 | (*) Kitchen sink mixer |  | No. | 1 |  |  | 0 | 0 |  | 296.4 | 296.4 |  | 650 | 650 |  | 0 | 0 | 681.29 | 681.29 | 0 | 0
2.149.54 | B2.10.34 | (*) Polypropylene pipe and fittings including insulation at roof, accessories and connections; all in accordance with the specification and drawings; 15 mm dia |  | m | 12 |  |  | 0 | 0 |  | 22.8 | 273.6 |  | 40 | 480 |  | 0 | 0 | 34.06 | 408.72 | 0 | 0
2.149.55 | B2.10.35 | (*) Ditto; 20mm dia |  | m | 15 |  |  | 0 | 0 |  | 34.2 | 513 |  | 45 | 675 |  | 0 | 0 | 45.42 | 681.3 | 0 | 0
2.149.56 | B2.10.36 | (*) Ditto; 25mm dia |  | m | 20 |  |  | 0 | 0 |  | 39.9 | 798 |  | 50 | 1000 |  | 0 | 0 | 56.77 | 1135.4 | 0 | 0
2.149.57 | B2.10.37 | (*) Ditto; 32mm dia |  | m | 23 |  |  | 0 | 0 |  | 45.6 | 1048.8 |  | 60 | 1380 |  | 0 | 0 | 68.13 | 1566.99 | 0 | 0
2.149.58 | B2.10.38 | (*) Ditto; 40mm dia |  | m | 30 |  |  | 0 | 0 |  | 57 | 1710 |  | 70 | 2100 |  | 0 | 0 | 85.16 | 2554.8 | 0 | 0
2.149.59 | B2.10.39 | (*) Ditto; 50mm dia |  | m | 11 |  |  | 0 | 0 |  | 68.4 | 752.4 |  | 80 | 880 |  | 0 | 0 | 102.19 | 1124.09 | 0 | 0
2.149.60 | B2.10.40 | (*) Hot water pipe with insulation |  | m | 31 |  |  | 0 | 0 |  | 22.8 | 706.8 |  | 55 | 1705 |  | 0 | 0 | 45.42 | 1408.02 | 0 | 0
2.149.61 | B2.10.41 | (*) Water GRP tank insulated panels complete with all interconnecting piping, fittings, valves, etc.; all in accordance with the specification and drawings; Ground Water GRP Tank |  | No. | 1 |  |  | 0 | 0 |  | 9120 | 9120 |  | 23000 | 23000 |  | 0 | 0 | 22709.58 | 22709.58 | 0 | 0
2.149.62 | B2.10.42 | (*) Pump Set complete including valves, flexible connections, pressure vessel, vibration isolators, safety devices, prewired control panels, DDC with buzzer and flash indicator strainers, foundations and electrical connections to local outlets; all in accordance with the specification and drawings; Booster Pump |  | No. | 1 |  |  | 0 | 0 |  | 13680 | 13680 |  | 15000 | 15000 |  | 0 | 0 | 45419.16 | 45419.16 | 0 | 0
2.149.63 | B2.10.42 | (*) Water Hammer Arrestor |  | No. | 6 |  |  | 0 | 0 |  | 85.5 | 513 |  | 350 | 2100 |  | 0 | 0 | 3406.44 | 20438.64 | 0 | 0
| Note | Note Details
2.149.64 | - | Sanitary Ware
2.149.65 | - | Supply and fix Sanitary Ware ,including all accessories needed for installation as per mention in drawings & specifications
| Item Code | Description | Item Remarks | Unit of Measurement | Quantity/Base Price |  |  | Unit Price/Discount % (Excluding VAT) | Total |  | Unit Price/Discount % (Excluding VAT) | Total |  | Unit Price/Discount % (Excluding VAT) | Total |  | Unit Price/Discount % (Excluding VAT) | Total | Unit Price/Discount % (Excluding VAT) | Total | Unit Price/Discount % (Excluding VAT) | Total
2.149.66 | B2.10.43 | (*) Sanitary Ware |  | Item | 1 |  |  | 0 | 0 |  | 49020 | 49020 |  | 55000 | 55000 |  | 0 | 0 | 56773.96 | 56773.96 | 0 | 0
| Note | Note Details
2.149.67 | - | Fire protection
2.149.68 | - | Supply and installation, testing, commissioning fire fighting system with all accessories as per ADCD latest code
| Item Code | Description | Item Remarks | Unit of Measurement | Quantity/Base Price |  |  | Unit Price/Discount % (Excluding VAT) | Total |  | Unit Price/Discount % (Excluding VAT) | Total |  | Unit Price/Discount % (Excluding VAT) | Total |  | Unit Price/Discount % (Excluding VAT) | Total | Unit Price/Discount % (Excluding VAT) | Total | Unit Price/Discount % (Excluding VAT) | Total
2.149.69 | B2.10.44 | (*) Fire Hose Cabinet; all in accordance with the drawing and specification |  | No. | 1 |  |  | 0 | 0 |  | 5928 | 5928 |  | 20000 | 20000 |  | 0 | 0 | 8516.09 | 8516.09 | 0 | 0
2.149.70 | B2.10.45 | (*) Breeching inlet 1x2 way for dry riser ; all in accordance with the specification and drawings |  | No. | 1 |  |  | 0 | 0 |  | 2850 | 2850 |  | 10000 | 10000 |  | 0 | 0 | 8516.09 | 8516.09 | 0 | 0
2.149.71 | B2.10.46 | (*) Fire extinguishers and equipment complete as specified including supports, brackets, instruction signs and the like; all in accordance with the specification and drawings; 6 kg dry powder fire extinguisher |  | No. | 4 |  |  | 0 | 0 |  | 228 | 912 |  | 400 | 1600 |  | 0 | 0 | 454.19 | 1816.76 | 0 | 0
2.149.72 | B2.10.47 | (*) 5 kg co2 fire extinguisher |  | No. | 4 |  |  | 0 | 0 |  | 285 | 1140 |  | 420 | 1680 |  | 0 | 0 | 510.97 | 2043.88 | 0 | 0
2.149.73 | B2.10.48 | (*) Galvanized Steel wet riser pipe including fittings, valves and accessories; all in accordance with the specification and drawings; 25mm dia. |  | m | 10 |  |  | 0 | 0 |  | 68.4 | 684 |  | 150 | 1500 |  | 0 | 0 | 170.32 | 1703.2 | 0 | 0
2.149.74 | B2.10.49 | (*) Ditto : Fire fighting pipe 65mm dia |  | m | 10 |  |  | 0 | 0 |  | 171 | 1710 |  | 180 | 1800 |  | 0 | 0 | 227.1 | 2271 | 0 | 0
| Note | Note Details
2.149.75 | - | SUNDRIES:-
| Item Code | Description | Item Remarks | Unit of Measurement | Quantity/Base Price |  |  | Unit Price/Discount % (Excluding VAT) | Total |  | Unit Price/Discount % (Excluding VAT) | Total |  | Unit Price/Discount % (Excluding VAT) | Total |  | Unit Price/Discount % (Excluding VAT) | Total | Unit Price/Discount % (Excluding VAT) | Total | Unit Price/Discount % (Excluding VAT) | Total
2.149.76 | B2.10.50 | (*) Sundries; Allow for supports, including fixings, anchors, insulating block, anti vibration devices and noise suppression measures |  | Item | 1 |  |  | 0 | 0 |  | 1254 | 1254 |  | 2000 | 2000 |  | 0 | 0 | 5677.4 | 5677.4 | 0 | 0
2.149.77 | B2.10.51 | (*) Allow for identifications, tag plates, labels, signage and colour coding for all services. |  | Item | 1 |  |  | 0 | 0 |  | 1254 | 1254 |  | 2000 | 2000 |  | 0 | 0 | 5677.4 | 5677.4 | 0 | 0
2.149.78 | B2.10.52 | (*) Allow for testing and pre-commissioning |  | Item | 1 |  |  | 0 | 0 |  | 1254 | 1254 |  | 500 | 500 |  | 0 | 0 | 5677.4 | 5677.4 | 0 | 0
2.149.79 | B2.10.53 | (*) Allow for commissioning |  | Item | 1 |  |  | 0 | 0 |  | 1254 | 1254 |  | 500 | 500 |  | 0 | 0 | 5677.4 | 5677.4 | 0 | 0
2.149.80 | B2.10.54 | (*) Allow for tools and spares |  | Item | 1 |  |  | 0 | 0 |  | 1254 | 1254 |  | 200 | 200 |  | 0 | 0 | 5677.4 | 5677.4 | 0 | 0
2.149.81 | B2.10.55 | (*) Allow for document and certification |  | Item | 1 |  |  | 0 | 0 |  | 1254 | 1254 |  | 1500 | 1500 |  | 0 | 0 | 5677.4 | 5677.4 | 0 | 0
2.149.82 | B2.10.56 | (*) Allow for co-ordination with other services |  | Item | 1 |  |  | 0 | 0 |  | 1254 | 1254 |  | 1000 | 1000 |  | 0 | 0 | 5677.4 | 5677.4 | 0 | 0
2.149.83 | B2.10.57 | (*) Allow for cutting or forming holes, mortises, chases, or the like and making good finishing |  | Item | 1 |  |  | 0 | 0 |  | 1254 | 1254 |  | 1500 | 1500 |  | 0 | 0 | 5677.4 | 5677.4 | 0 | 0
2.149.84 | B2.10.58 | (*) Allow for building in or cutting and pinning brackets or the like and making good finishing |  | Item | 1 |  |  | 0 | 0 |  | 1254 | 1254 |  | 1500 | 1500 |  | 0 | 0 | 5677.4 | 5677.4 | 0 | 0
2.149.85 | B2.10.59 | (*) Allow for protective painting to all systems |  | Item | 1 |  |  | 0 | 0 |  | 1254 | 1254 |  | 1000 | 1000 |  | 0 | 0 | 5677.4 | 5677.4 | 0 | 0
2.149.86 | B2.10.60 | (*) Allow for decorative painting to all systems |  | Item | 1 |  |  | 0 | 0 |  | 1254 | 1254 |  | 1000 | 1000 |  | 0 | 0 | 5677.4 | 5677.4 | 0 | 0
2.149.87 | B2.10.61 | (*) Allow for drawings, manuals, submittal, samples inspections, instruction books |  | Item | 1 |  |  | 0 | 0 |  | 1254 | 1254 |  | 2000 | 2000 |  | 0 | 0 | 5677.4 | 5677.4 | 0 | 0
2.149.88 | B2.10.62 | (*) Allow for builders work |  | Item | 1 |  |  | 0 | 0 |  | 3990 | 3990 |  | 10000 | 10000 |  | 0 | 0 | 5677.4 | 5677.4 | 0 | 0
2.149.89 | B2.10.63 | (*) Provide air seal partitions above false ceilings to make air zones as required and as shown on drawings and as specified |  | Item | 1 |  |  | 0 | 0 |  | 1254 | 1254 |  | 1000 | 1000 |  | 0 | 0 | 5677.4 | 5677.4 | 0 | 0
2.149.90 | B2.10.64 | (*) Allow for tools and spares for all the equipment supplied |  | Item | 1 |  |  | 0 | 0 |  | 1254 | 1254 |  | 0 | 0 |  | 0 | 0 | 5677.4 | 5677.4 | 0 | 0
| Note | Note Details
2.149.91 | - | Additional items
| Item Code | Description | Item Remarks | Unit of Measurement | Quantity/Base Price |  |  | Unit Price/Discount % (Excluding VAT) | Total |  | Unit Price/Discount % (Excluding VAT) | Total |  | Unit Price/Discount % (Excluding VAT) | Total |  | Unit Price/Discount % (Excluding VAT) | Total | Unit Price/Discount % (Excluding VAT) | Total | Unit Price/Discount % (Excluding VAT) | Total
2.149.92 | AI | (*) Contractor may price here any items which has been shown in the Contract drawings or any other Contract Documents but overlooked or not specifically mentioned inthe schedule of items and is necessary for the satisfactory completion of the Works. Should the Contractor fail to insert any item here, it will be deemed that lump sum Contract Price includes all such items and no claims for additional items will be entertained. |  | Item | 1 |  |  | 0 | 0 |  | 0 | 0 |  | 0 | 0 |  | 3719074.48 | 3719074.48 | 0 | 0 | 470000 | 470000
| Note | Note Details
2.149.93 | - | Please attach one PDF file to be named "Additional Items for (insert bill no/name & Section No/name)" for the details of these additional items in the additional attachment area at the end of the BOQ.
2.150 PPS-ADM: B2-11 ELECTRICAL INSTALLATION | [6 empty] | 373575 | 113 (out of 113) | 419238 |  | 113 (out of 113) | 458964.9 |  | 113 (out of 113) | 1122217 |  | 113 (out of 113) | 4233437.58 | 113 (out of 113) | 1368729.61 | 113 (out of 113) | 588000
| Note | Note Details
2.150.1 | - | Sub-Main Distribution Board
2.150.2 | - | Supply, install, test and commission Wall mounted/ Free Standing Sub main Distribution Boards including circuit breakers, energy monitoring, conduits, ducts and trays from incoming/Outgoing power supply and all terminations as shown on the Drawings & Specifications for the following:-
| Item Code | Description | Item Remarks | Unit of Measurement | Quantity/Base Price |  |  | Unit Price/Discount % (Excluding VAT) | Total |  | Unit Price/Discount % (Excluding VAT) | Total |  | Unit Price/Discount % (Excluding VAT) | Total |  | Unit Price/Discount % (Excluding VAT) | Total | Unit Price/Discount % (Excluding VAT) | Total | Unit Price/Discount % (Excluding VAT) | Total
2.150.3 | B2.11.1 | (*) SMDB-ADMIN |  | No. | 1 |  |  | 419238 | 419238 |  | 8892 | 8892 |  | 12000 | 12000 |  | 0 | 0 | 22709.58 | 22709.58 | 0 | 0
| Note | Note Details
2.150.4 | - | Final Distribution Board
2.150.5 | - | Supply, install, test and commission Wall mounted/ Free Standing Final Distribution Boards including circuit breakers, energy monitoring, conduits, ducts and trays from incoming/Outgoing power supply and all terminations as shown on the Drawings & Specifications for the following:-
| Item Code | Description | Item Remarks | Unit of Measurement | Quantity/Base Price |  |  | Unit Price/Discount % (Excluding VAT) | Total |  | Unit Price/Discount % (Excluding VAT) | Total |  | Unit Price/Discount % (Excluding VAT) | Total |  | Unit Price/Discount % (Excluding VAT) | Total | Unit Price/Discount % (Excluding VAT) | Total | Unit Price/Discount % (Excluding VAT) | Total
2.150.6 | B2.11.2 | (*) DB-L |  | No. | 1 |  |  | 0 | 0 |  | 2052 | 2052 |  | 2500 | 2500 |  | 0 | 0 | 6812.87 | 6812.87 | 0 | 0
2.150.7 | B2.11.3 | (*) DB-P |  | No. | 1 |  |  | 0 | 0 |  | 2280 | 2280 |  | 2311 | 2311 |  | 0 | 0 | 6245.14 | 6245.14 | 0 | 0
2.150.8 | B2.11.4 | (*) DB-EXT |  | No. | 1 |  |  | 0 | 0 |  | 3420 | 3420 |  | 1774 | 1774 |  | 0 | 0 | 5677.4 | 5677.4 | 0 | 0
2.150.9 | B2.11.5 | (*) HVAC CONTROL PANEL |  | No. | 1 |  |  | 0 | 0 |  | 22800 | 22800 |  | 40000 | 40000 |  | 0 | 0 | 28386.98 | 28386.98 | 0 | 0
| Note | Note Details
2.150.10 | - | CABLES AND CABLES SUPPORT SYSTEMS:-
2.150.11 | - | Supply, install, test and commission of Low Voltage armoured cables including glands, connections, conduits, cable ducts, Cable Trays, GI cable trunking, civil works, cable cleats, earthing cable, fixings and termination complete as shown on Drawings and Specifications
2.150.12 | - | Cables from SMDB to the following
| Item Code | Description | Item Remarks | Unit of Measurement | Quantity/Base Price |  |  | Unit Price/Discount % (Excluding VAT) | Total |  | Unit Price/Discount % (Excluding VAT) | Total |  | Unit Price/Discount % (Excluding VAT) | Total |  | Unit Price/Discount % (Excluding VAT) | Total | Unit Price/Discount % (Excluding VAT) | Total | Unit Price/Discount % (Excluding VAT) | Total
2.150.13 | B2.11.5 | (*) (4C 10mm2 XLPE/SWA/PVC + 1C 10mm2 CU PVC) |  | m | 40 |  |  | 0 | 0 |  | 51.3 | 2052 |  | 55 | 2200 |  | 0 | 0 | 68.13 | 2725.2 | 0 | 0
2.150.14 | B2.11.6 | (*) (4C 16mm2 XLPE/SWA/PVC + 1C 16mm2 CU PVC) |  | m | 10 |  |  | 0 | 0 |  | 51.3 | 513 |  | 70 | 700 |  | 0 | 0 | 81.75 | 817.5 | 0 | 0
2.150.15 | B2.11.7 | (*) (4C 25mm2 XLPE/SWA/PVC + 1C 16mm2 CU PVC) |  | m | 30 |  |  | 0 | 0 |  | 66.12 | 1983.6 |  | 90 | 2700 |  | 0 | 0 | 96.52 | 2895.6 | 0 | 0
2.150.16 | B2.11.7.1 | (*) (4C 50mm2 XLPE/SWA/PVC + 1C 25mm2 CU PVC) | Additional | m | 10 |  |  | 0 | 0 |  | 150 | 1500 |  | 135 | 1350 |  | 0 | 0 | 136.26 | 1362.6 | 0 | 0
| Note | Note Details
2.150.17 | - | Cables Trays and Trunking
2.150.18 | - | Internal armoured cables, cable trays, cable ducts, GI cable trunking, civil works etc. including all fixings and termination complete as per shown in schematic diagram, load schedules and drawings.
| Item Code | Description | Item Remarks | Unit of Measurement | Quantity/Base Price |  |  | Unit Price/Discount % (Excluding VAT) | Total |  | Unit Price/Discount % (Excluding VAT) | Total |  | Unit Price/Discount % (Excluding VAT) | Total |  | Unit Price/Discount % (Excluding VAT) | Total | Unit Price/Discount % (Excluding VAT) | Total | Unit Price/Discount % (Excluding VAT) | Total
2.150.19 | B2.11.8 | (*) GI Trunking 50mm x 50mm |  | Item | 1 |  |  | 0 | 0 |  | 1846.8 | 1846.8 |  | 1000 | 1000 |  | 0 | 0 | 8516.09 | 8516.09 | 0 | 0
2.150.20 | B2.11.9 | (*) GI Trunking 100mm x 100mm |  | Item | 1 |  |  | 0 | 0 |  | 2804.4 | 2804.4 |  | 1000 | 1000 |  | 0 | 0 | 9651.57 | 9651.57 | 0 | 0
2.150.21 | B2.11.10 | (*) GI Trunking 150mm x 150mm |  | Item | 1 |  |  | 0 | 0 |  | 4582.8 | 4582.8 |  | 1000 | 1000 |  | 0 | 0 | 9935.44 | 9935.44 | 0 | 0
2.150.22 | B2.11.11 | (*) 100mm HDGI cable tray |  | Item | 1 |  |  | 0 | 0 |  | 4924.8 | 4924.8 |  | 1000 | 1000 |  | 0 | 0 | 9083.83 | 9083.83 | 0 | 0
2.150.23 | B2.11.12 | (*) 150 mm HDGI cable tray |  | Item | 1 |  |  | 0 | 0 |  | 5130 | 5130 |  | 1000 | 1000 |  | 0 | 0 | 9651.57 | 9651.57 | 0 | 0
2.150.24 | B2.11.13 | (*) 200 mm HDGI cable tray |  | Item | 1 |  |  | 0 | 0 |  | 5472 | 5472 |  | 1000 | 1000 |  | 0 | 0 | 11354.79 | 11354.79 | 0 | 0
2.150.25 | B2.11.14 | (*) 300 mm HDGI cable tray |  | Item | 1 |  |  | 0 | 0 |  | 6840 | 6840 |  | 16000 | 16000 |  | 0 | 0 | 13625.75 | 13625.75 | 0 | 0
| Note | Note Details
2.150.26 | - | DISCONNECTING SWITCHES:-
2.150.27 | - | Supply ,Install, testing and commissioning AC23,IP65 Disconnecting switches including all interconnecting cables, wires , trays and Equipments Points from SMD panels and terminations.
| Item Code | Description | Item Remarks | Unit of Measurement | Quantity/Base Price |  |  | Unit Price/Discount % (Excluding VAT) | Total |  | Unit Price/Discount % (Excluding VAT) | Total |  | Unit Price/Discount % (Excluding VAT) | Total |  | Unit Price/Discount % (Excluding VAT) | Total | Unit Price/Discount % (Excluding VAT) | Total | Unit Price/Discount % (Excluding VAT) | Total
2.150.28 | B2.11.15 | (*) Single phase Isolator (SPN) IP65 | Quantity updated | No. | 4 |  |  | 0 | 0 |  | 969 | 3876 |  | 450 | 1800 |  | 0 | 0 | 965.16 | 3860.64 | 0 | 0
2.150.29 | B2.11.16 | (*) Three Phase Isolator (TPN) IP 65 | Quantity updated | No. | 4 |  |  | 0 | 0 |  | 1596 | 6384 |  | 2000 | 8000 |  | 0 | 0 | 1703.22 | 6812.88 | 0 | 0
| Note | Note Details
2.150.30 | - | POWER INSTALLATION:
2.150.31 | - | Wiring Devices
2.150.32 | - | Supply ,Install, testing and commissioning complete including points of Wiring devices with cover plates and outlet boxes , wiring cable tray & required all terminations,conduits,boxes , back boxes, couplers, draw boxes, junction boxes, wiring etc complete as per Drawings and Specifications.
| Item Code | Description | Item Remarks | Unit of Measurement | Quantity/Base Price |  |  | Unit Price/Discount % (Excluding VAT) | Total |  | Unit Price/Discount % (Excluding VAT) | Total |  | Unit Price/Discount % (Excluding VAT) | Total |  | Unit Price/Discount % (Excluding VAT) | Total | Unit Price/Discount % (Excluding VAT) | Total | Unit Price/Discount % (Excluding VAT) | Total
2.150.33 | B2.11.17 | (*) 13A switched single socket outlet | Quantity updated | No. | 13 |  |  | 0 | 0 |  | 239.4 | 3112.2 |  | 320 | 4160 |  | 0 | 0 | 681.29 | 8856.77 | 0 | 0
2.150.34 | B2.11.18 | (*) 13A switched double socket outlet | Added Item | No. | 29 |  |  | 0 | 0 |  | 273.6 | 7934.4 |  | 380 | 11020 |  | 0 | 0 | 794.84 | 23050.36 | 0 | 0
2.150.35 | B2.11.19 | (*) 13A switched double socket outlet W/P | Quantity updated | No. | 8 |  |  | 0 | 0 |  | 342 | 2736 |  | 480 | 3840 |  | 0 | 0 | 851.61 | 6812.88 | 0 | 0
2.150.36 | B2.11.20 | (*) 13A switched double socket outlet above bench level | Quantity updated | No. | 2 |  |  | 0 | 0 |  | 273.6 | 547.2 |  | 420 | 840 |  | 0 | 0 | 738.06 | 1476.12 | 0 | 0
2.150.37 | deleted | (*) 13A switched single socket outlet above bench level | Deleted | No. | 1 |  |  | 0 | 0 |  | 239.4 | 239.4 |  | 0 | 0 |  | 0 | 0 | 681.29 | 681.29 | 0 | 0
2.150.38 | B2.11.22 | (*) 16A Industrial socket |  | No. | 2 |  |  | 0 | 0 |  | 604.2 | 1208.4 |  | 550 | 1100 |  | 0 | 0 | 794.84 | 1589.68 | 0 | 0
2.150.39 | B2.11.23 | (*) Flex outlet for water heater |  | No. | 3 |  |  | 0 | 0 |  | 250.8 | 752.4 |  | 400 | 1200 |  | 0 | 0 | 908.38 | 2725.14 | 0 | 0
2.150.40 | B2.11.24 | (*) Floor box | Quantity updated | No. | 12 |  |  | 0 | 0 |  | 513 | 6156 |  | 2500 | 30000 |  | 0 | 0 | 567.74 | 6812.88 | 0 | 0
| Note | Note Details
2.150.41 | - | LIGHTING FIXTURES
2.150.42 | - | Supply, install, testing and commissioning complete Light fittings including cabling, wiring, conduits and switches in connections to permanent wiring system
| Item Code | Description | Item Remarks | Unit of Measurement | Quantity/Base Price |  |  | Unit Price/Discount % (Excluding VAT) | Total |  | Unit Price/Discount % (Excluding VAT) | Total |  | Unit Price/Discount % (Excluding VAT) | Total |  | Unit Price/Discount % (Excluding VAT) | Total | Unit Price/Discount % (Excluding VAT) | Total | Unit Price/Discount % (Excluding VAT) | Total
2.150.43 | B2.11.25 | (*) Electrical points for Type L1 |  | No. | 4 |  |  | 0 | 0 |  | 404.7 | 1618.8 |  | 90 | 360 |  | 0 | 0 | 1021.93 | 4087.72 | 0 | 0
2.150.44 | B2.11.26 | (*) Electrical points for Type L2 |  | No. | 45 |  |  | 0 | 0 |  | 404.7 | 18211.5 |  | 880 | 39600 |  | 0 | 0 | 965.16 | 43432.2 | 0 | 0
2.150.45 | B2.11.27 | (*) Electrical points for Type L3 |  | No. | 4 |  |  | 0 | 0 |  | 444.6 | 1778.4 |  | 942 | 3768 |  | 0 | 0 | 738.06 | 2952.24 | 0 | 0
2.150.46 | B2.11.28 | (*) Electrical points for Type L4 |  | No. | 16 |  |  | 0 | 0 |  | 513 | 8208 |  | 670 | 10720 |  | 0 | 0 | 908.38 | 14534.08 | 0 | 0
2.150.47 | B2.11.29 | (*) Electrical points for Type L5 |  | No. | 20 |  |  | 0 | 0 |  | 250.8 | 5016 |  | 343 | 6860 |  | 0 | 0 | 908.38 | 18167.6 | 0 | 0
2.150.48 | B2.11.30 | (*) Electrical points for Type L6 | Quantity updated | No. | 70 |  |  | 0 | 0 |  | 250.8 | 17556 |  | 343 | 24010 |  | 0 | 0 | 851.61 | 59612.7 | 0 | 0
2.150.49 | B2.11.31 | (*) Electrical points for Type L7 | Quantity updated | No. | 4 |  |  | 0 | 0 |  | 239.4 | 957.6 |  | 370 | 1480 |  | 0 | 0 | 908.38 | 3633.52 | 0 | 0
2.150.50 | B2.11.32 | (*) Electrical points for Type L9 |  | No. | 14 |  |  | 0 | 0 |  | 695.4 | 9735.6 |  | 2140 | 29960 |  | 0 | 0 | 1759.99 | 24639.86 | 0 | 0
2.150.51 | B2.11.33 | (*) Electrical points for Type L10 | Quantity updated | No. | 4 |  |  | 0 | 0 |  | 604.2 | 2416.8 |  | 1936 | 7744 |  | 0 | 0 | 1646.44 | 6585.76 | 0 | 0
2.150.52 | deleted | (*) Electrical points for Type L11 | Deleted | No. | 2 |  |  | 0 | 0 |  | 1390.8 | 2781.6 |  | 0 | 0 |  | 0 | 0 | 908.38 | 1816.76 | 0 | 0
2.150.53 | B2.11.35 | (*) Surface Mountain Self Contained Non Maintained, 3 Hours Duration 1x12W Emergency Light |  | No. | 24 |  |  | 0 | 0 |  | 478.8 | 11491.2 |  | 1320 | 31680 |  | 0 | 0 | 1703.22 | 40877.28 | 0 | 0
2.150.54 | B2.11.36 | (*) Self Contained and Maintained, 3 Hours Duration 1x8W Exit Light | Quantity updated | No. | 5 |  |  | 0 | 0 |  | 364.8 | 1824 |  | 1496 | 7480 |  | 0 | 0 | 1419.35 | 7096.75 | 0 | 0
| Note | Note Details
2.150.55 | - | WIRING DEVICES & ACCESSORIES
2.150.56 | - | Supply, install and connect the following devices including device boxes, cover, plates, conduits and wiring between devices and distribution boards, switch panels, etc. as per drawings:
| Item Code | Description | Item Remarks | Unit of Measurement | Quantity/Base Price |  |  | Unit Price/Discount % (Excluding VAT) | Total |  | Unit Price/Discount % (Excluding VAT) | Total |  | Unit Price/Discount % (Excluding VAT) | Total |  | Unit Price/Discount % (Excluding VAT) | Total | Unit Price/Discount % (Excluding VAT) | Total | Unit Price/Discount % (Excluding VAT) | Total
2.150.57 | B2.11.37 | (*) 20A double pole switch | Quantity updated | No. | 6 |  |  | 0 | 0 |  | 222.3 | 1333.8 |  | 300 | 1800 |  | 0 | 0 | 851.61 | 5109.66 | 0 | 0
2.150.58 | B2.11.38 | (*) One way one gang lighting grid switch |  | No. | 4 |  |  | 0 | 0 |  | 205.2 | 820.8 |  | 280 | 1120 |  | 0 | 0 | 738.06 | 2952.24 | 0 | 0
2.150.59 | B2.11.39 | (*) One way Two gang lighting grid switch |  | No. | 2 |  |  | 0 | 0 |  | 205.2 | 410.4 |  | 320 | 640 |  | 0 | 0 | 965.16 | 1930.32 | 0 | 0
| Note | Note Details
2.150.60 | - | LIGHTING CONTROL SYSTEM:
2.150.61 | - | Supply, install, test and commission complete lighting control system including, cabling, wiring, termination and power connections ,(Data if required)conduits, back boxes, couplers, accessories and suitable for each rooms, halls, corridors and offices and all place at the bulding with all required software and programming activities for all components of the system to the Specification ,shown on Drawings and operation performance requested by the Engineer and not limited to the following .
| Item Code | Description | Item Remarks | Unit of Measurement | Quantity/Base Price |  |  | Unit Price/Discount % (Excluding VAT) | Total |  | Unit Price/Discount % (Excluding VAT) | Total |  | Unit Price/Discount % (Excluding VAT) | Total |  | Unit Price/Discount % (Excluding VAT) | Total | Unit Price/Discount % (Excluding VAT) | Total | Unit Price/Discount % (Excluding VAT) | Total
2.150.62 | B2.11.40 | (*) Overide Switch |  | Item | 4 |  |  | 0 | 0 |  | 228 | 912 |  | 650 | 2600 |  | 0 | 0 | 5677.4 | 22709.6 | 0 | 0
2.150.63 | B2.11.41 | (*) 360 Motion sensor |  | Item | 16 |  |  | 0 | 0 |  | 570 | 9120 |  | 1000 | 16000 |  | 0 | 0 | 1135.48 | 18167.68 | 0 | 0
2.150.64 | B2.11.42 | (*) Lighting Control Panel |  | No. | 1 |  |  | 0 | 0 |  | 17100 | 17100 |  | 15000 | 15000 |  | 0 | 0 | 22709.58 | 22709.58 | 0 | 0
2.150.65 | B2.11.43 | (*) LCD Touch screen |  | No. | 1 |  |  | 0 | 0 |  | 11400 | 11400 |  | 3500 | 3500 |  | 0 | 0 | 7948.35 | 7948.35 | 0 | 0
2.150.66 | B2.11.44 | (*) Photocell & timer switcher W/P IP54 |  | No. | 1 |  |  | 0 | 0 |  | 1140 | 1140 |  | 800 | 800 |  | 0 | 0 | 7948.35 | 7948.35 | 0 | 0
| Note | Note Details
2.150.67 | - | COMMUNICATION SYSTEMS
2.150.68 | - | TELECOMMUNICATION SYSTEM:-
2.150.69 | - | Supply, install, testing and commissioning complete Telecom System Equipments Points & Accessories including connection and terminations as per Client Requirements, drawings ,Specifications and as per latest Etisalat regulations.
| Item Code | Description | Item Remarks | Unit of Measurement | Quantity/Base Price |  |  | Unit Price/Discount % (Excluding VAT) | Total |  | Unit Price/Discount % (Excluding VAT) | Total |  | Unit Price/Discount % (Excluding VAT) | Total |  | Unit Price/Discount % (Excluding VAT) | Total | Unit Price/Discount % (Excluding VAT) | Total | Unit Price/Discount % (Excluding VAT) | Total
2.150.70 | B2.11.45 | (*) IDF |  | No. | 1 |  |  | 0 | 0 |  | 5700 | 5700 |  | 25000 | 25000 |  | 0 | 0 | 14761.23 | 14761.23 | 0 | 0
2.150.71 | B2.11.46 | (*) Dual RJ 45outlet |  | No. | 26 |  |  | 0 | 0 |  | 399 | 10374 |  | 720 | 18720 |  | 0 | 0 | 908.38 | 23617.88 | 0 | 0
2.150.72 | B2.11.47 | (*) Single RJ 45outlet (above false cielling) |  | No. | 3 |  |  | 0 | 0 |  | 330.6 | 991.8 |  | 400 | 1200 |  | 0 | 0 | 681.29 | 2043.87 | 0 | 0
2.150.73 | B2.11.48 | (*) Single RJ 45 at high level |  | No. | 1 |  |  | 0 | 0 |  | 399 | 399 |  | 380 | 380 |  | 0 | 0 | 681.29 | 681.29 | 0 | 0
2.150.74 | B2.11.49 | (*) 24 POE port switch |  | No. | 1 |  |  | 0 | 0 |  | 570 | 570 |  | 6000 | 6000 |  | 0 | 0 | 14193.49 | 14193.49 | 0 | 0
2.150.75 | B2.11.50 | (*) patch panel |  | No. | 1 |  |  | 0 | 0 |  | 1140 | 1140 |  | 2500 | 2500 |  | 0 | 0 | 17032.19 | 17032.19 | 0 | 0
2.150.76 | B2.11.51 | (*) Conduites, wiring, cables, termination, trunking, ,junction boxes,earthing and trays etc related to telecommunication system |  | Item | 1 |  |  | 0 | 0 |  | 5700 | 5700 |  | 50000 | 50000 |  | 0 | 0 | 28386.98 | 28386.98 | 0 | 0
| Note | Note Details
2.150.77 | - | Cables Trays and Trunking
2.150.78 | - | cable trays, cable ducts, GI cable trunking, civil works etc. including all fixings and termination complete as per shown in schematic diagram, load schedules drawings and requirments
| Item Code | Description | Item Remarks | Unit of Measurement | Quantity/Base Price |  |  | Unit Price/Discount % (Excluding VAT) | Total |  | Unit Price/Discount % (Excluding VAT) | Total |  | Unit Price/Discount % (Excluding VAT) | Total |  | Unit Price/Discount % (Excluding VAT) | Total | Unit Price/Discount % (Excluding VAT) | Total | Unit Price/Discount % (Excluding VAT) | Total
2.150.79 | B2.11.52 | (*) GI Trunking 50mm x 50mm |  | Item | 1 |  |  | 0 | 0 |  | 1231.2 | 1231.2 |  | 0 | 0 |  | 0 | 0 | 8516.09 | 8516.09 | 0 | 0
2.150.80 | B2.11.53 | (*) GI Trunking 100mm x 100mm |  | Item | 1 |  |  | 0 | 0 |  | 1869.6 | 1869.6 |  | 0 | 0 |  | 0 | 0 | 9651.57 | 9651.57 | 0 | 0
2.150.81 | B2.11.54 | (*) GI Trunking 150mm x 150mm |  | Item | 1 |  |  | 0 | 0 |  | 3055.2 | 3055.2 |  | 0 | 0 |  | 0 | 0 | 9935.44 | 9935.44 | 0 | 0
2.150.82 | B2.11.55 | (*) 100mm HDGI cable tray |  | Item | 1 |  |  | 0 | 0 |  | 2280 | 2280 |  | 0 | 0 |  | 0 | 0 | 9083.83 | 9083.83 | 0 | 0
2.150.83 | B2.11.56 | (*) 150mm HDGI cable tray |  | Item | 1 |  |  | 0 | 0 |  | 3283.2 | 3283.2 |  | 0 | 0 |  | 0 | 0 | 9651.57 | 9651.57 | 0 | 0
| Note | Note Details
2.150.84 | - | ACCESS CONTROL SYSTEM
2.150.85 | - | install, test and commission a Door access control system as specified here under and shown on the drawings and secification
| Item Code | Description | Item Remarks | Unit of Measurement | Quantity/Base Price |  |  | Unit Price/Discount % (Excluding VAT) | Total |  | Unit Price/Discount % (Excluding VAT) | Total |  | Unit Price/Discount % (Excluding VAT) | Total |  | Unit Price/Discount % (Excluding VAT) | Total | Unit Price/Discount % (Excluding VAT) | Total | Unit Price/Discount % (Excluding VAT) | Total
2.150.86 | B2.11.57 | (*) Card Reader |  | No. | 1 |  |  | 0 | 0 |  | 570 | 570 |  | 2500 | 2500 |  | 0 | 0 | 908.38 | 908.38 | 0 | 0
2.150.87 | B2.11.58 | (*) Exit button |  | No. | 1 |  |  | 0 | 0 |  | 228 | 228 |  | 500 | 500 |  | 0 | 0 | 1703.22 | 1703.22 | 0 | 0
2.150.88 | B2.11.59 | (*) Door contact |  | No. | 1 |  |  | 0 | 0 |  | 342 | 342 |  | 500 | 500 |  | 0 | 0 | 851.61 | 851.61 | 0 | 0
2.150.89 | B2.11.60 | (*) Magnetic lock |  | No. | 1 |  |  | 0 | 0 |  | 456 | 456 |  | 1500 | 1500 |  | 0 | 0 | 851.61 | 851.61 | 0 | 0
2.150.90 | B2.11.61 | (*) 24 port switch |  | No. | 1 |  |  | 0 | 0 |  | 570 | 570 |  | 6000 | 6000 |  | 0 | 0 | 11354.79 | 11354.79 | 0 | 0
2.150.91 | B2.11.62 | (*) patch panel |  | No. | 1 |  |  | 0 | 0 |  | 1140 | 1140 |  | 2500 | 2500 |  | 0 | 0 | 17032.19 | 17032.19 | 0 | 0
2.150.92 | B2.11.63 | (*) wiring, , termination etc related work to Access control system |  | Item | 1 |  |  | 0 | 0 |  | 5700 | 5700 |  | 15000 | 15000 |  | 0 | 0 | 22709.58 | 22709.58 | 0 | 0
| Note | Note Details
2.150.93 | - | AUDIO VIDEO SYSTEM
2.150.94 | - | Supply, install Test & Commissioning the following Audio Video and outlets complete including pull boxes, and all necessary fixing accessories all as shown in the drawings,schematic diagram & specification.
| Item Code | Description | Item Remarks | Unit of Measurement | Quantity/Base Price |  |  | Unit Price/Discount % (Excluding VAT) | Total |  | Unit Price/Discount % (Excluding VAT) | Total |  | Unit Price/Discount % (Excluding VAT) | Total |  | Unit Price/Discount % (Excluding VAT) | Total | Unit Price/Discount % (Excluding VAT) | Total | Unit Price/Discount % (Excluding VAT) | Total
2.150.95 | B2.11.64 | (*) 40'' smart HD TV |  | No. | 1 |  |  | 0 | 0 |  | 9120 | 9120 |  | 15000 | 15000 |  | 0 | 0 | 9651.57 | 9651.57 | 0 | 0
2.150.96 | B2.11.65 | (*) Conduites, wiring, patch panels, cables, termination, trunking, ,junction boxes,earthing,software and trays... etc related work required for AV system |  | Item | 1 |  |  | 0 | 0 |  | 3420 | 3420 |  | 6000 | 6000 |  | 0 | 0 | 19870.88 | 19870.88 | 0 | 0
| Note | Note Details
2.150.97 | - | CCTV System Installation
2.150.98 | - | Allow for all necessary works in connection with CCTV installation complete including supply, installation, testing and commissioning as per the drawings and/or the specifications
2.150.99 | - | CCTV system shall including supply, installation, connections, testing & commissioning and documentation but not limmted to the followings:
| Item Code | Description | Item Remarks | Unit of Measurement | Quantity/Base Price |  |  | Unit Price/Discount % (Excluding VAT) | Total |  | Unit Price/Discount % (Excluding VAT) | Total |  | Unit Price/Discount % (Excluding VAT) | Total |  | Unit Price/Discount % (Excluding VAT) | Total | Unit Price/Discount % (Excluding VAT) | Total | Unit Price/Discount % (Excluding VAT) | Total
2.150.100 | B2.11.66 | (*) Dome type camera IP (Day & Night) POE ,Recognize |  | No. | 4 |  |  | 0 | 0 |  | 1710 | 6840 |  | 6000 | 24000 |  | 0 | 0 | 9083.83 | 36335.32 | 0 | 0
2.150.101 | B2.11.67 | (*) Dome type camera IP (Day & Night) POE, Identify |  | No. | 1 |  |  | 0 | 0 |  | 1710 | 1710 |  | 7500 | 7500 |  | 0 | 0 | 11354.79 | 11354.79 | 0 | 0
2.150.102 | B2.11.68 | (*) Fixed camera IP (DAY & Night )POE weather proof ,Recongize |  | No. | 2 |  |  | 0 | 0 |  | 228 | 456 |  | 9500 | 19000 |  | 0 | 0 | 9083.83 | 18167.66 | 0 | 0
2.150.103 | B2.11.69 | (*) port switch |  | No. | 2 |  |  | 0 | 0 |  | 570 | 1140 |  | 0 | 0 |  | 0 | 0 | 17032.19 | 34064.38 | 0 | 0
2.150.104 | B2.11.70 | (*) 24 POE port switch |  | No. | 2 |  |  | 0 | 0 |  | 570 | 1140 |  | 6000 | 12000 |  | 0 | 0 | 17032.19 | 34064.38 | 0 | 0
2.150.105 | B2.11.71 | (*) Patch panel |  | No. | 2 |  |  | 0 | 0 |  | 1140 | 2280 |  | 2500 | 5000 |  | 0 | 0 | 20438.62 | 40877.24 | 0 | 0
2.150.106 | B2.11.72 | (*) Conduites, wiring, patch panels, cables, termination, trunking, ,junction boxes,earthing and trays... etc related work required for CCTV system |  | Item | 1 |  |  | 0 | 0 |  | 5700 | 5700 |  | 230000 | 230000 |  | 0 | 0 | 30090.2 | 30090.2 | 0 | 0
| Note | Note Details
2.150.107 | - | PUBLIC ADDRESS SYSTEM
2.150.108 | - | Allow for all necessary works in connection with PA installation complete including supply, installation, testing and commissioning as per the drawings and/or the specifications
2.150.109 | - | Complete PA system including all devices / elements as shown on the drawings and/or in specification including supply, installation, connections, testing & commissioning and documentation. Include all builders work, fixing accessories, tagging, cable tray with cover, trunking, conduits, supports, back boxes,couplers and accessories as required
| Item Code | Description | Item Remarks | Unit of Measurement | Quantity/Base Price |  |  | Unit Price/Discount % (Excluding VAT) | Total |  | Unit Price/Discount % (Excluding VAT) | Total |  | Unit Price/Discount % (Excluding VAT) | Total |  | Unit Price/Discount % (Excluding VAT) | Total | Unit Price/Discount % (Excluding VAT) | Total | Unit Price/Discount % (Excluding VAT) | Total
2.150.110 | B2.11.73 | (*) 6 watt wall mounted speaker |  | No. | 2 |  |  | 0 | 0 |  | 1140 | 2280 |  | 1500 | 3000 |  | 0 | 0 | 2270.96 | 4541.92 | 0 | 0
2.150.111 | B2.11.74 | (*) sounder |  | No. | 2 |  |  | 0 | 0 |  | 1140 | 2280 |  | 1000 | 2000 |  | 0 | 0 | 3974.18 | 7948.36 | 0 | 0
2.150.112 | B2.11.75 | (*) Touching screen paging microphone |  | No. | 2 |  |  | 0 | 0 |  | 1140 | 2280 |  | 2500 | 5000 |  | 0 | 0 | 3179.34 | 6358.68 | 0 | 0
2.150.113 | B2.11.76 | (*) AM/FM tuner |  | No. | 1 |  |  | 0 | 0 |  | 798 | 798 |  | 2500 | 2500 |  | 0 | 0 | 1703.22 | 1703.22 | 0 | 0
2.150.114 | B2.11.77 | (*) Power amplifier |  | No. | 1 |  |  | 0 | 0 |  | 2280 | 2280 |  | 15000 | 15000 |  | 0 | 0 | 5677.4 | 5677.4 | 0 | 0
2.150.115 | B2.11.78 | (*) System manager |  | No. | 1 |  |  | 0 | 0 |  | 5700 | 5700 |  | 15000 | 15000 |  | 0 | 0 | 11354.79 | 11354.79 | 0 | 0
2.150.116 | B2.11.79 | (*) Conduits, wiring, cables, termination, trunking, junction boxes and trays etc. related to Public address system as specified |  | Item | 1 |  |  | 0 | 0 |  | 5700 | 5700 |  | 62000 | 62000 |  | 0 | 0 | 28386.98 | 28386.98 | 0 | 0
| Note | Note Details
2.150.117 | - | Earthing & bonding System
| Item Code | Description | Item Remarks | Unit of Measurement | Quantity/Base Price |  |  | Unit Price/Discount % (Excluding VAT) | Total |  | Unit Price/Discount % (Excluding VAT) | Total |  | Unit Price/Discount % (Excluding VAT) | Total |  | Unit Price/Discount % (Excluding VAT) | Total | Unit Price/Discount % (Excluding VAT) | Total | Unit Price/Discount % (Excluding VAT) | Total
2.150.118 | B2.11.80 | (*) Supply, install ,testing and commissioning with all accessories of the earthing and bonding system complete including Earth Bar main earth electrodes , earthing continuity conductors ,bonding conductors and earth pit etc, as specified. |  | Item | 1 |  |  | 0 | 0 |  | 11400 | 11400 |  | 9000 | 9000 |  | 0 | 0 | 28386.98 | 28386.98 | 0 | 0
| Note | Note Details
2.150.119 | - | Lightning Protection System
2.150.120 | - | Supply, install, test and commission complete lightning protection system air termination network, fitting and connection complete in accordance with Specifications and Drawings.
| Item Code | Description | Item Remarks | Unit of Measurement | Quantity/Base Price |  |  | Unit Price/Discount % (Excluding VAT) | Total |  | Unit Price/Discount % (Excluding VAT) | Total |  | Unit Price/Discount % (Excluding VAT) | Total |  | Unit Price/Discount % (Excluding VAT) | Total | Unit Price/Discount % (Excluding VAT) | Total | Unit Price/Discount % (Excluding VAT) | Total
2.150.121 | B2.11.81 | (*) Earth pit |  | Item | 1 |  |  | 0 | 0 |  | 5700 | 5700 |  | 20000 | 20000 |  | 0 | 0 | 17032.19 | 17032.19 | 0 | 0
2.150.122 | B2.11.82 | (*) Free standing air terminal for protection of mechanical equipment. |  | Item | 1 |  |  | 0 | 0 |  | 6840 | 6840 |  | 4000 | 4000 |  | 0 | 0 | 14193.49 | 14193.49 | 0 | 0
2.150.123 | B2.11.83 | (*) Thermo weld in all joints |  | Item | 1 |  |  | 0 | 0 |  | 1140 | 1140 |  | 3000 | 3000 |  | 0 | 0 | 5677.4 | 5677.4 | 0 | 0
2.150.124 | B2.11.84 | (*) Copper tape down conductor |  | Item | 1 |  |  | 0 | 0 |  | 3420 | 3420 |  | 2000 | 2000 |  | 0 | 0 | 5677.4 | 5677.4 | 0 | 0
2.150.125 | B2.11.85 | (*) Down conductor to earth pit |  | Item | 1 |  |  | 0 | 0 |  | 1140 | 1140 |  | 2000 | 2000 |  | 0 | 0 | 10219.31 | 10219.31 | 0 | 0
2.150.126 | B2.11.86 | (*) 1C 70mm² PVC/SC direct buried cable |  | Item | 1 |  |  | 0 | 0 |  | 7980 | 7980 |  | 5000 | 5000 |  | 0 | 0 | 5677.4 | 5677.4 | 0 | 0
2.150.127 | B2.11.87 | (*) 25x 3mm bare copper tape lightning protection air terminal |  | Item | 1 |  |  | 0 | 0 |  | 11400 | 11400 |  | 15000 | 15000 |  | 0 | 0 | 9651.57 | 9651.57 | 0 | 0
| Note | Note Details
2.150.128 | - | FIRE ALARM & SECURITY SYSTEMS
2.150.129 | - | ANALOGUE ADDRESSABLE FIRE ALARM SYSTEM
2.150.130 | - | Fire Alarm Installation
2.150.131 | - | Allow for all necessary works in connection with fire alarm installation complete including supply, installation, testing and commissioning as per the drawings and/or the specifications
2.150.132 | - | Complete addressable fire alarm system including all devices / elements as shown on the drawings and/or in specificationshall including supply, installation, connections, testing & commissioning and documentation for the following but not limtted to:
| Item Code | Description | Item Remarks | Unit of Measurement | Quantity/Base Price |  |  | Unit Price/Discount % (Excluding VAT) | Total |  | Unit Price/Discount % (Excluding VAT) | Total |  | Unit Price/Discount % (Excluding VAT) | Total |  | Unit Price/Discount % (Excluding VAT) | Total | Unit Price/Discount % (Excluding VAT) | Total | Unit Price/Discount % (Excluding VAT) | Total
2.150.133 | B2.11.88 | (*) Addressable Fire Alarm control panel |  | No. | 1 |  |  | 0 | 0 |  | 4332 | 4332 |  | 25000 | 25000 |  | 0 | 0 | 45419.16 | 45419.16 | 0 | 0
2.150.134 | B2.11.89 | (*) Addressable Monitor panel for emergency light |  | No. | 1 |  |  | 0 | 0 |  | 5130 | 5130 |  | 65000 | 65000 |  | 0 | 0 | 39741.77 | 39741.77 | 0 | 0
2.150.135 | B2.11.90 | (*) Addressable Smoke detector |  | No. | 17 |  |  | 0 | 0 |  | 228 | 3876 |  | 350 | 5950 |  | 0 | 0 | 1419.35 | 24128.95 | 0 | 0
2.150.136 | B2.11.91 | (*) Addressable heat detector |  | No. | 1 |  |  | 0 | 0 |  | 342 | 342 |  | 450 | 450 |  | 0 | 0 | 1362.57 | 1362.57 | 0 | 0
2.150.137 | B2.11.92 | (*) Addressable Combined smoke & heat detector |  | Item | 1 |  |  | 0 | 0 |  | 570 | 570 |  | 500 | 500 |  | 0 | 0 | 2270.96 | 2270.96 | 0 | 0
2.150.138 | B2.11.93 | (*) Addressable manual call point |  | No. | 2 |  |  | 0 | 0 |  | 570 | 1140 |  | 500 | 1000 |  | 0 | 0 | 1419.35 | 2838.7 | 0 | 0
2.150.139 | B2.11.94 | (*) Addressable Fire alarm sounder |  | No. | 1 |  |  | 0 | 0 |  | 513 | 513 |  | 600 | 600 |  | 0 | 0 | 1362.57 | 1362.57 | 0 | 0
2.150.140 | B2.11.95 | (*) Addressable Fire Alarm sounder with strobe weather proof |  | No. | 2 |  |  | 0 | 0 |  | 684 | 1368 |  | 650 | 1300 |  | 0 | 0 | 1703.22 | 3406.44 | 0 | 0
2.150.141 | B2.11.96 | (*) Monitor Module |  | No. | 4 |  |  | 0 | 0 |  | 228 | 912 |  | 1500 | 6000 |  | 0 | 0 | 2838.7 | 11354.8 | 0 | 0
2.150.142 | B2.11.97 | (*) conduits, cabling, trays, ducts, trunking related to fire alarm system. |  | Item | 1 |  |  | 0 | 0 |  | 5928 | 5928 |  | 15000 | 15000 |  | 0 | 0 | 34064.37 | 34064.37 | 0 | 0
| Note | Note Details
2.150.143 | - | SUNDRIES:-
| Item Code | Description | Item Remarks | Unit of Measurement | Quantity/Base Price |  |  | Unit Price/Discount % (Excluding VAT) | Total |  | Unit Price/Discount % (Excluding VAT) | Total |  | Unit Price/Discount % (Excluding VAT) | Total |  | Unit Price/Discount % (Excluding VAT) | Total | Unit Price/Discount % (Excluding VAT) | Total | Unit Price/Discount % (Excluding VAT) | Total
2.150.144 | B2.11.98 | (*) Allow for supports |  | Item | 1 |  |  | 0 | 0 |  | 4104 | 4104 |  | 6000 | 6000 |  | 0 | 0 | 5677.4 | 5677.4 | 0 | 0
2.150.145 | B2.11.99 | (*) Allow for identifications, tag plates, labels, signage and colour coding for all services. |  | Item | 1 |  |  | 0 | 0 |  | 4104 | 4104 |  | 2000 | 2000 |  | 0 | 0 | 5677.4 | 5677.4 | 0 | 0
2.150.146 | B2.11.100 | (*) Allow for testing and pre-commissioning |  | Item | 1 |  |  | 0 | 0 |  | 4104 | 4104 |  | 500 | 500 |  | 0 | 0 | 5677.4 | 5677.4 | 0 | 0
2.150.147 | B2.11.101 | (*) Allow for commissioning |  | Item | 1 |  |  | 0 | 0 |  | 4104 | 4104 |  | 500 | 500 |  | 0 | 0 | 5677.4 | 5677.4 | 0 | 0
2.150.148 | B2.11.102 | (*) Allow for tools and spares |  | Item | 1 |  |  | 0 | 0 |  | 4104 | 4104 |  | 500 | 500 |  | 0 | 0 | 5677.4 | 5677.4 | 0 | 0
2.150.149 | B2.11.103 | (*) Allow for document and certification |  | Item | 1 |  |  | 0 | 0 |  | 4104 | 4104 |  | 1500 | 1500 |  | 0 | 0 | 5677.4 | 5677.4 | 0 | 0
2.150.150 | B2.11.104 | (*) Allow for co-ordination with other services |  | Item | 1 |  |  | 0 | 0 |  | 4104 | 4104 |  | 1000 | 1000 |  | 0 | 0 | 5677.4 | 5677.4 | 0 | 0
2.150.151 | B2.11.105 | (*) Allow for cutting or forming holes, mortises, chases, or the like and making good finishing |  | Item | 1 |  |  | 0 | 0 |  | 4104 | 4104 |  | 2000 | 2000 |  | 0 | 0 | 5677.4 | 5677.4 | 0 | 0
2.150.152 | B2.11.106 | (*) Allow for building in or cutting and pinning brackets or the like and making good finishing |  | Item | 1 |  |  | 0 | 0 |  | 4104 | 4104 |  | 2000 | 2000 |  | 0 | 0 | 5677.4 | 5677.4 | 0 | 0
2.150.153 | B2.11.107 | (*) Allow for protective painting to all systems |  | Item | 1 |  |  | 0 | 0 |  | 4104 | 4104 |  | 1500 | 1500 |  | 0 | 0 | 5677.4 | 5677.4 | 0 | 0
2.150.154 | B2.11.108 | (*) Allow for decorative painting to all systems |  | Item | 1 |  |  | 0 | 0 |  | 4104 | 4104 |  | 1500 | 1500 |  | 0 | 0 | 5677.4 | 5677.4 | 0 | 0
2.150.155 | B2.11.109 | (*) Allow for drawings, manuals, submittal, samples inspections, instruction books |  | Item | 1 |  |  | 0 | 0 |  | 4104 | 4104 |  | 2500 | 2500 |  | 0 | 0 | 5677.4 | 5677.4 | 0 | 0
2.150.156 | B2.11.110 | (*) Allow for builders work |  | Item | 1 |  |  | 0 | 0 |  | 3990 | 3990 |  | 10000 | 10000 |  | 0 | 0 | 5677.4 | 5677.4 | 0 | 0
| Note | Note Details
2.150.157 | - | Additional items
| Item Code | Description | Item Remarks | Unit of Measurement | Quantity/Base Price |  |  | Unit Price/Discount % (Excluding VAT) | Total |  | Unit Price/Discount % (Excluding VAT) | Total |  | Unit Price/Discount % (Excluding VAT) | Total |  | Unit Price/Discount % (Excluding VAT) | Total | Unit Price/Discount % (Excluding VAT) | Total | Unit Price/Discount % (Excluding VAT) | Total
2.150.158 | AI | (*) Contractor may price here any items which has been shown in the Contract drawings or any other Contract Documents but overlooked or not specifically mentioned inthe schedule of items and is necessary for the satisfactory completion of the Works. Should the Contractor fail to insert any item here, it will be deemed that lump sum Contract Price includes all such items and no claims for additional items will be entertained. |  | Item | 1 |  |  | 0 | 0 |  | 0 | 0 |  | 0 | 0 |  | 4233437.58 | 4233437.58 | 0 | 0 | 588000 | 588000
| Note | Note Details
2.150.159 | - | Please attach one PDF file to be named "Additional Items for (insert bill no/name & Section No/name)" for the details of these additional items in the additional attachment area at the end of the BOQ.
2.151 PPS-WSCW: BILL NO 03 - WORK SHOP AND CAR WASH | [6 empty] | 2426682.7 |  | 3200631.78 |  | 0 (out of 0) | 3743614.08 |  | 0 (out of 0) | 3890970 |  | 0 (out of 0) | 3963338.31 | 0 (out of 0) | 5987537 | 0 (out of 0) | 4093594
2.152 PPS-WSCW: B3-01 SITE WORK | [6 empty] | 41016 | 6 (out of 6) | 55166 |  | 6 (out of 6) | 107196.48 |  | 6 (out of 6) | 42623 |  | 6 (out of 6) | 56878 | 6 (out of 6) | 110992.84 | 6 (out of 6) | 172864
| Note | Note Details
2.152.1 | - | Site preparation
| Item Code | Description | Item Remarks | Unit of Measurement | Quantity/Base Price |  |  | Unit Price/Discount % (Excluding VAT) | Total |  | Unit Price/Discount % (Excluding VAT) | Total |  | Unit Price/Discount % (Excluding VAT) | Total |  | Unit Price/Discount % (Excluding VAT) | Total | Unit Price/Discount % (Excluding VAT) | Total | Unit Price/Discount % (Excluding VAT) | Total
2.152.2 | B3.1.1 | (*) Site Preparation |  | m2 | 600 |  |  | 5 | 3000 |  | 28.5 | 17100 |  | 10 | 6000 |  | 10 | 6000 | 9.59 | 5754 | 50 | 30000
| Note | Note Details
2.152.3 | - | Excavation
| Item Code | Description | Item Remarks | Unit of Measurement | Quantity/Base Price |  |  | Unit Price/Discount % (Excluding VAT) | Total |  | Unit Price/Discount % (Excluding VAT) | Total |  | Unit Price/Discount % (Excluding VAT) | Total |  | Unit Price/Discount % (Excluding VAT) | Total | Unit Price/Discount % (Excluding VAT) | Total | Unit Price/Discount % (Excluding VAT) | Total
2.152.4 | B3.1.2 | (*) Pit excavation to receive foundation bases depth 1.5 m |  | m3 | 905 |  |  | 18 | 16290 |  | 45.6 | 41268 |  | 15 | 13575 |  | 28 | 25340 | 41.95 | 37964.75 | 40 | 36200
| Note | Note Details
2.152.5 | - | Disposal of excavated materials
2.152.6 | - | Remove surplus unsuitable excavated materials within site without compacting .
| Item Code | Description | Item Remarks | Unit of Measurement | Quantity/Base Price |  |  | Unit Price/Discount % (Excluding VAT) | Total |  | Unit Price/Discount % (Excluding VAT) | Total |  | Unit Price/Discount % (Excluding VAT) | Total |  | Unit Price/Discount % (Excluding VAT) | Total | Unit Price/Discount % (Excluding VAT) | Total | Unit Price/Discount % (Excluding VAT) | Total
2.152.7 | B3.1.3 | (*) Spread surplus within site |  | Item | 1 |  |  | 19796 | 19796 |  | 11400 | 11400 |  | 5000 | 5000 |  | 5018 | 5018 | 27117.45 | 27117.45 | 50000 | 50000
| Note | Note Details
2.152.8 | - | Filling
| Item Code | Description | Item Remarks | Unit of Measurement | Quantity/Base Price |  |  | Unit Price/Discount % (Excluding VAT) | Total |  | Unit Price/Discount % (Excluding VAT) | Total |  | Unit Price/Discount % (Excluding VAT) | Total |  | Unit Price/Discount % (Excluding VAT) | Total | Unit Price/Discount % (Excluding VAT) | Total | Unit Price/Discount % (Excluding VAT) | Total
2.152.9 | B3.1.4 | (*) Selected fill from excavated materials all in accordance with the Specifications |  | m3 | 712 |  |  | 18 | 12816 |  | 45.6 | 32467.2 |  | 20 | 14240 |  | 25 | 17800 | 52.74 | 37550.88 | 75 | 53400
| Note | Note Details
2.152.10 | - | Anti Treatment
2.152.11 | - | Allow for termite control; prepare and apply anti-termite treatment; all in accordance with the Specifications and subject to the Contractor's approval
| Item Code | Description | Item Remarks | Unit of Measurement | Quantity/Base Price |  |  | Unit Price/Discount % (Excluding VAT) | Total |  | Unit Price/Discount % (Excluding VAT) | Total |  | Unit Price/Discount % (Excluding VAT) | Total |  | Unit Price/Discount % (Excluding VAT) | Total | Unit Price/Discount % (Excluding VAT) | Total | Unit Price/Discount % (Excluding VAT) | Total
2.152.12 | B3.1.5 | (*) To horizontal and vertical surfaces |  | m2 | 544 |  |  | 6 | 3264 |  | 9.12 | 4961.28 |  | 7 | 3808 |  | 5 | 2720 | 4.79 | 2605.76 | 6 | 3264
| Note | Note Details
2.152.13 | - | Additional items
| Item Code | Description | Item Remarks | Unit of Measurement | Quantity/Base Price |  |  | Unit Price/Discount % (Excluding VAT) | Total |  | Unit Price/Discount % (Excluding VAT) | Total |  | Unit Price/Discount % (Excluding VAT) | Total |  | Unit Price/Discount % (Excluding VAT) | Total | Unit Price/Discount % (Excluding VAT) | Total | Unit Price/Discount % (Excluding VAT) | Total
2.152.14 | AI | (*) Contractor may price here any items which has been shown in the Contract drawings or any other Contract Documents but overlooked or not specifically mentioned inthe schedule of items and is necessary for the satisfactory completion of the Works. Should the Contractor fail to insert any item here, it will be deemed that lump sum Contract Price includes all such items and no claims for additional items will be entertained. |  | Item | 1 |  |  | 0 | 0 |  | 0 | 0 |  | 0 | 0 |  | 0 | 0 | 0 | 0 | 0 | 0
| Note | Note Details
2.152.15 | - | Please attach one PDF file to be named "Additional Items for (insert bill no/name & Section No/name)" for the details of these additional items in the additional attachment area at the end of the BOQ.
2.153 PPS-WSCW: B3-02 CONCRETE WORK | [6 empty] | 475328 | 17 (out of 17) | 500296 |  | 17 (out of 17) | 678186 |  | 17 (out of 17) | 453635 |  | 17 (out of 17) | 481711 | 17 (out of 17) | 685404.4 | 17 (out of 17) | 560400
| Note | Note Details
2.153.1 | - | SUBSTRUCTURE
2.153.2 | - | Poured Concrete
2.153.3 | - | Plain concrete (20 N/mm2) as per specifications and drawings.
| Item Code | Description | Item Remarks | Unit of Measurement | Quantity/Base Price |  |  | Unit Price/Discount % (Excluding VAT) | Total |  | Unit Price/Discount % (Excluding VAT) | Total |  | Unit Price/Discount % (Excluding VAT) | Total |  | Unit Price/Discount % (Excluding VAT) | Total | Unit Price/Discount % (Excluding VAT) | Total | Unit Price/Discount % (Excluding VAT) | Total
2.153.4 | B3.2.1 | (*) Blinding; 50 mm thick |  | m3 | 24 |  |  | 460 | 11040 |  | 798 | 19152 |  | 385 | 9240 |  | 413 | 9912 | 496.2 | 11908.8 | 600 | 14400
2.153.5 | B3.2.2 | (*) Blinding; 100 mm thick |  | m3 | 19 |  |  | 23 | 437 |  | 798 | 15162 |  | 385 | 7315 |  | 413 | 7847 | 496.2 | 9427.8 | 600 | 11400
| Note | Note Details
2.153.6 | - | Reinforcment Concrete (40 N/mm2) in Type I SRC cement including all shuttering,supportsand all related works as per specifications and drawings.
| Item Code | Description | Item Remarks | Unit of Measurement | Quantity/Base Price |  |  | Unit Price/Discount % (Excluding VAT) | Total |  | Unit Price/Discount % (Excluding VAT) | Total |  | Unit Price/Discount % (Excluding VAT) | Total |  | Unit Price/Discount % (Excluding VAT) | Total | Unit Price/Discount % (Excluding VAT) | Total | Unit Price/Discount % (Excluding VAT) | Total
2.153.7 | B3.2.3 | (*) Footing |  | m3 | 80 |  |  | 1334 | 106720 |  | 1710 | 136800 |  | 925 | 74000 |  | 951 | 76080 | 1549.74 | 123979.2 | 1300 | 104000
2.153.8 | B3.2.4 | (*) Grade beams |  | m3 | 28 |  |  | 1440 | 40320 |  | 1710 | 47880 |  | 1160 | 32480 |  | 1398 | 39144 | 2174.19 | 60877.32 | 1500 | 42000
2.153.9 | B3.2.5 | (*) Columns neck |  | m3 | 6 |  |  | 1479 | 8874 |  | 1710 | 10260 |  | 2050 | 12300 |  | 2655 | 15930 | 2475.03 | 14850.18 | 1900 | 11400
2.153.10 | B3.2.6 | (*) Grade slab; 150 mm thick |  | m3 | 115 |  |  | 1149 | 132135 |  | 1710 | 196650 |  | 700 | 80500 |  | 567 | 65205 | 835.4 | 96071 | 1200 | 138000
2.153.11 | B3.2.7 | (*) Step |  | m3 | 1 |  |  | 1215 | 1215 |  | 1710 | 1710 |  | 1000 | 1000 |  | 1329 | 1329 | 835.4 | 835.4 | 1300 | 1300
2.153.12 | B3.2.8 | (*) trench wall |  | m3 | 4 |  |  | 1308 | 5232 |  | 1710 | 6840 |  | 1310 | 5240 |  | 1726 | 6904 | 2475.03 | 9900.12 | 1500 | 6000
2.153.13 | B3.2.9 | (*) Under ground water tank |  | m3 | 17 |  |  | 1334 | 22678 |  | 1710 | 29070 |  | 2300 | 39100 |  | 2263 | 38471 | 2475.03 | 42075.51 | 1500 | 25500
| Note | Note Details
2.153.14 | - | SUPER STRUCTURE
2.153.15 | - | Reinforcmen Concrete (40 N/mm2) in Type I OPC cement including all shuttering,supportsand all related works as per specifications and drawings.
| Item Code | Description | Item Remarks | Unit of Measurement | Quantity/Base Price |  |  | Unit Price/Discount % (Excluding VAT) | Total |  | Unit Price/Discount % (Excluding VAT) | Total |  | Unit Price/Discount % (Excluding VAT) | Total |  | Unit Price/Discount % (Excluding VAT) | Total | Unit Price/Discount % (Excluding VAT) | Total | Unit Price/Discount % (Excluding VAT) | Total
2.153.16 | B3.2.10 | (*) Columns |  | m3 | 21 |  |  | 1460 | 30660 |  | 1710 | 35910 |  | 1970 | 41370 |  | 2116 | 44436 | 3004.79 | 63100.59 | 1600 | 33600
2.153.17 | B3.2.11 | (*) Drop Beams |  | m3 | 19 |  |  | 1447 | 27493 |  | 1710 | 32490 |  | 1410 | 26790 |  | 1992 | 37848 | 2798.64 | 53174.16 | 1500 | 28500
2.153.18 | B3.2.12 | (*) Solid slabs |  | m3 | 51 |  |  | 1328 | 67728 |  | 1710 | 87210 |  | 1150 | 58650 |  | 1405 | 71655 | 2196.96 | 112044.96 | 1400 | 71400
2.153.19 | B3.2.13 | (*) Parapet |  | m3 | 23 |  |  | 1328 | 30544 |  | 1710 | 39330 |  | 1550 | 35650 |  | 1914 | 44022 | 2798.64 | 64368.72 | 1300 | 29900
2.153.20 | B3.2.14 | (*) Equipment foundation |  | Item | 1 |  |  | 12742 | 12742 |  | 18240 | 18240 |  | 17000 | 17000 |  | 3548 | 3548 | 15497.4 | 15497.4 | 20000 | 20000
2.153.21 | B3.2.15 | (*) Lintels |  | m3 | 1 |  |  | 1328 | 1328 |  | 1482 | 1482 |  | 3000 | 3000 |  | 2130 | 2130 | 2798.64 | 2798.64 | 3000 | 3000
| Note | Note Details
2.153.22 | - | Sundries
| Item Code | Description | Item Remarks | Unit of Measurement | Quantity/Base Price |  |  | Unit Price/Discount % (Excluding VAT) | Total |  | Unit Price/Discount % (Excluding VAT) | Total |  | Unit Price/Discount % (Excluding VAT) | Total |  | Unit Price/Discount % (Excluding VAT) | Total | Unit Price/Discount % (Excluding VAT) | Total | Unit Price/Discount % (Excluding VAT) | Total
2.153.23 | B3.2.16 | (*) Expansion joints; all in accordance with the Specifications |  | Item | 1 |  |  | 1150 | 1150 |  | 0 | 0 |  | 10000 | 10000 |  | 17250 | 17250 | 4494.6 | 4494.6 | 20000 | 20000
| Note | Note Details
2.153.24 | - | Additional items
| Item Code | Description | Item Remarks | Unit of Measurement | Quantity/Base Price |  |  | Unit Price/Discount % (Excluding VAT) | Total |  | Unit Price/Discount % (Excluding VAT) | Total |  | Unit Price/Discount % (Excluding VAT) | Total |  | Unit Price/Discount % (Excluding VAT) | Total | Unit Price/Discount % (Excluding VAT) | Total | Unit Price/Discount % (Excluding VAT) | Total
2.153.25 | AI | (*) Contractor may price here any items which has been shown in the Contract drawings or any other Contract Documents but overlooked or not specifically mentioned inthe schedule of items and is necessary for the satisfactory completion of the Works. Should the Contractor fail to insert any item here, it will be deemed that lump sum Contract Price includes all such items and no claims for additional items will be entertained. |  | Item | 1 |  |  | 0 | 0 |  | 0 | 0 |  | 0 | 0 |  | 0 | 0 | 0 | 0 | 0 | 0
| Note | Note Details
2.153.26 | - | Please attach one PDF file to be named "Additional Items for (insert bill no/name & Section No/name)" for the details of these additional items in the additional attachment area at the end of the BOQ.
2.154 PPS-WSCW: B3-03 MASONRY | [6 empty] | 74510 | 7 (out of 7) | 79925 |  | 7 (out of 7) | 107382.3 |  | 7 (out of 7) | 110415 |  | 7 (out of 7) | 88359 | 7 (out of 7) | 143426.81 | 7 (out of 7) | 114060
| Note | Note Details
2.154.1 | - | Block Walls
2.154.2 | - | Thermal concrete masonry units bedded and jointed in cement including mortar including concrete filling, wall ties, bed joints, reinforcement metal lath (where required), head restraint,anchors, and column stiffeners; including all necessary accessories; as shown on Drawing all in accordance with the Specifications
| Item Code | Description | Item Remarks | Unit of Measurement | Quantity/Base Price |  |  | Unit Price/Discount % (Excluding VAT) | Total |  | Unit Price/Discount % (Excluding VAT) | Total |  | Unit Price/Discount % (Excluding VAT) | Total |  | Unit Price/Discount % (Excluding VAT) | Total | Unit Price/Discount % (Excluding VAT) | Total | Unit Price/Discount % (Excluding VAT) | Total
2.154.3 | B3.3.1 | (*) 300 mm thick External Solid Block walls |  | m2 | 406 |  |  | 135 | 54810 |  | 171 | 69426 |  | 200 | 81200 |  | 152 | 61712 | 251.7 | 102190.2 | 200 | 81200
| Note | Note Details
2.154.4 | - | Concrete masonry units bedded and jointed in cement including mortar including concrete filling, wall ties, bed joints, reinforcement metal lath (where required), head restraint,anchors, and column stiffeners; including all necessary accessories; as shown on Drawing all in accordance with the Specifications
| Item Code | Description | Item Remarks | Unit of Measurement | Quantity/Base Price |  |  | Unit Price/Discount % (Excluding VAT) | Total |  | Unit Price/Discount % (Excluding VAT) | Total |  | Unit Price/Discount % (Excluding VAT) | Total |  | Unit Price/Discount % (Excluding VAT) | Total | Unit Price/Discount % (Excluding VAT) | Total | Unit Price/Discount % (Excluding VAT) | Total
2.154.5 | B3.3.2 | (*) 100 mm thick Internal Hollow Block walls |  | m2 | 85 |  |  | 72 | 6120 |  | 131.1 | 11143.5 |  | 70 | 5950 |  | 75 | 6375 | 110.27 | 9372.95 | 90 | 7650
2.154.6 | B3.3.3 | (*) 200 mm thick Internal Hollow Block walls |  | m2 | 56 |  |  | 79 | 4424 |  | 136.8 | 7660.8 |  | 75 | 4200 |  | 86 | 4816 | 131.84 | 7383.04 | 110 | 6160
2.154.7 | B3.3.4 | (*) 300 mm thick Internal Hollow Block walls |  | m2 | 9 |  |  | 100 | 900 |  | 148.2 | 1333.8 |  | 145 | 1305 |  | 112 | 1008 | 233.72 | 2103.48 | 150 | 1350
2.154.8 | B3.3.4 | (*) 100 mm thick Solid Block for U/G water tank |  | m2 | 44 |  |  | 99 | 4356 |  | 136.8 | 6019.2 |  | 90 | 3960 |  | 90 | 3960 | 113.86 | 5009.84 | 120 | 5280
2.154.9 | B3.3.4 | (*) 300 mm thick Solid Block |  | m2 | 69 |  |  | 135 | 9315 |  | 171 | 11799 |  | 200 | 13800 |  | 152 | 10488 | 251.7 | 17367.3 | 180 | 12420
| Note | Note Details
2.154.10 | - | Additional items
| Item Code | Description | Item Remarks | Unit of Measurement | Quantity/Base Price |  |  | Unit Price/Discount % (Excluding VAT) | Total |  | Unit Price/Discount % (Excluding VAT) | Total |  | Unit Price/Discount % (Excluding VAT) | Total |  | Unit Price/Discount % (Excluding VAT) | Total | Unit Price/Discount % (Excluding VAT) | Total | Unit Price/Discount % (Excluding VAT) | Total
2.154.11 | AI | (*) Contractor may price here any items which has been shown in the Contract drawings or any other Contract Documents but overlooked or not specifically mentioned inthe schedule of items and is necessary for the satisfactory completion of the Works. Should the Contractor fail to insert any item here, it will be deemed that lump sum Contract Price includes all such items and no claims for additional items will be entertained. |  | Item | 1 |  |  | 0 | 0 |  | 0 | 0 |  | 0 | 0 |  | 0 | 0 | 0 | 0 | 0 | 0
| Note | Note Details
2.154.12 | - | Please attach one PDF file to be named "Additional Items for (insert bill no/name & Section No/name)" for the details of these additional items in the additional attachment area at the end of the BOQ.
2.155 PPS-WSCW: B3-04 METAL WORK | [6 empty] | 269000 | 6 (out of 6) | 145640 |  | 6 (out of 6) | 189924 |  | 6 (out of 6) | 345800 |  | 6 (out of 6) | 315475.31 | 6 (out of 6) | 429444.44 | 6 (out of 6) | 773200
| Note | Note Details
2.155.1 | - | Structural Steel work
2.155.2 | - | Supply and installation of steel structures including supports, connections and accessories. all complete as detailed on drawing and engineer approval
| Item Code | Description | Item Remarks | Unit of Measurement | Quantity/Base Price |  |  | Unit Price/Discount % (Excluding VAT) | Total |  | Unit Price/Discount % (Excluding VAT) | Total |  | Unit Price/Discount % (Excluding VAT) | Total |  | Unit Price/Discount % (Excluding VAT) | Total | Unit Price/Discount % (Excluding VAT) | Total | Unit Price/Discount % (Excluding VAT) | Total
2.155.3 | B3.4.1 | (*) To all structural steel work including roofing , walls clading, Columns etc |  | Item | 1 |  |  | 82500 | 82500 |  | 131100 | 131100 |  | 250000 | 250000 |  | 205713.31 | 205713.31 | 333559.61 | 333559.61 | 650000 | 650000
| Note | Note Details
2.155.4 | - | Aluminum Cat ladder
2.155.5 | - | Supply and installation of Aluminum Cat ladder including all accessories,fixing etc. all complete as detailed on drawing and engineer approval
| Item Code | Description | Item Remarks | Unit of Measurement | Quantity/Base Price |  |  | Unit Price/Discount % (Excluding VAT) | Total |  | Unit Price/Discount % (Excluding VAT) | Total |  | Unit Price/Discount % (Excluding VAT) | Total |  | Unit Price/Discount % (Excluding VAT) | Total | Unit Price/Discount % (Excluding VAT) | Total | Unit Price/Discount % (Excluding VAT) | Total
2.155.6 | B3.4.2 | (*) Aluminum Cat ladder |  | No. | 1 |  |  | 5500 | 5500 |  | 3990 | 3990 |  | 17000 | 17000 |  | 6900 | 6900 | 10787.05 | 10787.05 | 10000 | 10000
| Note | Note Details
2.155.7 | - | GRP Ladder
2.155.8 | - | Supply and installation of GRP Ladder including all accessories,fixing etc. all complete as detailed on drawing and engineer approval
| Item Code | Description | Item Remarks | Unit of Measurement | Quantity/Base Price |  |  | Unit Price/Discount % (Excluding VAT) | Total |  | Unit Price/Discount % (Excluding VAT) | Total |  | Unit Price/Discount % (Excluding VAT) | Total |  | Unit Price/Discount % (Excluding VAT) | Total | Unit Price/Discount % (Excluding VAT) | Total | Unit Price/Discount % (Excluding VAT) | Total
2.155.9 | B3.4.3 | (*) GRP ladder |  | No. | 2 |  |  | 3300 | 6600 |  | 2850 | 5700 |  | 2200 | 4400 |  | 5175 | 10350 | 7191.37 | 14382.74 | 10000 | 20000
2.155.10 | B3.4.4 | (*) Tank Access Hatch |  | No. | 2 |  |  | 5500 | 11000 |  | 855 | 1710 |  | 6000 | 12000 |  | 1380 | 2760 | 4194.96 | 8389.92 | 5000 | 10000
| Note | Note Details
2.155.11 | - | Grating
2.155.12 | - | Supply and installation of Grating including all accessories,fixing etc. all complete as detailed on drawing and engineer approval
| Item Code | Description | Item Remarks | Unit of Measurement | Quantity/Base Price |  |  | Unit Price/Discount % (Excluding VAT) | Total |  | Unit Price/Discount % (Excluding VAT) | Total |  | Unit Price/Discount % (Excluding VAT) | Total |  | Unit Price/Discount % (Excluding VAT) | Total | Unit Price/Discount % (Excluding VAT) | Total | Unit Price/Discount % (Excluding VAT) | Total
2.155.13 | B3.4.4 | (*) 350mm metal gratings for floor drains |  | m | 104 |  |  | 385 | 40040 |  | 456 | 47424 |  | 600 | 62400 |  | 863 | 89752 | 599.28 | 62325.12 | 800 | 83200
| Note | Note Details
2.155.14 | - | Additional items
| Item Code | Description | Item Remarks | Unit of Measurement | Quantity/Base Price |  |  | Unit Price/Discount % (Excluding VAT) | Total |  | Unit Price/Discount % (Excluding VAT) | Total |  | Unit Price/Discount % (Excluding VAT) | Total |  | Unit Price/Discount % (Excluding VAT) | Total | Unit Price/Discount % (Excluding VAT) | Total | Unit Price/Discount % (Excluding VAT) | Total
2.155.15 | AI | (*) Contractor may price here any items which has been shown in the Contract drawings or any other Contract Documents but overlooked or not specifically mentioned inthe schedule of items and is necessary for the satisfactory completion of the Works. Should the Contractor fail to insert any item here, it will be deemed that lump sum Contract Price includes all such items and no claims for additional items will be entertained. |  | Item | 1 |  |  | 0 | 0 |  | 0 | 0 |  | 0 | 0 |  | 0 | 0 | 0 | 0 | 0 | 0
| Note | Note Details
2.155.16 | - | Please attach one PDF file to be named "Additional Items for (insert bill no/name & Section No/name)" for the details of these additional items in the additional attachment area at the end of the BOQ.
2.156 PPS-WSCW: B3-05 THERMAL AND MOISTURE PROTECTION | [6 empty] | 119860.7 | 13 (out of 13) | 123578 |  | 13 (out of 13) | 358250.7 |  | 13 (out of 13) | 164677 |  | 13 (out of 13) | 218658 | 13 (out of 13) | 339999.3 | 13 (out of 13) | 243275
| Note | Note Details
2.156.1 | - | Waterproofing courses
2.156.2 | - | Waterproofing system for the substructure, as per drawings and specifications.
| Item Code | Description | Item Remarks | Unit of Measurement | Quantity/Base Price |  |  | Unit Price/Discount % (Excluding VAT) | Total |  | Unit Price/Discount % (Excluding VAT) | Total |  | Unit Price/Discount % (Excluding VAT) | Total |  | Unit Price/Discount % (Excluding VAT) | Total | Unit Price/Discount % (Excluding VAT) | Total | Unit Price/Discount % (Excluding VAT) | Total
2.156.3 | B3.5.1 | (*) To horizontal and vertical areas |  | m2 | 1311 |  |  | 10 | 13110 |  | 114 | 149454 |  | 10 | 13110 |  | 72 | 94392 | 104.27 | 136697.97 | 35 | 45885
2.156.4 | B3.5.2 | (*) Waterproofing substructure 1 layer 3mm membrane |  | m2 | 166 |  |  | 10 | 1660 |  | 136.8 | 22708.8 |  | 30 | 4980 |  | 50 | 8300 | 57.53 | 9549.98 | 55 | 9130
| Note | Note Details
2.156.5 | - | Waterproofing system forU/G water tank, as per drawings and specifications.
| Item Code | Description | Item Remarks | Unit of Measurement | Quantity/Base Price |  |  | Unit Price/Discount % (Excluding VAT) | Total |  | Unit Price/Discount % (Excluding VAT) | Total |  | Unit Price/Discount % (Excluding VAT) | Total |  | Unit Price/Discount % (Excluding VAT) | Total | Unit Price/Discount % (Excluding VAT) | Total | Unit Price/Discount % (Excluding VAT) | Total
2.156.6 | B3.5.3 | (*) 4mm Membrane for U/G water tank |  | m2 | 44 |  |  | 38 | 1672 |  | 193.8 | 8527.2 |  | 100 | 4400 |  | 72 | 3168 | 57.53 | 2531.32 | 90 | 3960
| Note | Note Details
2.156.7 | - | Supply and Apply GRP liling as per drawings ,specifications
| Item Code | Description | Item Remarks | Unit of Measurement | Quantity/Base Price |  |  | Unit Price/Discount % (Excluding VAT) | Total |  | Unit Price/Discount % (Excluding VAT) | Total |  | Unit Price/Discount % (Excluding VAT) | Total |  | Unit Price/Discount % (Excluding VAT) | Total | Unit Price/Discount % (Excluding VAT) | Total | Unit Price/Discount % (Excluding VAT) | Total
2.156.8 | B3.5.4 | (*) GRP Lining |  | m2 | 74 |  |  | 110 | 8140 |  | 285 | 21090 |  | 500 | 37000 |  | 198 | 14652 | 479.42 | 35477.08 | 220 | 16280
| Note | Note Details
2.156.9 | - | Supply and Fix Water stopperas per drawings ,specifications
| Item Code | Description | Item Remarks | Unit of Measurement | Quantity/Base Price |  |  | Unit Price/Discount % (Excluding VAT) | Total |  | Unit Price/Discount % (Excluding VAT) | Total |  | Unit Price/Discount % (Excluding VAT) | Total |  | Unit Price/Discount % (Excluding VAT) | Total | Unit Price/Discount % (Excluding VAT) | Total | Unit Price/Discount % (Excluding VAT) | Total
2.156.10 | B3.5.5 | (*) Water stopper |  | m | 17 |  |  | 55 | 935 |  | 57 | 969 |  | 60 | 1020 |  | 77 | 1309 | 89.89 | 1528.13 | 80 | 1360
| Note | Note Details
2.156.11 | - | 1000 Gauge Polythene Sheet, all in accordance with the drawings and specifications.
| Item Code | Description | Item Remarks | Unit of Measurement | Quantity/Base Price |  |  | Unit Price/Discount % (Excluding VAT) | Total |  | Unit Price/Discount % (Excluding VAT) | Total |  | Unit Price/Discount % (Excluding VAT) | Total |  | Unit Price/Discount % (Excluding VAT) | Total | Unit Price/Discount % (Excluding VAT) | Total | Unit Price/Discount % (Excluding VAT) | Total
2.156.12 | B3.5.6 | (*) To horizontal areas |  | m2 | 1310 |  |  | 5 | 6550 |  | 13.68 | 17920.8 |  | 7 | 9170 |  | 4 | 5240 | 4.44 | 5816.4 | 35 | 45850
| Note | Note Details
2.156.13 | - | Isolation joints all in accordance with the drawings and specifications.
| Item Code | Description | Item Remarks | Unit of Measurement | Quantity/Base Price |  |  | Unit Price/Discount % (Excluding VAT) | Total |  | Unit Price/Discount % (Excluding VAT) | Total |  | Unit Price/Discount % (Excluding VAT) | Total |  | Unit Price/Discount % (Excluding VAT) | Total | Unit Price/Discount % (Excluding VAT) | Total | Unit Price/Discount % (Excluding VAT) | Total
2.156.14 | B3.5.7 | (*) 12mm Isolation joints of grade slabs |  | m | 244 |  |  | 22 | 5368 |  | 17.1 | 4172.4 |  | 10 | 2440 |  | 22 | 5368 | 148.62 | 36263.28 | 35 | 8540
| Note | Note Details
2.156.15 | - | Waterproofing system for roofing
2.156.16 | - | Supply and apply waterproofing system for roof as per drawings ,specifications
| Item Code | Description | Item Remarks | Unit of Measurement | Quantity/Base Price |  |  | Unit Price/Discount % (Excluding VAT) | Total |  | Unit Price/Discount % (Excluding VAT) | Total |  | Unit Price/Discount % (Excluding VAT) | Total |  | Unit Price/Discount % (Excluding VAT) | Total | Unit Price/Discount % (Excluding VAT) | Total | Unit Price/Discount % (Excluding VAT) | Total
2.156.17 | B3.5.8 | (*) Combo Roof System As shown in the drawings. |  | m2 | 183 |  |  | 275 | 50325 |  | 171 | 31293 |  | 275 | 50325 |  | 242 | 44286 | 251.7 | 46061.1 | 250 | 45750
2.156.18 | B3.5.9 | (*) Roof Waterproofing skirting |  | m | 76 |  |  | 28 | 2128 |  | 68.4 | 5198.4 |  | 75 | 5700 |  | 0 | 0 | 89.89 | 6831.64 | 50 | 3800
| Note | Note Details
2.156.19 | - | Waterproofing for wet areas
2.156.20 | - | Waterproofing system for wet areas, 1.5mm thick seamless water proofing membrane
| Item Code | Description | Item Remarks | Unit of Measurement | Quantity/Base Price |  |  | Unit Price/Discount % (Excluding VAT) | Total |  | Unit Price/Discount % (Excluding VAT) | Total |  | Unit Price/Discount % (Excluding VAT) | Total |  | Unit Price/Discount % (Excluding VAT) | Total | Unit Price/Discount % (Excluding VAT) | Total | Unit Price/Discount % (Excluding VAT) | Total
2.156.21 | B3.5.10 | (*) wet area |  | m2 | 421 |  |  | 36 | 15156 |  | 114 | 47994 |  | 30 | 12630 |  | 55 | 23155 | 53.94 | 22708.74 | 85 | 35785
| Note | Note Details
2.156.22 | - | Protection screed; sand and cement screed; all in accordance with the Specifications
| Item Code | Description | Item Remarks | Unit of Measurement | Quantity/Base Price |  |  | Unit Price/Discount % (Excluding VAT) | Total |  | Unit Price/Discount % (Excluding VAT) | Total |  | Unit Price/Discount % (Excluding VAT) | Total |  | Unit Price/Discount % (Excluding VAT) | Total | Unit Price/Discount % (Excluding VAT) | Total | Unit Price/Discount % (Excluding VAT) | Total
2.156.23 | B3.5.10 | (*) To horizontal areas; 30 mm thick |  | m2 | 421 |  |  | 22 | 9262 |  | 17.1 | 7199.1 |  | 22 | 9262 |  | 0 | 0 | 52.74 | 22203.54 | 35 | 14735
2.156.24 | B3.5.11 | (*) waterproofing above deck slabs roofing |  | m2 | 244 |  |  | 38 | 9272 |  | 171 | 41724 |  | 60 | 14640 |  | 77 | 18788 | 58.73 | 14330.12 | 50 | 12200
| Note | Note Details
2.156.25 | - | Additional items
| Item Code | Description | Item Remarks | Unit of Measurement | Quantity/Base Price |  |  | Unit Price/Discount % (Excluding VAT) | Total |  | Unit Price/Discount % (Excluding VAT) | Total |  | Unit Price/Discount % (Excluding VAT) | Total |  | Unit Price/Discount % (Excluding VAT) | Total | Unit Price/Discount % (Excluding VAT) | Total | Unit Price/Discount % (Excluding VAT) | Total
2.156.26 | AI | (*) Contractor may price here any items which has been shown in the Contract drawings or any other Contract Documents but overlooked or not specifically mentioned inthe schedule of items and is necessary for the satisfactory completion of the Works. Should the Contractor fail to insert any item here, it will be deemed that lump sum Contract Price includes all such items and no claims for additional items will be entertained. |  | Item | 1 |  |  | 0 | 0 |  | 0 | 0 |  | 0 | 0 |  | 0 | 0 | 0 | 0 | 0 | 0
| Note | Note Details
2.156.27 | - | Please attach one PDF file to be named "Additional Items for (insert bill no/name & Section No/name)" for the details of these additional items in the additional attachment area at the end of the BOQ.
2.157 PPS-WSCW: B3-06 DOORS AND WINDOWS | [6 empty] | 569570 | 7 (out of 7) | 336512 |  | 7 (out of 7) | 290244 |  | 7 (out of 7) | 473800 |  | 7 (out of 7) | 620136 | 7 (out of 7) | 705233.45 | 7 (out of 7) | 451000
| Note | Note Details
2.157.1 | - | Wooden Doors
2.157.2 | - | Supply and install solid mahogany wood door with polyutethane lacquer ,including frames, all accessories needed for installation as per mention in drawings & specifications
| Item Code | Description | Item Remarks | Unit of Measurement | Quantity/Base Price |  |  | Unit Price/Discount % (Excluding VAT) | Total |  | Unit Price/Discount % (Excluding VAT) | Total |  | Unit Price/Discount % (Excluding VAT) | Total |  | Unit Price/Discount % (Excluding VAT) | Total | Unit Price/Discount % (Excluding VAT) | Total | Unit Price/Discount % (Excluding VAT) | Total
2.157.3 | B3.6.1 | (*) D2, size 1000mm x 2200mm |  | No. | 2 |  |  | 3080 | 6160 |  | 3648 | 7296 |  | 11000 | 22000 |  | 2662 | 5324 | 5033.96 | 10067.92 | 5000 | 10000
| Note | Note Details
2.157.4 | - | steel Doors
2.157.5 | - | Supply and install steel doors ,including all accessories needed for installation as per mention in drawings & specifications
| Item Code | Description | Item Remarks | Unit of Measurement | Quantity/Base Price |  |  | Unit Price/Discount % (Excluding VAT) | Total |  | Unit Price/Discount % (Excluding VAT) | Total |  | Unit Price/Discount % (Excluding VAT) | Total |  | Unit Price/Discount % (Excluding VAT) | Total | Unit Price/Discount % (Excluding VAT) | Total | Unit Price/Discount % (Excluding VAT) | Total
2.157.6 | B3.6.2 | (*) D, size 4000mm x 4500mm overhead door with wicket door |  | No. | 4 |  |  | 27720 | 110880 |  | 22800 | 91200 |  | 40000 | 160000 |  | 49500 | 198000 | 59928.06 | 239712.24 | 35000 | 140000
2.157.7 | B3.6.3 | (*) D1, size 4000mm x 4500mm overhead door with out wicket door |  | No. | 8 |  |  | 25740 | 205920 |  | 22800 | 182400 |  | 35000 | 280000 |  | 49500 | 396000 | 53935.26 | 431482.08 | 35000 | 280000
| Note | Note Details
2.157.8 | - | Aluminum Louver Doors
2.157.9 | - | Supply and install powder coated aluminum Louver Doors including all accessories needed for installation as per mention in drawings & specifications
| Item Code | Description | Item Remarks | Unit of Measurement | Quantity/Base Price |  |  | Unit Price/Discount % (Excluding VAT) | Total |  | Unit Price/Discount % (Excluding VAT) | Total |  | Unit Price/Discount % (Excluding VAT) | Total |  | Unit Price/Discount % (Excluding VAT) | Total | Unit Price/Discount % (Excluding VAT) | Total | Unit Price/Discount % (Excluding VAT) | Total
2.157.10 | B3.6.4 | (*) D3, size 1000mm x 2200mm. Aluminum louver door |  | No. | 2 |  |  | 2541 | 5082 |  | 2280 | 4560 |  | 2650 | 5300 |  | 5324 | 10648 | 4194.96 | 8389.92 | 4500 | 9000
| Note | Note Details
2.157.11 | - | Windows
2.157.12 | - | Supply and install Power coated aluminum with double glass 6+12+6mm ,including all accessories needed for installation as per mention in drawings & specifications
| Item Code | Description | Item Remarks | Unit of Measurement | Quantity/Base Price |  |  | Unit Price/Discount % (Excluding VAT) | Total |  | Unit Price/Discount % (Excluding VAT) | Total |  | Unit Price/Discount % (Excluding VAT) | Total |  | Unit Price/Discount % (Excluding VAT) | Total | Unit Price/Discount % (Excluding VAT) | Total | Unit Price/Discount % (Excluding VAT) | Total
2.157.13 | B3.6.5 | (*) W, size 1750mm x 1000mm H for office & tire store |  | No. | 2 |  |  | 1925 | 3850 |  | 1140 | 2280 |  | 1300 | 2600 |  | 2310 | 4620 | 3595.68 | 7191.36 | 3000 | 6000
2.157.14 | B3.6.6 | (*) W1 with double glass, size 1750mm x 2400mm H |  | No. | 1 |  |  | 4620 | 4620 |  | 2508 | 2508 |  | 3900 | 3900 |  | 5544 | 5544 | 8389.93 | 8389.93 | 6000 | 6000
| Note | Note Details
2.157.15 | - | Additional items
| Item Code | Description | Item Remarks | Unit of Measurement | Quantity/Base Price |  |  | Unit Price/Discount % (Excluding VAT) | Total |  | Unit Price/Discount % (Excluding VAT) | Total |  | Unit Price/Discount % (Excluding VAT) | Total |  | Unit Price/Discount % (Excluding VAT) | Total | Unit Price/Discount % (Excluding VAT) | Total | Unit Price/Discount % (Excluding VAT) | Total
2.157.16 | AI | (*) Contractor may price here any items which has been shown in the Contract drawings or any other Contract Documents but overlooked or not specifically mentioned inthe schedule of items and is necessary for the satisfactory completion of the Works. Should the Contractor fail to insert any item here, it will be deemed that lump sum Contract Price includes all such items and no claims for additional items will be entertained. |  | Item | 1 |  |  | 0 | 0 |  | 0 | 0 |  | 0 | 0 |  | 0 | 0 | 0 | 0 | 0 | 0
| Note | Note Details
2.157.17 | - | Please attach one PDF file to be named "Additional Items for (insert bill no/name & Section No/name)" for the details of these additional items in the additional attachment area at the end of the BOQ.
2.158 PPS-WSCW: B3-07 FINISHES | [6 empty] | 199958 | 16 (out of 16) | 160331 |  | 16 (out of 16) | 376325.4 |  | 16 (out of 16) | 209700 |  | 16 (out of 16) | 162121 | 16 (out of 16) | 298882.56 | 16 (out of 16) | 248795
| Note | Note Details
2.158.1 | - | External Finish
2.158.2 | - | Prapare and apply Epoxy painton Plaster including all necessary wrok as per drawing and specifications, Division 9- 09 96 56
| Item Code | Description | Item Remarks | Unit of Measurement | Quantity/Base Price |  |  | Unit Price/Discount % (Excluding VAT) | Total |  | Unit Price/Discount % (Excluding VAT) | Total |  | Unit Price/Discount % (Excluding VAT) | Total |  | Unit Price/Discount % (Excluding VAT) | Total | Unit Price/Discount % (Excluding VAT) | Total | Unit Price/Discount % (Excluding VAT) | Total
2.158.3 | B3.7.1 | (*) External epoxy Paint ( grooves measued with background) |  | m2 | 556 |  |  | 45 | 25020 |  | 114 | 63384 |  | 30 | 16680 |  | 46 | 25576 | 65.92 | 36651.52 | 130 | 72280
| Note | Note Details
2.158.4 | - | Prapare and fix Porcelain tiles including all necessary wrok as per drawing and specifications division 07 4416
| Item Code | Description | Item Remarks | Unit of Measurement | Quantity/Base Price |  |  | Unit Price/Discount % (Excluding VAT) | Total |  | Unit Price/Discount % (Excluding VAT) | Total |  | Unit Price/Discount % (Excluding VAT) | Total |  | Unit Price/Discount % (Excluding VAT) | Total | Unit Price/Discount % (Excluding VAT) | Total | Unit Price/Discount % (Excluding VAT) | Total
2.158.5 | B3.7.2 | (*) Porcelain tiles to skirting |  | m | 53 |  |  | 34 | 1802 |  | 45.6 | 2416.8 |  | 185 | 9805 |  | 46 | 2438 | 41.95 | 2223.35 | 50 | 2650
| Note | Note Details
2.158.6 | - | Wall Finishes
2.158.7 | - | Supply and fix wall tiles adhesive on cement screed including all necessary wrok as per drawing and specifications ,Division 9- 09 30 13
| Item Code | Description | Item Remarks | Unit of Measurement | Quantity/Base Price |  |  | Unit Price/Discount % (Excluding VAT) | Total |  | Unit Price/Discount % (Excluding VAT) | Total |  | Unit Price/Discount % (Excluding VAT) | Total |  | Unit Price/Discount % (Excluding VAT) | Total | Unit Price/Discount % (Excluding VAT) | Total | Unit Price/Discount % (Excluding VAT) | Total
2.158.8 | B3.7.3 | (*) ceramic tiles |  | m2 | 340 |  |  | 133 | 45220 |  | 193.8 | 65892 |  | 165 | 56100 |  | 118 | 40120 | 221.73 | 75388.2 | 200 | 68000
| Note | Note Details
2.158.9 | - | Prepare and apply Emulsion paint on Plaster including all necessary wrok as per drawing and specifications ,Division 9- 09 91 23
| Item Code | Description | Item Remarks | Unit of Measurement | Quantity/Base Price |  |  | Unit Price/Discount % (Excluding VAT) | Total |  | Unit Price/Discount % (Excluding VAT) | Total |  | Unit Price/Discount % (Excluding VAT) | Total |  | Unit Price/Discount % (Excluding VAT) | Total | Unit Price/Discount % (Excluding VAT) | Total | Unit Price/Discount % (Excluding VAT) | Total
2.158.10 | B3.7.4 | (*) Washable emulsion paint |  | m2 | 32 |  |  | 15 | 480 |  | 22.8 | 729.6 |  | 20 | 640 |  | 18 | 576 | 26.37 | 843.84 | 55 | 1760
| Note | Note Details
2.158.11 | - | Prapare and apply Epoxy painton Plaster including all necessary wrok as per drawing and specifications, Division 9- 09 96 56
| Item Code | Description | Item Remarks | Unit of Measurement | Quantity/Base Price |  |  | Unit Price/Discount % (Excluding VAT) | Total |  | Unit Price/Discount % (Excluding VAT) | Total |  | Unit Price/Discount % (Excluding VAT) | Total |  | Unit Price/Discount % (Excluding VAT) | Total | Unit Price/Discount % (Excluding VAT) | Total | Unit Price/Discount % (Excluding VAT) | Total
2.158.12 | B3.7.5 | (*) Epoxy paint |  | m2 | 332 |  |  | 39 | 12948 |  | 91.2 | 30278.4 |  | 25 | 8300 |  | 40 | 13280 | 41.95 | 13927.4 | 60 | 19920
| Note | Note Details
2.158.13 | - | Floor Finishes
2.158.14 | - | Prapare and apply Epoxy paint over Fair Face concrete including all necessary wrok as per drawing and specifications ,Division 9- 09 67 00
| Item Code | Description | Item Remarks | Unit of Measurement | Quantity/Base Price |  |  | Unit Price/Discount % (Excluding VAT) | Total |  | Unit Price/Discount % (Excluding VAT) | Total |  | Unit Price/Discount % (Excluding VAT) | Total |  | Unit Price/Discount % (Excluding VAT) | Total | Unit Price/Discount % (Excluding VAT) | Total | Unit Price/Discount % (Excluding VAT) | Total
2.158.15 | B3.7.6 | (*) FEP-01, Epoxy Paint over Fair Face concrete |  | m2 | 396 |  |  | 39 | 15444 |  | 91.2 | 36115.2 |  | 165 | 65340 |  | 71 | 28116 | 41.95 | 16612.2 | 60 | 23760
| Note | Note Details
2.158.16 | - | Prapare and fix floor tiles including all necessary wrok as per drawing and specifications ,Division 9- 09 30 13
| Item Code | Description | Item Remarks | Unit of Measurement | Quantity/Base Price |  |  | Unit Price/Discount % (Excluding VAT) | Total |  | Unit Price/Discount % (Excluding VAT) | Total |  | Unit Price/Discount % (Excluding VAT) | Total |  | Unit Price/Discount % (Excluding VAT) | Total | Unit Price/Discount % (Excluding VAT) | Total | Unit Price/Discount % (Excluding VAT) | Total
2.158.17 | B3.7.7 | (*) 400x400x10mm Non slip ceramic tiles for office |  | m2 | 11 |  |  | 139 | 1529 |  | 182.4 | 2006.4 |  | 185 | 2035 |  | 162 | 1782 | 227.73 | 2505.03 | 200 | 2200
2.158.18 | B3.7.8 | (*) Marble threshold |  | m | 4 |  |  | 173 | 692 |  | 285 | 1140 |  | 90 | 360 |  | 161 | 644 | 359.57 | 1438.28 | 250 | 1000
| Note | Note Details
2.158.19 | - | Skirting Finishes
2.158.20 | - | Supply and fix wall skirting including all necessary wrok as per drawing and specifications
| Item Code | Description | Item Remarks | Unit of Measurement | Quantity/Base Price |  |  | Unit Price/Discount % (Excluding VAT) | Total |  | Unit Price/Discount % (Excluding VAT) | Total |  | Unit Price/Discount % (Excluding VAT) | Total |  | Unit Price/Discount % (Excluding VAT) | Total | Unit Price/Discount % (Excluding VAT) | Total | Unit Price/Discount % (Excluding VAT) | Total
2.158.21 | B3.7.9 | (*) Epoxy skirting |  | m | 68 |  |  | 12 | 816 |  | 28.5 | 1938 |  | 10 | 680 |  | 39 | 2652 | 11.99 | 815.32 | 30 | 2040
2.158.22 | B3.7.10 | (*) Ceramic tile skirting |  | m | 13 |  |  | 38 | 494 |  | 34.2 | 444.6 |  | 40 | 520 |  | 37 | 481 | 41.95 | 545.35 | 35 | 455
| Note | Note Details
2.158.23 | - | Ceiling Finishes
2.158.24 | - | Prapare and apply Epoxy painton Plaster including all necessary wrok as per drawing and specifications ,Division 9- 09 91 23
| Item Code | Description | Item Remarks | Unit of Measurement | Quantity/Base Price |  |  | Unit Price/Discount % (Excluding VAT) | Total |  | Unit Price/Discount % (Excluding VAT) | Total |  | Unit Price/Discount % (Excluding VAT) | Total |  | Unit Price/Discount % (Excluding VAT) | Total | Unit Price/Discount % (Excluding VAT) | Total | Unit Price/Discount % (Excluding VAT) | Total
2.158.25 | B3.7.11 | (*) Emulsion paint |  | m2 | 158 |  |  | 39 | 6162 |  | 22.8 | 3602.4 |  | 25 | 3950 |  | 18 | 2844 | 26.37 | 4166.46 | 55 | 8690
| Note | Note Details
2.158.26 | - | Supply and fix false ceiling including all necessary wrok as per drawing and specifications ,Division 9- 09 51 33,Division 9- 09 21 16
| Item Code | Description | Item Remarks | Unit of Measurement | Quantity/Base Price |  |  | Unit Price/Discount % (Excluding VAT) | Total |  | Unit Price/Discount % (Excluding VAT) | Total |  | Unit Price/Discount % (Excluding VAT) | Total |  | Unit Price/Discount % (Excluding VAT) | Total | Unit Price/Discount % (Excluding VAT) | Total | Unit Price/Discount % (Excluding VAT) | Total
2.158.27 | B3.7.12 | (*) 600x600mm plain aluminium tiles false ceiling with gypsum board bulkhead |  | m2 | 11 |  |  | 128 | 1408 |  | 182.4 | 2006.4 |  | 110 | 1210 |  | 184 | 2024 | 275.67 | 3032.37 | 250 | 2750
| Note | Note Details
2.158.28 | - | Backgrounds
2.158.29 | - | Supply and apply ready mixed sand cement plaster with all related accessories mesh, angles, etc., as per drawings and specifications. Cement plaster finish to internal surfaces
| Item Code | Description | Item Remarks | Unit of Measurement | Quantity/Base Price |  |  | Unit Price/Discount % (Excluding VAT) | Total |  | Unit Price/Discount % (Excluding VAT) | Total |  | Unit Price/Discount % (Excluding VAT) | Total |  | Unit Price/Discount % (Excluding VAT) | Total | Unit Price/Discount % (Excluding VAT) | Total | Unit Price/Discount % (Excluding VAT) | Total
2.158.30 | B3.7.13 | (*) Walls |  | m2 | 364 |  |  | 39 | 14196 |  | 153.9 | 56019.6 |  | 35 | 12740 |  | 36 | 13104 | 113.86 | 41445.04 | 35 | 12740
2.158.31 | B3.7.14 | (*) Ceiling and flooring |  | m2 | 158 |  |  | 40 | 6320 |  | 136.8 | 21614.4 |  | 40 | 6320 |  | 36 | 5688 | 113.86 | 17989.88 | 35 | 5530
2.158.32 | B3.7.15 | (*) Elevations with groove |  | m2 | 556 |  |  | 50 | 27800 |  | 159.6 | 88737.6 |  | 45 | 25020 |  | 41 | 22796 | 146.22 | 81298.32 | 45 | 25020
| Note | Note Details
2.158.33 | - | Additional items
| Item Code | Description | Item Remarks | Unit of Measurement | Quantity/Base Price |  |  | Unit Price/Discount % (Excluding VAT) | Total |  | Unit Price/Discount % (Excluding VAT) | Total |  | Unit Price/Discount % (Excluding VAT) | Total |  | Unit Price/Discount % (Excluding VAT) | Total | Unit Price/Discount % (Excluding VAT) | Total | Unit Price/Discount % (Excluding VAT) | Total
2.158.34 | AI | (*) Contractor may price here any items which has been shown in the Contract drawings or any other Contract Documents but overlooked or not specifically mentioned inthe schedule of items and is necessary for the satisfactory completion of the Works. Should the Contractor fail to insert any item here, it will be deemed that lump sum Contract Price includes all such items and no claims for additional items will be entertained. |  | Item | 1 |  |  | 0 | 0 |  | 0 | 0 |  | 0 | 0 |  | 0 | 0 | 0 | 0 | 0 | 0
| Note | Note Details
2.158.35 | - | Please attach one PDF file to be named "Additional Items for (insert bill no/name & Section No/name)" for the details of these additional items in the additional attachment area at the end of the BOQ.
2.159 PPS-WSCW: B3-08 ACCESSORIES | [6 empty] | 15000 | 3 (out of 3) | 14050 |  | 3 (out of 3) | 54150 |  | 3 (out of 3) | 9500 |  | 3 (out of 3) | 45000 | 3 (out of 3) | 26967.42 | 3 (out of 3) | 25000
| Note | Note Details
2.159.1 | - | Plaster Board
2.159.2 | - | Supply and install Plaster Board, all accessories needed for installation as per mention in drawings & specifications
| Item Code | Description | Item Remarks | Unit of Measurement | Quantity/Base Price |  |  | Unit Price/Discount % (Excluding VAT) | Total |  | Unit Price/Discount % (Excluding VAT) | Total |  | Unit Price/Discount % (Excluding VAT) | Total |  | Unit Price/Discount % (Excluding VAT) | Total | Unit Price/Discount % (Excluding VAT) | Total | Unit Price/Discount % (Excluding VAT) | Total
2.159.3 | B3.8.1 | (*) 12mm plasterboard wall cladding to steel column |  | m2 | 50 |  |  | 161 | 8050 |  | 741 | 37050 |  | 110 | 5500 |  | 150 | 7500 | 179.78 | 8989 | 200 | 10000
| Note | Note Details
2.159.4 | - | Signage
2.159.5 | - | Supply and fix Signage ,including all accessories needed for installation as per mention in drawings & specifications
| Item Code | Description | Item Remarks | Unit of Measurement | Quantity/Base Price |  |  | Unit Price/Discount % (Excluding VAT) | Total |  | Unit Price/Discount % (Excluding VAT) | Total |  | Unit Price/Discount % (Excluding VAT) | Total |  | Unit Price/Discount % (Excluding VAT) | Total | Unit Price/Discount % (Excluding VAT) | Total | Unit Price/Discount % (Excluding VAT) | Total
2.159.6 | B3.8.2 | (*) Internal & extenal building signage |  | Item | 1 |  |  | 6000 | 6000 |  | 17100 | 17100 |  | 4000 | 4000 |  | 37500 | 37500 | 17978.42 | 17978.42 | 15000 | 15000
| Note | Note Details
2.159.7 | - | Additional items
| Item Code | Description | Item Remarks | Unit of Measurement | Quantity/Base Price |  |  | Unit Price/Discount % (Excluding VAT) | Total |  | Unit Price/Discount % (Excluding VAT) | Total |  | Unit Price/Discount % (Excluding VAT) | Total |  | Unit Price/Discount % (Excluding VAT) | Total | Unit Price/Discount % (Excluding VAT) | Total | Unit Price/Discount % (Excluding VAT) | Total
2.159.8 | AI | (*) Contractor may price here any items which has been shown in the Contract drawings or any other Contract Documents but overlooked or not specifically mentioned inthe schedule of items and is necessary for the satisfactory completion of the Works. Should the Contractor fail to insert any item here, it will be deemed that lump sum Contract Price includes all such items and no claims for additional items will be entertained. |  | Item | 1 |  |  | 0 | 0 |  | 0 | 0 |  | 0 | 0 |  | 0 | 0 | 0 | 0 | 0 | 0
| Note | Note Details
2.159.9 | - | Please attach one PDF file to be named "Additional Items for (insert bill no/name & Section No/name)" for the details of these additional items in the additional attachment area at the end of the BOQ.
2.160 PPS-WSCW: B3-9 FURNISHINGS AND EQUIPMENT | [6 empty] | 210000 | 3 (out of 3) | 212911 |  | 3 (out of 3) | 296400 |  | 3 (out of 3) | 400000 |  | 3 (out of 3) | 1975000 | 3 (out of 3) | 1018777.1 | 3 (out of 3) | 555000
| Note | Note Details
2.160.1 | - | Furnishings and Equipment
2.160.2 | - | Supply Furniture ,including all accessories needed as per mention in drawings & specifications
| Item Code | Description | Item Remarks | Unit of Measurement | Quantity/Base Price |  |  | Unit Price/Discount % (Excluding VAT) | Total |  | Unit Price/Discount % (Excluding VAT) | Total |  | Unit Price/Discount % (Excluding VAT) | Total |  | Unit Price/Discount % (Excluding VAT) | Total | Unit Price/Discount % (Excluding VAT) | Total | Unit Price/Discount % (Excluding VAT) | Total
2.160.3 | B3.9.2 | (*) Furniture |  | Item | 1 |  |  | 3090 | 3090 |  | 11400 | 11400 |  | 0 | 0 |  | 0 | 0 | 119856.13 | 119856.13 | 55000 | 55000
| Note | Note Details
2.160.4 | - | Supply and install Equipments Workshop & Carwash ,including all accessories needed for installation as per mention in drawings & specifications
| Item Code | Description | Item Remarks | Unit of Measurement | Quantity/Base Price |  |  | Unit Price/Discount % (Excluding VAT) | Total |  | Unit Price/Discount % (Excluding VAT) | Total |  | Unit Price/Discount % (Excluding VAT) | Total |  | Unit Price/Discount % (Excluding VAT) | Total | Unit Price/Discount % (Excluding VAT) | Total | Unit Price/Discount % (Excluding VAT) | Total
2.160.5 | B3.9.3 | (*) Equipments Including Hydraulic Jack |  | Item | 1 |  |  | 209821 | 209821 |  | 285000 | 285000 |  | 400000 | 400000 |  | 0 | 0 | 898920.97 | 898920.97 | 500000 | 500000
| Note | Note Details
2.160.6 | - | Additional items
| Item Code | Description | Item Remarks | Unit of Measurement | Quantity/Base Price |  |  | Unit Price/Discount % (Excluding VAT) | Total |  | Unit Price/Discount % (Excluding VAT) | Total |  | Unit Price/Discount % (Excluding VAT) | Total |  | Unit Price/Discount % (Excluding VAT) | Total | Unit Price/Discount % (Excluding VAT) | Total | Unit Price/Discount % (Excluding VAT) | Total
2.160.7 | AI | (*) Contractor may price here any items which has been shown in the Contract drawings or any other Contract Documents but overlooked or not specifically mentioned inthe schedule of items and is necessary for the satisfactory completion of the Works. Should the Contractor fail to insert any item here, it will be deemed that lump sum Contract Price includes all such items and no claims for additional items will be entertained. |  | Item | 1 |  |  | 0 | 0 |  | 0 | 0 |  | 0 | 0 |  | 1975000 | 1975000 | 0 | 0 | 0 | 0
| Note | Note Details
2.160.8 | - | Please attach one PDF file to be named "Additional Items for (insert bill no/name & Section No/name)" for the details of these additional items in the additional attachment area at the end of the BOQ.
2.161 PPS-WSCW: B3-10 MECHANICAL INSTALLATION | [6 empty] | 250285 | 64 (out of 64) | 1260259.78 |  | 64 (out of 64) | 817026.6 |  | 64 (out of 64) | 1165012 |  | 64 (out of 64) | 0 | 64 (out of 64) | 1355876.93 | 64 (out of 64) | 450000
| Note | Note Details
2.161.1 | - | The Drawings ,B.O.Q and specification are one unit.
2.161.2 | - | All Items and quantities are based on the Drawings, B.O.Q and specifications.
2.161.3 | - | All Items including supply and installation as per specifications and client requirements.
2.161.4 | - | All Items including supply and installation unless otherwise mentioned.
2.161.5 | - | All Items must be reviewed and approved by Civil Defense , Client or his representative before installation.
2.161.6 | - | Rates shall include all testing , commissioning as specified and follow the condition of contract and estidama requirment.
2.161.7 | - | Allow for work to be carried out on materials to be supplied on fees to be paid in respect of authority to be expended at the direction of the engineer.
2.161.8 | - | Allow for work to be connected to existing connection points for water supply , drainge network , fire fighting system.
2.161.9 | - | Heating, ventilating and air-conditioning
2.161.10 | - | Supply, installation, testing, balancing & commissioning of complete Air Conditioning, Heating & Ventilation ,System as specified complete with in all respects as per drawings, specification, applicable standards, manufacturer recommendations, and as per drawings, mentioned in specification complete in all respects ready to operate including all builders work, coordination with other trades etc but not limited to the following;
| Item Code | Description | Item Remarks | Unit of Measurement | Quantity/Base Price |  |  | Unit Price/Discount % (Excluding VAT) | Total |  | Unit Price/Discount % (Excluding VAT) | Total |  | Unit Price/Discount % (Excluding VAT) | Total |  | Unit Price/Discount % (Excluding VAT) | Total | Unit Price/Discount % (Excluding VAT) | Total | Unit Price/Discount % (Excluding VAT) | Total
2.161.11 | B3.10.1 | (*) Air Handling Unit (AHU), complete including connection to condensate drain piping, copper Pipework, connection to the duct work, necessary flexible connections, vibration isolators in accordance with the manufacturer's recommendations including final electrical connection, control panel, etc.; all in accordance with the specification and drawings |  | No. | 1 |  |  | 1260259.78 | 1260259.78 |  | 57000 | 57000 |  | 210800 | 210800 |  | 0 | 0 | 221418.43 | 221418.43 | 0 | 0
2.161.12 | B3.10.2 | (*) Wall Mounted (Decorative) Unit complete with necessary Pipework, ductworks, valves, strainers, flexible connections, thermometers; controls and associated accessories, vibration isolators, sound liner, attenuators comply with manufacturer's details, final electrical connection, control panel and acoustic linings to reduced noise level; condensate drain piping up to the nearest floor drain, etc.; all in accordance with the specification and drawings; |  | No. | 1 |  |  | 0 | 0 |  | 74100 | 74100 |  | 15000 | 15000 |  | 0 | 0 | 20438.62 | 20438.62 | 0 | 0
2.161.13 | B3.10.3 | (*) VRF Outdoor Unit complete with necessary Pipework, valves, strainers, flexible connections, thermometers; controls and associated accessories, vibration isolators, comply with manufacturer's details, final electrical connection, control panel and acoustic linings to reduced noise level; condensate drain piping up to the nearest floor drain, etc.; all in accordance with the specification and drawings |  | No. | 1 |  |  | 0 | 0 |  | 28500 | 28500 |  | 35000 | 35000 |  | 0 | 0 | 18735.41 | 18735.41 | 0 | 0
2.161.14 | B3.10.4 | (*) Supply and return air diffuser |  | No. | 35 |  |  | 0 | 0 |  | 1026 | 35910 |  | 240 | 8400 |  | 0 | 0 | 1703.22 | 59612.7 | 0 | 0
2.161.15 | B3.10.5 | (*) Exhuast Air GRILLS |  | No. | 8 |  |  | 0 | 0 |  | 433.2 | 3465.6 |  | 204 | 1632 |  | 0 | 0 | 3974.18 | 31793.44 | 0 | 0
2.161.16 | B3.10.6 | (*) Volum control damper |  | No. | 25 |  |  | 0 | 0 |  | 433.2 | 10830 |  | 353 | 8825 |  | 0 | 0 | 1703.22 | 42580.5 | 0 | 0
2.161.17 | B3.10.7 | (*) Galvanized steel sheet metal, rectangular ductwork complete with insulation and all bends, tees, junctions, transformations, splitters, turning vanes, access panels, bell mouths, pressure dampers, fire dampers, fire retardant sealants for all ductwork passing through fire rated structures and connection to equipment, etc.; all in accordance with the specification and drawings |  | m2 | 250 |  |  | 0 | 0 |  | 285 | 71250 |  | 330 | 82500 |  | 0 | 0 | 227.1 | 56775 | 0 | 0
2.161.18 | B3.10.8 | (*) Fresh air louvar |  | Item | 1 |  |  | 0 | 0 |  | 2622 | 2622 |  | 3000 | 3000 |  | 0 | 0 | 1759.99 | 1759.99 | 0 | 0
2.161.19 | B3.10.9 | (*) Extract Air louver |  | No. | 1 |  |  | 0 | 0 |  | 570 | 570 |  | 2500 | 2500 |  | 0 | 0 | 2838.7 | 2838.7 | 0 | 0
2.161.20 | B3.10.10 | (*) Motorized control damper |  | No. | 1 |  |  | 0 | 0 |  | 2850 | 2850 |  | 2900 | 2900 |  | 0 | 0 | 5677.4 | 5677.4 | 0 | 0
2.161.21 | B3.10.11 | (*) Exhaust gas extraction system all in accordance with the specification and drawings |  | Item | 1 |  |  | 0 | 0 |  | 17100 | 17100 |  | 27200 | 27200 |  | 0 | 0 | 22709.58 | 22709.58 | 0 | 0
2.161.22 | B3.10.11 | (*) Exhaust fans including necessary dampers, controls and associated accessories, connection to duct work and electrical connection with automatic charge over switch, etc.; all in accordance with the specification and drawings |  | No. | 1 |  |  | 0 | 0 |  | 4560 | 4560 |  | 9000 | 9000 |  | 0 | 0 | 17032.19 | 17032.19 | 0 | 0
2.161.23 | B3.10.11 | (*) Duct UV Sterilizer |  | No. | 1 |  |  | 0 | 0 |  | 11400 | 11400 |  | 7050 | 7050 |  | 0 | 0 | 5677.4 | 5677.4 | 0 | 0
| Note | Note Details
2.161.24 | - | Drainage system
2.161.25 | - | Supply, install and commission Drainage, uPVC soil ,waste, vent and rain water pipes- above ground and below ground pipes and fittings including supports, brackets, hangers in accordance with the specification including coordination and connection to Sanitary wares as per required to complete Drainage System.
| Item Code | Description | Item Remarks | Unit of Measurement | Quantity/Base Price |  |  | Unit Price/Discount % (Excluding VAT) | Total |  | Unit Price/Discount % (Excluding VAT) | Total |  | Unit Price/Discount % (Excluding VAT) | Total |  | Unit Price/Discount % (Excluding VAT) | Total | Unit Price/Discount % (Excluding VAT) | Total | Unit Price/Discount % (Excluding VAT) | Total
2.161.26 | B3.10.12 | (*) Gutter Drain Cover |  | m | 95 |  |  | 0 | 0 |  | 1368 | 129960 |  | 850 | 80750 |  | 0 | 0 | 1703.22 | 161805.9 | 0 | 0
2.161.27 | B3.10.13 | (*) Floor clean out |  | No. | 1 |  |  | 0 | 0 |  | 513 | 513 |  | 650 | 650 |  | 0 | 0 | 567.74 | 567.74 | 0 | 0
2.161.28 | B3.10.14 | (*) Supply and installation of sewerage manhole cover double sealed as per design complying to local regulation |  | No. | 9 |  |  | 0 | 0 |  | 5700 | 51300 |  | 11000 | 99000 |  | 0 | 0 | 6812.87 | 61315.83 | 0 | 0
2.161.29 | B3.10.15 | (*) sand trap with cover |  | No. | 6 |  |  | 0 | 0 |  | 2850 | 17100 |  | 11000 | 66000 |  | 0 | 0 | 3974.18 | 23845.08 | 0 | 0
2.161.30 | B3.10.16 | (*) Vent pipe 75 mm |  | m | 10 |  |  | 0 | 0 |  | 57 | 570 |  | 70 | 700 |  | 0 | 0 | 90.84 | 908.4 | 0 | 0
2.161.31 | B3.10.17 | (*) uPVC pipe work installation including civil work accessories, fittings and fixings all in accordance to the specification and drawings; 100 mm dia |  | m | 26 |  |  | 0 | 0 |  | 114 | 2964 |  | 120 | 3120 |  | 0 | 0 | 136.26 | 3542.76 | 0 | 0
2.161.32 | B3.10.18 | (*) Ditto; 150mm dia |  | m | 90 |  |  | 0 | 0 |  | 171 | 15390 |  | 195 | 17550 |  | 0 | 0 | 170.32 | 15328.8 | 0 | 0
2.161.33 | B3.10.19 | (*) Condinsat drain pipe |  | m | 12 |  |  | 0 | 0 |  | 34.2 | 410.4 |  | 55 | 660 |  | 0 | 0 | 34.06 | 408.72 | 0 | 0
2.161.34 | B3.10.20 | (*) Petrol and Oil Interceptor |  | No. | 1 |  |  | 0 | 0 |  | 5700 | 5700 |  | 50000 | 50000 |  | 0 | 0 | 73806.14 | 73806.14 | 0 | 0
2.161.35 | B3.10.21 | (*) Oil Collection Tank Cover |  | No. | 1 |  |  | 0 | 0 |  | 5130 | 5130 |  | 40000 | 40000 |  | 0 | 0 | 47690.12 | 47690.12 | 0 | 0
2.161.36 | B3.10.22 | (*) Carbon Steel pipe 100 mm |  | m | 90 |  |  | 0 | 0 |  | 136.8 | 12312 |  | 450 | 40500 |  | 0 | 0 | 227.1 | 20439 | 0 | 0
| Note | Note Details
2.161.37 | - | Stormwater
| Item Code | Description | Item Remarks | Unit of Measurement | Quantity/Base Price |  |  | Unit Price/Discount % (Excluding VAT) | Total |  | Unit Price/Discount % (Excluding VAT) | Total |  | Unit Price/Discount % (Excluding VAT) | Total |  | Unit Price/Discount % (Excluding VAT) | Total | Unit Price/Discount % (Excluding VAT) | Total | Unit Price/Discount % (Excluding VAT) | Total
2.161.38 | B3.10.23 | (*) Rain water inlet |  | No. | 8 |  |  | 0 | 0 |  | 1368 | 10944 |  | 850 | 6800 |  | 0 | 0 | 10219.31 | 81754.48 | 0 | 0
2.161.39 | B3.10.24 | (*) Ceiling Cleanout |  | No. | 2 |  |  | 0 | 0 |  | 513 | 1026 |  | 200 | 400 |  | 0 | 0 | 567.74 | 1135.48 | 0 | 0
2.161.40 | B3.10.25 | (*) uPVC pipe work installation including civil work accessories, fittings and fixings all in accordance to the specification and drawings; 100 mm dia |  | m | 30 |  |  | 0 | 0 |  | 125.4 | 3762 |  | 125 | 3750 |  | 0 | 0 | 136.26 | 4087.8 | 0 | 0
| Note | Note Details
2.161.41 | - | Water Supply
| Item Code | Description | Item Remarks | Unit of Measurement | Quantity/Base Price |  |  | Unit Price/Discount % (Excluding VAT) | Total |  | Unit Price/Discount % (Excluding VAT) | Total |  | Unit Price/Discount % (Excluding VAT) | Total |  | Unit Price/Discount % (Excluding VAT) | Total | Unit Price/Discount % (Excluding VAT) | Total | Unit Price/Discount % (Excluding VAT) | Total
2.161.42 | B3.10.26 | (*) Isolating Valve |  | No. | 4 |  |  | 0 | 0 |  | 741 | 2964 |  | 450 | 1800 |  | 0 | 0 | 1703.22 | 6812.88 | 0 | 0
2.161.43 | B3.10.27 | (*) Geat Valve |  | No. | 5 |  |  | 0 | 0 |  | 171 | 855 |  | 550 | 2750 |  | 0 | 0 | 2270.96 | 11354.8 | 0 | 0
2.161.44 | B3.10.28 | (*) Water Tap |  | No. | 6 |  |  | 0 | 0 |  | 85.5 | 513 |  | 500 | 3000 |  | 0 | 0 | 227.1 | 1362.6 | 0 | 0
2.161.45 | B3.10.29 | (*) Polypropylene pipe and fittings including insulation at roof, accessories and connections; all in accordance with the specification and drawings; 15 mm dia |  | m | 48 |  |  | 0 | 0 |  | 22.8 | 1094.4 |  | 40 | 1920 |  | 0 | 0 | 34.06 | 1634.88 | 0 | 0
2.161.46 | B3.10.29 | (*) Ditto Cold water pipe 20mm dia |  | m | 17 |  |  | 0 | 0 |  | 34.2 | 581.4 |  | 45 | 765 |  | 0 | 0 | 45.42 | 772.14 | 0 | 0
2.161.47 | B3.10.29 | (*) Ditto Cold water pipe 25mm dia |  | m | 22 |  |  | 0 | 0 |  | 39.9 | 877.8 |  | 50 | 1100 |  | 0 | 0 | 56.77 | 1248.94 | 0 | 0
2.161.48 | B3.10.29 | (*) Ditto Cold water pipe 32mm dia |  | m | 25 |  |  | 0 | 0 |  | 45.6 | 1140 |  | 60 | 1500 |  | 0 | 0 | 68.13 | 1703.25 | 0 | 0
2.161.49 | B3.10.29 | (*) Ditto Cold water pipe 40mm dia |  | m | 10 |  |  | 0 | 0 |  | 57 | 570 |  | 70 | 700 |  | 0 | 0 | 85.16 | 851.6 | 0 | 0
2.161.50 | B3.10.30 | (*) Water GRP tank insulated panels complete with all interconnecting piping, fittings, valves, etc.; all in accordance with the specification and drawings; Ground Water GRP Tank |  | No. | 1 |  |  | 0 | 0 |  | 39900 | 39900 |  | 36000 | 36000 |  | 0 | 0 | 17032.19 | 17032.19 | 0 | 0
2.161.51 | B3.10.31 | (*) Pump Set complete including valves, flexible connections, pressure vessel, vibration isolators, safety devices, prewired control panels, DDC with buzzer and flash indicator strainers, foundations and electrical connections to local outlets; all in accordance with the specification and drawings; Booster Pump |  | No. | 1 |  |  | 0 | 0 |  | 13680 | 13680 |  | 12000 | 12000 |  | 0 | 0 | 39741.77 | 39741.77 | 0 | 0
| Note | Note Details
2.161.52 | - | Fire protection
2.161.53 | - | Supply and installation, testing, commissioning fire fighting system with all accessories as per ADCD latest code
| Item Code | Description | Item Remarks | Unit of Measurement | Quantity/Base Price |  |  | Unit Price/Discount % (Excluding VAT) | Total |  | Unit Price/Discount % (Excluding VAT) | Total |  | Unit Price/Discount % (Excluding VAT) | Total |  | Unit Price/Discount % (Excluding VAT) | Total | Unit Price/Discount % (Excluding VAT) | Total | Unit Price/Discount % (Excluding VAT) | Total
2.161.54 | B3.10.32 | (*) Fire Hose Cabinet; all in accordance with the drawing and specification |  | No. | 1 |  |  | 0 | 0 |  | 5928 | 5928 |  | 20000 | 20000 |  | 0 | 0 | 8516.09 | 8516.09 | 0 | 0
2.161.55 | B3.10.33 | (*) Breeching inlet 1x2 way for dry riser ; all in accordance with the specification and drawings |  | No. | 1 |  |  | 0 | 0 |  | 2850 | 2850 |  | 10000 | 10000 |  | 0 | 0 | 8516.09 | 8516.09 | 0 | 0
2.161.56 | B3.10.34 | (*) Fire extinguishers and equipment complete as specified including supports, brackets, instruction signs and the like; all in accordance with the specification and drawings; 6 kg dry powder fire extinguisher |  | No. | 4 |  |  | 0 | 0 |  | 228 | 912 |  | 400 | 1600 |  | 0 | 0 | 454.19 | 1816.76 | 0 | 0
2.161.57 | B3.10.35 | (*) Ditto; 5 kg CO2 fire extinguisher |  | No. | 4 |  |  | 0 | 0 |  | 285 | 1140 |  | 420 | 1680 |  | 0 | 0 | 510.97 | 2043.88 | 0 | 0
2.161.58 | B3.10.36 | (*) Galvanized Steel pipe including fittings, valves and accessories; all in accordance with the specification and drawings; 25mm dia. |  | m | 6 |  |  | 0 | 0 |  | 285 | 1710 |  | 150 | 900 |  | 0 | 0 | 170.32 | 1021.92 | 0 | 0
2.161.59 | B3.10.37 | (*) Ditto : Fire fighting pipe 65mm dia |  | m | 6 |  |  | 0 | 0 |  | 171 | 1026 |  | 185 | 1110 |  | 0 | 0 | 227.1 | 1362.6 | 0 | 0
2.161.60 | B3.10.38 | (*) 30 KG Trolley CO2 Fire Extinguisher |  | No. | 1 |  |  | 0 | 0 |  | 17100 | 17100 |  | 1800 | 1800 |  | 0 | 0 | 2838.7 | 2838.7 | 0 | 0
2.161.61 | B3.10.39 | (*) 30 KG Trolley Dry Powder Fire Extinguisher |  | No. | 1 |  |  | 0 | 0 |  | 22800 | 22800 |  | 1500 | 1500 |  | 0 | 0 | 3406.44 | 3406.44 | 0 | 0
2.161.62 | B3.10.40 | (*) 30 KG Trolley Foam Fire Extinguisher |  | No. | 1 |  |  | 0 | 0 |  | 22800 | 22800 |  | 2000 | 2000 |  | 0 | 0 | 4541.92 | 4541.92 | 0 | 0
| Note | Note Details
2.161.63 | - | Compressed Air System
| Item Code | Description | Item Remarks | Unit of Measurement | Quantity/Base Price |  |  | Unit Price/Discount % (Excluding VAT) | Total |  | Unit Price/Discount % (Excluding VAT) | Total |  | Unit Price/Discount % (Excluding VAT) | Total |  | Unit Price/Discount % (Excluding VAT) | Total | Unit Price/Discount % (Excluding VAT) | Total | Unit Price/Discount % (Excluding VAT) | Total
2.161.64 | B3.10.42 | (*) Air Compressor with Dryer |  | No. | 1 |  |  | 0 | 0 |  | 22800 | 22800 |  | 103000 | 103000 |  | 0 | 0 | 51096.56 | 51096.56 | 0 | 0
2.161.65 | B3.10.43 | (*) Compressed Air Pipe |  | Item | 1 |  |  | 0 | 0 |  | 57000 | 57000 |  | 110000 | 110000 |  | 0 | 0 | 56773.96 | 56773.96 | 0 | 0
| Note | Note Details
2.161.66 | - | SUNDRIES:-
| Item Code | Description | Item Remarks | Unit of Measurement | Quantity/Base Price |  |  | Unit Price/Discount % (Excluding VAT) | Total |  | Unit Price/Discount % (Excluding VAT) | Total |  | Unit Price/Discount % (Excluding VAT) | Total |  | Unit Price/Discount % (Excluding VAT) | Total | Unit Price/Discount % (Excluding VAT) | Total | Unit Price/Discount % (Excluding VAT) | Total
2.161.67 | B3.10.44 | (*) Sundries; Allow for supports, including fixings, anchors, insulating block, anti vibration devices and noise suppression measures |  | Item | 1 |  |  | 0 | 0 |  | 1254 | 1254 |  | 2000 | 2000 |  | 0 | 0 | 8516.09 | 8516.09 | 0 | 0
2.161.68 | B3.10.45 | (*) Allow for identifications, tag plates, labels, signage and colour coding for all services. |  | Item | 1 |  |  | 0 | 0 |  | 1254 | 1254 |  | 2000 | 2000 |  | 0 | 0 | 8516.09 | 8516.09 | 0 | 0
2.161.69 | B3.10.46 | (*) Allow for testing and pre-commissioning |  | Item | 1 |  |  | 0 | 0 |  | 1254 | 1254 |  | 500 | 500 |  | 0 | 0 | 8516.09 | 8516.09 | 0 | 0
2.161.70 | B3.10.47 | (*) Allow for commissioning |  | Item | 1 |  |  | 0 | 0 |  | 1254 | 1254 |  | 500 | 500 |  | 0 | 0 | 8516.09 | 8516.09 | 0 | 0
2.161.71 | B3.10.48 | (*) Allow for tools and spares |  | Item | 1 |  |  | 0 | 0 |  | 1254 | 1254 |  | 200 | 200 |  | 0 | 0 | 8516.09 | 8516.09 | 0 | 0
2.161.72 | B3.10.49 | (*) Allow for document and certification |  | Item | 1 |  |  | 0 | 0 |  | 1254 | 1254 |  | 1500 | 1500 |  | 0 | 0 | 8516.09 | 8516.09 | 0 | 0
2.161.73 | B3.10.50 | (*) Allow for co-ordination with other services |  | Item | 1 |  |  | 0 | 0 |  | 1254 | 1254 |  | 1000 | 1000 |  | 0 | 0 | 8516.09 | 8516.09 | 0 | 0
2.161.74 | B3.10.51 | (*) Allow for cutting or forming holes, mortises, chases, or the like and making good finishing |  | Item | 1 |  |  | 0 | 0 |  | 1254 | 1254 |  | 1500 | 1500 |  | 0 | 0 | 8516.09 | 8516.09 | 0 | 0
2.161.75 | B3.10.52 | (*) Allow for building in or cutting and pinning brackets or the like and making good finishing |  | Item | 1 |  |  | 0 | 0 |  | 1254 | 1254 |  | 1500 | 1500 |  | 0 | 0 | 8516.09 | 8516.09 | 0 | 0
2.161.76 | B3.10.53 | (*) Allow for protective painting to all systems |  | Item | 1 |  |  | 0 | 0 |  | 1254 | 1254 |  | 1000 | 1000 |  | 0 | 0 | 8516.09 | 8516.09 | 0 | 0
2.161.77 | B3.10.54 | (*) Allow for decorative painting to all systems |  | Item | 1 |  |  | 0 | 0 |  | 1254 | 1254 |  | 1000 | 1000 |  | 0 | 0 | 8516.09 | 8516.09 | 0 | 0
2.161.78 | B3.10.55 | (*) Allow for drawings, manuals, submittal, samples inspections, instruction books |  | Item | 1 |  |  | 0 | 0 |  | 1254 | 1254 |  | 2000 | 2000 |  | 0 | 0 | 8516.09 | 8516.09 | 0 | 0
2.161.79 | B3.10.56 | (*) Allow for builders work |  | Item | 1 |  |  | 0 | 0 |  | 3990 | 3990 |  | 10000 | 10000 |  | 0 | 0 | 8516.09 | 8516.09 | 0 | 0
2.161.80 | B3.10.57 | (*) Provide air seal partitions above false ceilings to make air zones as required and as shown on drawings and as specified |  | Item | 1 |  |  | 0 | 0 |  | 1254 | 1254 |  | 1000 | 1000 |  | 0 | 0 | 8516.09 | 8516.09 | 0 | 0
2.161.81 | B3.10.58 | (*) Allow for tools and spares for all the equipment supplied |  | Item | 1 |  |  | 0 | 0 |  | 1254 | 1254 |  | 500 | 500 |  | 0 | 0 | 8516.09 | 8516.09 | 0 | 0
| Note | Note Details
2.161.82 | - | Additional items
| Item Code | Description | Item Remarks | Unit of Measurement | Quantity/Base Price |  |  | Unit Price/Discount % (Excluding VAT) | Total |  | Unit Price/Discount % (Excluding VAT) | Total |  | Unit Price/Discount % (Excluding VAT) | Total |  | Unit Price/Discount % (Excluding VAT) | Total | Unit Price/Discount % (Excluding VAT) | Total | Unit Price/Discount % (Excluding VAT) | Total
2.161.83 | AI | (*) Contractor may price here any items which has been shown in the Contract drawings or any other Contract Documents but overlooked or not specifically mentioned inthe schedule of items and is necessary for the satisfactory completion of the Works. Should the Contractor fail to insert any item here, it will be deemed that lump sum Contract Price includes all such items and no claims for additional items will be entertained. |  | Item | 1 |  |  | 0 | 0 |  | 0 | 0 |  | 0 | 0 |  | 0 | 0 | 0 | 0 | 450000 | 450000
| Note | Note Details
2.161.84 | - | Please attach one PDF file to be named "Additional Items for (insert bill no/name & Section No/name)" for the details of these additional items in the additional attachment area at the end of the BOQ.
2.162 PPS-WSCW: B3-11 ELECTRICAL INSTALLATION | [6 empty] | 202155 | 78 (out of 78) | 311963 |  | 78 (out of 78) | 468528.6 |  | 78 (out of 78) | 515808 |  | 78 (out of 78) | 0 | 78 (out of 78) | 872531.75 | 78 (out of 78) | 500000
| Note | Note Details
2.162.1 | - | Sub-Main Distribution Board
2.162.2 | - | Supply, install, test and commission Wall mounted/ Free Standing Sub main Distribution Boards including circuit breakers, energy monitoring, conduits, ducts and trays from incoming/Outgoing power supply and all terminations as shown on the Drawings & Specifications for the following:-
| Item Code | Description | Item Remarks | Unit of Measurement | Quantity/Base Price |  |  | Unit Price/Discount % (Excluding VAT) | Total |  | Unit Price/Discount % (Excluding VAT) | Total |  | Unit Price/Discount % (Excluding VAT) | Total |  | Unit Price/Discount % (Excluding VAT) | Total | Unit Price/Discount % (Excluding VAT) | Total | Unit Price/Discount % (Excluding VAT) | Total
2.162.3 | B3.11.1 | (*) SMDB-WS |  | No. | 1 |  |  | 311963 | 311963 |  | 7980 | 7980 |  | 11000 | 11000 |  | 0 | 0 | 22709.58 | 22709.58 | 0 | 0
| Note | Note Details
2.162.4 | - | Final Distribution Board
2.162.5 | - | Supply, install, test and commission Wall mounted/ Free Standing Final Distribution Boards including circuit breakers, energy monitoring, conduits, ducts and trays from incoming/Outgoing power supply and all terminations as shown on the Drawings & Specifications for the following:-
| Item Code | Description | Item Remarks | Unit of Measurement | Quantity/Base Price |  |  | Unit Price/Discount % (Excluding VAT) | Total |  | Unit Price/Discount % (Excluding VAT) | Total |  | Unit Price/Discount % (Excluding VAT) | Total |  | Unit Price/Discount % (Excluding VAT) | Total | Unit Price/Discount % (Excluding VAT) | Total | Unit Price/Discount % (Excluding VAT) | Total
2.162.6 | B3.11.2 | (*) DB-L |  | No. | 1 |  |  | 0 | 0 |  | 1995 | 1995 |  | 1500 | 1500 |  | 0 | 0 | 6812.87 | 6812.87 | 0 | 0
2.162.7 | B3.11.3 | (*) DB-P |  | No. | 1 |  |  | 0 | 0 |  | 2052 | 2052 |  | 2000 | 2000 |  | 0 | 0 | 5677.4 | 5677.4 | 0 | 0
2.162.8 | B3.11.4 | (*) HVAC CONTROL PANEL |  | No. | 1 |  |  | 0 | 0 |  | 22800 | 22800 |  | 28000 | 28000 |  | 0 | 0 | 28386.98 | 28386.98 | 0 | 0
| Note | Note Details
2.162.9 | - | CABLES AND CABLES SUPPORT SYSTEMS:-
2.162.10 | - | Supply, install, test and commission of Low Voltage armoured cables including glands, connections, conduits, cable ducts, Cable Trays, GI cable trunking, civil works, cable cleats, earthing cable, fixings and termination complete as shown on Drawings and Specifications
2.162.11 | - | Cables from SMDB to the following
| Item Code | Description | Item Remarks | Unit of Measurement | Quantity/Base Price |  |  | Unit Price/Discount % (Excluding VAT) | Total |  | Unit Price/Discount % (Excluding VAT) | Total |  | Unit Price/Discount % (Excluding VAT) | Total |  | Unit Price/Discount % (Excluding VAT) | Total | Unit Price/Discount % (Excluding VAT) | Total | Unit Price/Discount % (Excluding VAT) | Total
2.162.12 | B3.11.4.1 | (*) (4C 10mm2 XLPE/SWA/PVC + 1C 10mm2 CU PVC) | Addtion | m | 20 |  |  | 0 | 0 |  | 51.3 | 1026 |  | 55 | 1100 |  | 0 | 0 | 68.13 | 1362.6 | 0 | 0
2.162.13 | B3.11.4 | (*) (4C 16mm2 XLPE/SWA/PVC + 1C 16mm2 CU PVC) | QTY Update | m | 10 |  |  | 0 | 0 |  | 66.12 | 661.2 |  | 90 | 900 |  | 0 | 0 | 85.16 | 851.6 | 0 | 0
| Note | Note Details
2.162.14 | Deleted. | (4C 25mm2 XLPE/SWA/PVC + 1C 16mm2 CU PVC)
| Item Code | Description | Item Remarks | Unit of Measurement | Quantity/Base Price |  |  | Unit Price/Discount % (Excluding VAT) | Total |  | Unit Price/Discount % (Excluding VAT) | Total |  | Unit Price/Discount % (Excluding VAT) | Total |  | Unit Price/Discount % (Excluding VAT) | Total | Unit Price/Discount % (Excluding VAT) | Total | Unit Price/Discount % (Excluding VAT) | Total
2.162.15 | B3.11.6 | (*) (4C 35mm2 XLPE/SWA/PVC + 1C 16mm2 CU PVC) | QTY Update | m | 20 |  |  | 0 | 0 |  | 74.1 | 1482 |  | 105 | 2100 |  | 0 | 0 | 115.82 | 2316.4 | 0 | 0
| Note | Note Details
2.162.16 | - | Cables Trays and Trunking
2.162.17 | - | Internal armoured cables, cable trays, cable ducts, GI cable trunking, civil works etc. including all fixings and termination complete as per shown in schematic diagram, load schedules and drawings.
| Item Code | Description | Item Remarks | Unit of Measurement | Quantity/Base Price |  |  | Unit Price/Discount % (Excluding VAT) | Total |  | Unit Price/Discount % (Excluding VAT) | Total |  | Unit Price/Discount % (Excluding VAT) | Total |  | Unit Price/Discount % (Excluding VAT) | Total | Unit Price/Discount % (Excluding VAT) | Total | Unit Price/Discount % (Excluding VAT) | Total
2.162.18 | B3.11.7 | (*) GI Trunking 50mm x 50mm |  | Item | 1 |  |  | 0 | 0 |  | 5700 | 5700 |  | 1000 | 1000 |  | 0 | 0 | 8516.09 | 8516.09 | 0 | 0
2.162.19 | B3.11.8 | (*) GI Trunking 100mm x 100mm |  | Item | 1 |  |  | 0 | 0 |  | 3420 | 3420 |  | 1000 | 1000 |  | 0 | 0 | 9651.57 | 9651.57 | 0 | 0
2.162.20 | B3.11.9 | (*) GI Trunking 150mm x 150mm |  | Item | 1 |  |  | 0 | 0 |  | 3420 | 3420 |  | 1000 | 1000 |  | 0 | 0 | 9935.44 | 9935.44 | 0 | 0
2.162.21 | B3.11.10 | (*) 100mm HDGI cable tray |  | Item | 1 |  |  | 0 | 0 |  | 3420 | 3420 |  | 1000 | 1000 |  | 0 | 0 | 9083.83 | 9083.83 | 0 | 0
2.162.22 | B3.11.11 | (*) 150 mm HDGI cable tray |  | Item | 1 |  |  | 0 | 0 |  | 5700 | 5700 |  | 1000 | 1000 |  | 0 | 0 | 9651.57 | 9651.57 | 0 | 0
2.162.23 | B3.11.12 | (*) 200 mm HDGI cable tray |  | Item | 1 |  |  | 0 | 0 |  | 5700 | 5700 |  | 1000 | 1000 |  | 0 | 0 | 11354.79 | 11354.79 | 0 | 0
2.162.24 | B3.11.13 | (*) 300 mm HDGI cable tray |  | Item | 1 |  |  | 0 | 0 |  | 5700 | 5700 |  | 5000 | 5000 |  | 0 | 0 | 13625.75 | 13625.75 | 0 | 0
| Note | Note Details
2.162.25 | - | DISCONNECTING SWITCHES:-
2.162.26 | - | Supply ,Install, testing and commissioning AC23,IP65 Disconnecting switches including all interconnecting cables, wires , trays and Equipments Points from SMD panels and terminations.
| Item Code | Description | Item Remarks | Unit of Measurement | Quantity/Base Price |  |  | Unit Price/Discount % (Excluding VAT) | Total |  | Unit Price/Discount % (Excluding VAT) | Total |  | Unit Price/Discount % (Excluding VAT) | Total |  | Unit Price/Discount % (Excluding VAT) | Total | Unit Price/Discount % (Excluding VAT) | Total | Unit Price/Discount % (Excluding VAT) | Total
2.162.27 | B3.11.14 | (*) Single phase Isolator (SPN) IP65 |  | No. | 12 |  |  | 0 | 0 |  | 969 | 11628 |  | 450 | 5400 |  | 0 | 0 | 965.16 | 11581.92 | 0 | 0
2.162.28 | B3.11.15 | (*) Three Phase Isolator (TPN) IP 65 |  | No. | 2 |  |  | 0 | 0 |  | 1596 | 3192 |  | 2000 | 4000 |  | 0 | 0 | 1703.22 | 3406.44 | 0 | 0
| Note | Note Details
2.162.29 | - | POWER INSTALLATION:
2.162.30 | - | Wiring Devices
2.162.31 | - | Supply ,Install, testing and commissioning complete including points of Wiring devices with cover plates and outlet boxes , wiring cable tray & required all terminations,conduits,boxes , back boxes, couplers, draw boxes, junction boxes, wiring etc complete as per Drawings and Specifications.
| Item Code | Description | Item Remarks | Unit of Measurement | Quantity/Base Price |  |  | Unit Price/Discount % (Excluding VAT) | Total |  | Unit Price/Discount % (Excluding VAT) | Total |  | Unit Price/Discount % (Excluding VAT) | Total |  | Unit Price/Discount % (Excluding VAT) | Total | Unit Price/Discount % (Excluding VAT) | Total | Unit Price/Discount % (Excluding VAT) | Total
2.162.32 | B3.11.16 | (*) 13A switched single socket outlet |  | No. | 4 |  |  | 0 | 0 |  | 239.4 | 957.6 |  | 320 | 1280 |  | 0 | 0 | 851.61 | 3406.44 | 0 | 0
2.162.33 | B3.11.17 | (*) 13A switched double socket outlet |  | No. | 4 |  |  | 0 | 0 |  | 273.6 | 1094.4 |  | 380 | 1520 |  | 0 | 0 | 908.38 | 3633.52 | 0 | 0
2.162.34 | B3.11.18 | (*) 13A switched double socket outlet W/P |  | No. | 8 |  |  | 0 | 0 |  | 285 | 2280 |  | 480 | 3840 |  | 0 | 0 | 965.16 | 7721.28 | 0 | 0
| Note | Note Details
2.162.35 | - | LIGHTING FIXTURES
2.162.36 | - | Supply, install, testing and commissioning complete Light fittings including cabling, wiring, conduits and switches in connections to permanent wiring system
2.162.37 | Deleted. | Electrical points for Type L1
| Item Code | Description | Item Remarks | Unit of Measurement | Quantity/Base Price |  |  | Unit Price/Discount % (Excluding VAT) | Total |  | Unit Price/Discount % (Excluding VAT) | Total |  | Unit Price/Discount % (Excluding VAT) | Total |  | Unit Price/Discount % (Excluding VAT) | Total | Unit Price/Discount % (Excluding VAT) | Total | Unit Price/Discount % (Excluding VAT) | Total
2.162.38 | B3.11.20 | (*) Electrical points for Type L2 | Quantity updated | No. | 2 |  |  | 0 | 0 |  | 513 | 1026 |  | 880 | 1760 |  | 0 | 0 | 965.16 | 1930.32 | 0 | 0
2.162.39 | B3.11.21 | (*) Electrical points for Type L3 | Quantity updated | No. | 7 |  |  | 0 | 0 |  | 456 | 3192 |  | 942 | 6594 |  | 0 | 0 | 738.06 | 5166.42 | 0 | 0
| Note | Note Details
2.162.40 | Deleted. | Electrical points for Type L4
2.162.41 | Deleted. | Electrical points for Type L5
2.162.42 | Deleted. | Electrical points for Type L6
2.162.43 | Deleted. | Electrical points for Type L7
| Item Code | Description | Item Remarks | Unit of Measurement | Quantity/Base Price |  |  | Unit Price/Discount % (Excluding VAT) | Total |  | Unit Price/Discount % (Excluding VAT) | Total |  | Unit Price/Discount % (Excluding VAT) | Total |  | Unit Price/Discount % (Excluding VAT) | Total | Unit Price/Discount % (Excluding VAT) | Total | Unit Price/Discount % (Excluding VAT) | Total
2.162.44 | B3.11.26 | (*) Electrical points for Type L9 | Quantity updated | No. | 2 |  |  | 0 | 0 |  | 741 | 1482 |  | 2140 | 4280 |  | 0 | 0 | 1759.99 | 3519.98 | 0 | 0
| Note | Note Details
2.162.45 | Deleted. | Electrical points for Type L10
| Item Code | Description | Item Remarks | Unit of Measurement | Quantity/Base Price |  |  | Unit Price/Discount % (Excluding VAT) | Total |  | Unit Price/Discount % (Excluding VAT) | Total |  | Unit Price/Discount % (Excluding VAT) | Total |  | Unit Price/Discount % (Excluding VAT) | Total | Unit Price/Discount % (Excluding VAT) | Total | Unit Price/Discount % (Excluding VAT) | Total
2.162.46 | B3.11.28 | (*) Electrical points for Type L11 | Quantity updated | No. | 18 |  |  | 0 | 0 |  | 1390.8 | 25034.4 |  | 1500 | 27000 |  | 0 | 0 | 908.38 | 16350.84 | 0 | 0
2.162.47 | B3.11.29 | (*) Electrical points for Type L12 | Quantity updated | No. | 8 |  |  | 0 | 0 |  | 1390.8 | 11126.4 |  | 3600 | 28800 |  | 0 | 0 | 851.61 | 6812.88 | 0 | 0
2.162.48 | B3.11.30 | (*) Surface Mountain Self Contained Non Maintained, 3 Hours Duration 1x12W Emergency Light | Quantity updated | No. | 16 |  |  | 0 | 0 |  | 478.8 | 7660.8 |  | 1320 | 21120 |  | 0 | 0 | 1703.22 | 27251.52 | 0 | 0
| Note | Note Details
2.162.49 | Deleted. | Self Contained and Maintained, 3 Hours Duration 1x8W Exit Light
2.162.50 | - | WIRING DEVICES & ACCESSORIES
2.162.51 | - | Supply, install and connect the following devices including device boxes, cover, plates, conduits and wiring between devices and distribution boards, switch panels, etc. as per drawings:
2.162.52 | Deleted. | 20A double pole switch
| Item Code | Description | Item Remarks | Unit of Measurement | Quantity/Base Price |  |  | Unit Price/Discount % (Excluding VAT) | Total |  | Unit Price/Discount % (Excluding VAT) | Total |  | Unit Price/Discount % (Excluding VAT) | Total |  | Unit Price/Discount % (Excluding VAT) | Total | Unit Price/Discount % (Excluding VAT) | Total | Unit Price/Discount % (Excluding VAT) | Total
2.162.53 | B3.11.33 | (*) One way one gang lighting grid switch |  | No. | 4 |  |  | 0 | 0 |  | 205.2 | 820.8 |  | 280 | 1120 |  | 0 | 0 | 738.06 | 2952.24 | 0 | 0
| Note | Note Details
2.162.54 | Deleted. | One way Two gang lighting grid switch
2.162.55 | - | LIGHTING CONTROL SYSTEM:
2.162.56 | - | Supply, install, test and commission complete lighting control system including, cabling, wiring, termination and power connections ,(Data if required)conduits, back boxes, couplers, accessories and suitable for each rooms, halls, corridors and offices and all place at the bulding with all required software and programming activities for all components of the system to the Specification ,shown on Drawings and operation performance requested by the Engineer and not limited to the following .
| Item Code | Description | Item Remarks | Unit of Measurement | Quantity/Base Price |  |  | Unit Price/Discount % (Excluding VAT) | Total |  | Unit Price/Discount % (Excluding VAT) | Total |  | Unit Price/Discount % (Excluding VAT) | Total |  | Unit Price/Discount % (Excluding VAT) | Total | Unit Price/Discount % (Excluding VAT) | Total | Unit Price/Discount % (Excluding VAT) | Total
2.162.57 | B3.11.35 | (*) Overide Switch |  | Item | 1 |  |  | 0 | 0 |  | 228 | 228 |  | 650 | 650 |  | 0 | 0 | 5677.4 | 5677.4 | 0 | 0
2.162.58 | B3.11.36 | (*) 360 Motion sensor |  | Item | 4 |  |  | 0 | 0 |  | 570 | 2280 |  | 1000 | 4000 |  | 0 | 0 | 1135.48 | 4541.92 | 0 | 0
2.162.59 | B3.11.37 | (*) Lighting Control Panel |  | No. | 1 |  |  | 0 | 0 |  | 17100 | 17100 |  | 10000 | 10000 |  | 0 | 0 | 22709.58 | 22709.58 | 0 | 0
2.162.60 | B3.11.38 | (*) LCD Touch screen |  | No. | 1 |  |  | 0 | 0 |  | 11400 | 11400 |  | 3500 | 3500 |  | 0 | 0 | 7948.35 | 7948.35 | 0 | 0
2.162.61 | B3.11.39 | (*) Photocell & timer switcher W/P IP54 |  | No. | 1 |  |  | 0 | 0 |  | 1140 | 1140 |  | 800 | 800 |  | 0 | 0 | 7948.35 | 7948.35 | 0 | 0
| Note | Note Details
2.162.62 | - | COMMUNICATION SYSTEMS
2.162.63 | - | TELECOMMUNICATION SYSTEM:-
2.162.64 | - | Supply, install, testing and commissioning complete Telecom System Equipments Points & Accessories including connection and terminations as per Client Requirements, drawings ,Specifications and as per latest Etisalat regulations.
2.162.65 | Deleted. | IDF
| Item Code | Description | Item Remarks | Unit of Measurement | Quantity/Base Price |  |  | Unit Price/Discount % (Excluding VAT) | Total |  | Unit Price/Discount % (Excluding VAT) | Total |  | Unit Price/Discount % (Excluding VAT) | Total |  | Unit Price/Discount % (Excluding VAT) | Total | Unit Price/Discount % (Excluding VAT) | Total | Unit Price/Discount % (Excluding VAT) | Total
2.162.66 | B3.11.41 | (*) Dual RJ 45outlet |  | No. | 3 |  |  | 0 | 0 |  | 399 | 1197 |  | 720 | 2160 |  | 0 | 0 | 908.38 | 2725.14 | 0 | 0
| Note | Note Details
2.162.67 | Deleted. | Single RJ 45outlet (above false cielling)
2.162.68 | Deleted. | Single RJ 45 at high level
2.162.69 | Deleted. | 24 POE port switch
2.162.70 | Deleted. | patch panel
| Item Code | Description | Item Remarks | Unit of Measurement | Quantity/Base Price |  |  | Unit Price/Discount % (Excluding VAT) | Total |  | Unit Price/Discount % (Excluding VAT) | Total |  | Unit Price/Discount % (Excluding VAT) | Total |  | Unit Price/Discount % (Excluding VAT) | Total | Unit Price/Discount % (Excluding VAT) | Total | Unit Price/Discount % (Excluding VAT) | Total
2.162.71 | B3.11.46 | (*) Conduites, wiring, cables, termination, trunking, ,junction boxes,earthing and trays etc related to telecommunication system |  | Item | 1 |  |  | 0 | 0 |  | 5700 | 5700 |  | 500 | 500 |  | 0 | 0 | 28386.98 | 28386.98 | 0 | 0
| Note | Note Details
2.162.72 | - | Cables Trays and Trunking
2.162.73 | - | cable trays, cable ducts, GI cable trunking, civil works etc. including all fixings and termination complete as per shown in schematic diagram, load schedules drawings and requirments
| Item Code | Description | Item Remarks | Unit of Measurement | Quantity/Base Price |  |  | Unit Price/Discount % (Excluding VAT) | Total |  | Unit Price/Discount % (Excluding VAT) | Total |  | Unit Price/Discount % (Excluding VAT) | Total |  | Unit Price/Discount % (Excluding VAT) | Total | Unit Price/Discount % (Excluding VAT) | Total | Unit Price/Discount % (Excluding VAT) | Total
2.162.74 | B3.11.47 | (*) GI Trunking 50mm x 50mm |  | Item | 1 |  |  | 0 | 0 |  | 5700 | 5700 |  | 0 | 0 |  | 0 | 0 | 5677.4 | 5677.4 | 0 | 0
2.162.75 | B3.11.48 | (*) GI Trunking 100mm x 100mm |  | Item | 1 |  |  | 0 | 0 |  | 5700 | 5700 |  | 0 | 0 |  | 0 | 0 | 5677.4 | 5677.4 | 0 | 0
2.162.76 | B3.11.49 | (*) GI Trunking 150mm x 150mm |  | Item | 1 |  |  | 0 | 0 |  | 5700 | 5700 |  | 0 | 0 |  | 0 | 0 | 5677.4 | 5677.4 | 0 | 0
2.162.77 | B3.11.50 | (*) 100mm HDGI cable tray |  | Item | 1 |  |  | 0 | 0 |  | 3420 | 3420 |  | 0 | 0 |  | 0 | 0 | 5677.4 | 5677.4 | 0 | 0
2.162.78 | B3.11.51 | (*) 150mm HDGI cable tray |  | Item | 1 |  |  | 0 | 0 |  | 3420 | 3420 |  | 0 | 0 |  | 0 | 0 | 5677.4 | 5677.4 | 0 | 0
| Note | Note Details
2.162.79 | - | ACCESS CONTROL SYSTEM
2.162.80 | - | install, test and commission a Door access control system as specified here under and shown on the drawings and secification
| Item Code | Description | Item Remarks | Unit of Measurement | Quantity/Base Price |  |  | Unit Price/Discount % (Excluding VAT) | Total |  | Unit Price/Discount % (Excluding VAT) | Total |  | Unit Price/Discount % (Excluding VAT) | Total |  | Unit Price/Discount % (Excluding VAT) | Total | Unit Price/Discount % (Excluding VAT) | Total | Unit Price/Discount % (Excluding VAT) | Total
2.162.81 | B3.11.52 | (*) Card Reader |  | No. | 1 |  |  | 0 | 0 |  | 570 | 570 |  | 2500 | 2500 |  | 0 | 0 | 908.38 | 908.38 | 0 | 0
2.162.82 | B3.11.53 | (*) Exit button |  | No. | 1 |  |  | 0 | 0 |  | 228 | 228 |  | 500 | 500 |  | 0 | 0 | 1703.22 | 1703.22 | 0 | 0
2.162.83 | B3.11.54 | (*) Door contact |  | No. | 1 |  |  | 0 | 0 |  | 342 | 342 |  | 500 | 500 |  | 0 | 0 | 851.61 | 851.61 | 0 | 0
2.162.84 | B3.11.55 | (*) Magnetic lock |  | No. | 1 |  |  | 0 | 0 |  | 456 | 456 |  | 1500 | 1500 |  | 0 | 0 | 851.61 | 851.61 | 0 | 0
| Note | Note Details
2.162.85 | Deleted. | 24 port switch
2.162.86 | Deleted. | patch panel
| Item Code | Description | Item Remarks | Unit of Measurement | Quantity/Base Price |  |  | Unit Price/Discount % (Excluding VAT) | Total |  | Unit Price/Discount % (Excluding VAT) | Total |  | Unit Price/Discount % (Excluding VAT) | Total |  | Unit Price/Discount % (Excluding VAT) | Total | Unit Price/Discount % (Excluding VAT) | Total | Unit Price/Discount % (Excluding VAT) | Total
2.162.87 | B3.11.58 | (*) wiring, , termination etc related work to Access control system |  | Item | 1 |  |  | 0 | 0 |  | 5700 | 5700 |  | 15000 | 15000 |  | 0 | 0 | 17032.19 | 17032.19 | 0 | 0
| Note | Note Details
2.162.88 | - | AUDIO VIDEO SYSTEM
2.162.89 | - | Supply, install Test & Commissioning the following Audio Video and outlets complete including pull boxes, and all necessary fixing accessories all as shown in the drawings,schematic diagram & specification.
2.162.90 | - | CCTV System Installation
2.162.91 | - | Allow for all necessary works in connection with CCTV installation complete including supply, installation, testing and commissioning as per the drawings and/or the specifications
2.162.92 | - | CCTV system shall including supply, installation, connections, testing & commissioning and documentation but not limmted to the followings:
2.162.93 | Deleted. | Dome type camera IP (Day & Night) POE ,Recognize
2.162.94 | Deleted. | Dome type camera IP (Day & Night) POE, Identify
| Item Code | Description | Item Remarks | Unit of Measurement | Quantity/Base Price |  |  | Unit Price/Discount % (Excluding VAT) | Total |  | Unit Price/Discount % (Excluding VAT) | Total |  | Unit Price/Discount % (Excluding VAT) | Total |  | Unit Price/Discount % (Excluding VAT) | Total | Unit Price/Discount % (Excluding VAT) | Total | Unit Price/Discount % (Excluding VAT) | Total
2.162.95 | B3.11.61 | (*) Fixed camera IP (DAY & Night )POE weather proof ,Recongize |  | No. | 11 |  |  | 0 | 0 |  | 228 | 2508 |  | 9500 | 104500 |  | 0 | 0 | 7410.14 | 81511.54 | 0 | 0
2.162.96 | B3.11.62 | (*) port switch |  | No. | 1 |  |  | 0 | 0 |  | 570 | 570 |  | 0 | 0 |  | 0 | 0 | 17032.19 | 17032.19 | 0 | 0
2.162.97 | B3.11.63 | (*) 24 POE port switch |  | No. | 1 |  |  | 0 | 0 |  | 570 | 570 |  | 6000 | 6000 |  | 0 | 0 | 17032.19 | 17032.19 | 0 | 0
2.162.98 | B3.11.64 | (*) Patch panel |  | No. | 2 |  |  | 0 | 0 |  | 1140 | 2280 |  | 2500 | 5000 |  | 0 | 0 | 17032.19 | 34064.38 | 0 | 0
2.162.99 | B3.11.65 | (*) Conduites, wiring, patch panels, cables, termination, trunking, ,junction boxes,earthing and trays... etc related work required for CCTV system |  | Item | 1 |  |  | 0 | 0 |  | 5700 | 5700 |  | 30000 | 30000 |  | 0 | 0 | 17032.19 | 17032.19 | 0 | 0
| Note | Note Details
2.162.100 | - | PUBLIC ADDRESS SYSTEM
2.162.101 | - | Allow for all necessary works in connection with PA installation complete including supply, installation, testing and commissioning as per the drawings and/or the specifications
2.162.102 | - | Complete PA system including all devices / elements as shown on the drawings and/or in specification including supply, installation, connections, testing & commissioning and documentation. Include all builders work, fixing accessories, tagging, cable tray with cover, trunking, conduits, supports, back boxes,couplers and accessories as required
2.162.103 | - | Lightning Protection System
2.162.104 | - | Supply, install, test and commission complete lightning protection system air termination network, fitting and connection complete in accordance with Specifications and Drawings.
| Item Code | Description | Item Remarks | Unit of Measurement | Quantity/Base Price |  |  | Unit Price/Discount % (Excluding VAT) | Total |  | Unit Price/Discount % (Excluding VAT) | Total |  | Unit Price/Discount % (Excluding VAT) | Total |  | Unit Price/Discount % (Excluding VAT) | Total | Unit Price/Discount % (Excluding VAT) | Total | Unit Price/Discount % (Excluding VAT) | Total
2.162.105 | B3.11.66 | (*) Earth pit |  | Item | 1 |  |  | 0 | 0 |  | 5700 | 5700 |  | 25000 | 25000 |  | 0 | 0 | 17032.19 | 17032.19 | 0 | 0
2.162.106 | B3.11.67 | (*) Free standing air terminal for protection of mechanical equipment. |  | Item | 1 |  |  | 0 | 0 |  | 9120 | 9120 |  | 45000 | 45000 |  | 0 | 0 | 14193.49 | 14193.49 | 0 | 0
2.162.107 | B3.11.68 | (*) Thermo weld in all joints |  | Item | 1 |  |  | 0 | 0 |  | 2280 | 2280 |  | 3000 | 3000 |  | 0 | 0 | 5677.4 | 5677.4 | 0 | 0
2.162.108 | B3.11.69 | (*) Copper tape down conductor |  | Item | 1 |  |  | 0 | 0 |  | 4560 | 4560 |  | 3000 | 3000 |  | 0 | 0 | 5677.4 | 5677.4 | 0 | 0
2.162.109 | B3.11.70 | (*) Down conductor to earth pit |  | Item | 1 |  |  | 0 | 0 |  | 1368 | 1368 |  | 3000 | 3000 |  | 0 | 0 | 10219.31 | 10219.31 | 0 | 0
2.162.110 | B3.11.71 | (*) 1C 70mm² PVC/SC direct buried cable |  | Item | 1 |  |  | 0 | 0 |  | 7980 | 7980 |  | 6084 | 6084 |  | 0 | 0 | 5677.4 | 5677.4 | 0 | 0
2.162.111 | B3.11.72 | (*) 25x 3mm bare copper tape lightning protection air terminal |  | Item | 1 |  |  | 0 | 0 |  | 11400 | 11400 |  | 26000 | 26000 |  | 0 | 0 | 9651.57 | 9651.57 | 0 | 0
| Note | Note Details
2.162.112 | - | FIRE ALARM & SECURITY SYSTEMS
2.162.113 | - | ANALOGUE ADDRESSABLE FIRE ALARM SYSTEM
2.162.114 | - | Fire Alarm Installation
2.162.115 | - | Allow for all necessary works in connection with fire alarm installation complete including supply, installation, testing and commissioning as per the drawings and/or the specifications
2.162.116 | - | Complete addressable fire alarm system including all devices / elements as shown on the drawings and/or in specificationshall including supply, installation, connections, testing & commissioning and documentation for the following but not limtted to:
| Item Code | Description | Item Remarks | Unit of Measurement | Quantity/Base Price |  |  | Unit Price/Discount % (Excluding VAT) | Total |  | Unit Price/Discount % (Excluding VAT) | Total |  | Unit Price/Discount % (Excluding VAT) | Total |  | Unit Price/Discount % (Excluding VAT) | Total | Unit Price/Discount % (Excluding VAT) | Total | Unit Price/Discount % (Excluding VAT) | Total
2.162.117 | B3.11.73 | (*) Addressable Fire Alarm control panel |  | No. | 1 |  |  | 0 | 0 |  | 34200 | 34200 |  | 0 | 0 |  | 0 | 0 | 45419.16 | 45419.16 | 0 | 0
2.162.118 | B3.11.74 | (*) Addressable Monitor panel for emergency light |  | No. | 1 |  |  | 0 | 0 |  | 28500 | 28500 |  | 0 | 0 |  | 0 | 0 | 39741.77 | 39741.77 | 0 | 0
2.162.119 | B3.11.75 | (*) Addressable Smoke detector |  | No. | 17 |  |  | 0 | 0 |  | 399 | 6783 |  | 350 | 5950 |  | 0 | 0 | 1419.35 | 24128.95 | 0 | 0
2.162.120 | B3.11.76 | (*) Addressable heat detector |  | No. | 1 |  |  | 0 | 0 |  | 399 | 399 |  | 450 | 450 |  | 0 | 0 | 1362.57 | 1362.57 | 0 | 0
2.162.121 | B3.11.77 | (*) Addressable manual call point |  | No. | 2 |  |  | 0 | 0 |  | 399 | 798 |  | 500 | 1000 |  | 0 | 0 | 1419.35 | 2838.7 | 0 | 0
2.162.122 | B3.11.78 | (*) Addressable Fire alarm sounder |  | No. | 1 |  |  | 0 | 0 |  | 399 | 399 |  | 600 | 600 |  | 0 | 0 | 1362.57 | 1362.57 | 0 | 0
2.162.123 | B3.11.79 | (*) Addressable Fire Alarm sounder with strobe weather proof |  | No. | 2 |  |  | 0 | 0 |  | 2280 | 4560 |  | 650 | 1300 |  | 0 | 0 | 1703.22 | 3406.44 | 0 | 0
2.162.124 | B3.11.80 | (*) Monitor Module |  | No. | 4 |  |  | 0 | 0 |  | 22800 | 91200 |  | 1500 | 6000 |  | 0 | 0 | 2838.7 | 11354.8 | 0 | 0
2.162.125 | B3.11.81 | (*) conduits, cabling, trays, ducts, trunking related to fire alarm system. |  | Item | 1 |  |  | 0 | 0 |  | 17100 | 17100 |  | 8000 | 8000 |  | 0 | 0 | 34064.37 | 34064.37 | 0 | 0
| Note | Note Details
2.162.126 | - | SUNDRIES:-
| Item Code | Description | Item Remarks | Unit of Measurement | Quantity/Base Price |  |  | Unit Price/Discount % (Excluding VAT) | Total |  | Unit Price/Discount % (Excluding VAT) | Total |  | Unit Price/Discount % (Excluding VAT) | Total |  | Unit Price/Discount % (Excluding VAT) | Total | Unit Price/Discount % (Excluding VAT) | Total | Unit Price/Discount % (Excluding VAT) | Total
2.162.127 | B3.11.82 | (*) Allow for supports |  | Item | 1 |  |  | 0 | 0 |  | 0 | 0 |  | 5000 | 5000 |  | 0 | 0 | 8516.09 | 8516.09 | 0 | 0
2.162.128 | B3.11.83 | (*) Allow for identifications, tag plates, labels, signage and colour coding for all services. |  | Item | 1 |  |  | 0 | 0 |  | 2394 | 2394 |  | 2000 | 2000 |  | 0 | 0 | 8516.09 | 8516.09 | 0 | 0
2.162.129 | B3.11.84 | (*) Allow for testing and pre-commissioning |  | Item | 1 |  |  | 0 | 0 |  | 3078 | 3078 |  | 1000 | 1000 |  | 0 | 0 | 8516.09 | 8516.09 | 0 | 0
2.162.130 | B3.11.85 | (*) Allow for commissioning |  | Item | 1 |  |  | 0 | 0 |  | 1140 | 1140 |  | 1000 | 1000 |  | 0 | 0 | 8516.09 | 8516.09 | 0 | 0
2.162.131 | B3.11.86 | (*) Allow for tools and spares |  | Item | 1 |  |  | 0 | 0 |  | 1140 | 1140 |  | 500 | 500 |  | 0 | 0 | 8516.09 | 8516.09 | 0 | 0
2.162.132 | B3.11.87 | (*) Allow for document and certification |  | Item | 1 |  |  | 0 | 0 |  | 1140 | 1140 |  | 1500 | 1500 |  | 0 | 0 | 8516.09 | 8516.09 | 0 | 0
2.162.133 | B3.11.88 | (*) Allow for co-ordination with other services |  | Item | 1 |  |  | 0 | 0 |  | 1140 | 1140 |  | 1000 | 1000 |  | 0 | 0 | 8516.09 | 8516.09 | 0 | 0
2.162.134 | B3.11.89 | (*) Allow for cutting or forming holes, mortises, chases, or the like and making good finishing |  | Item | 1 |  |  | 0 | 0 |  | 1140 | 1140 |  | 2000 | 2000 |  | 0 | 0 | 8516.09 | 8516.09 | 0 | 0
2.162.135 | B3.11.90 | (*) Allow for building in or cutting and pinning brackets or the like and making good finishing |  | Item | 1 |  |  | 0 | 0 |  | 1140 | 1140 |  | 2000 | 2000 |  | 0 | 0 | 8516.09 | 8516.09 | 0 | 0
2.162.136 | B3.11.91 | (*) Allow for protective painting to all systems |  | Item | 1 |  |  | 0 | 0 |  | 1140 | 1140 |  | 1000 | 1000 |  | 0 | 0 | 8516.09 | 8516.09 | 0 | 0
2.162.137 | B3.11.92 | (*) Allow for decorative painting to all systems |  | Item | 1 |  |  | 0 | 0 |  | 1140 | 1140 |  | 1000 | 1000 |  | 0 | 0 | 8516.09 | 8516.09 | 0 | 0
2.162.138 | B3.11.93 | (*) Allow for drawings, manuals, submittal, samples inspections, instruction books |  | Item | 1 |  |  | 0 | 0 |  | 1140 | 1140 |  | 2000 | 2000 |  | 0 | 0 | 8516.09 | 8516.09 | 0 | 0
2.162.139 | B3.11.94 | (*) Allow for builders work |  | Item | 1 |  |  | 0 | 0 |  | 3990 | 3990 |  | 10000 | 10000 |  | 0 | 0 | 8516.09 | 8516.09 | 0 | 0
| Note | Note Details
2.162.140 | - | Additional items
| Item Code | Description | Item Remarks | Unit of Measurement | Quantity/Base Price |  |  | Unit Price/Discount % (Excluding VAT) | Total |  | Unit Price/Discount % (Excluding VAT) | Total |  | Unit Price/Discount % (Excluding VAT) | Total |  | Unit Price/Discount % (Excluding VAT) | Total | Unit Price/Discount % (Excluding VAT) | Total | Unit Price/Discount % (Excluding VAT) | Total
2.162.141 | AI | (*) Contractor may price here any items which has been shown in the Contract drawings or any other Contract Documents but overlooked or not specifically mentioned inthe schedule of items and is necessary for the satisfactory completion of the Works. Should the Contractor fail to insert any item here, it will be deemed that lump sum Contract Price includes all such items and no claims for additional items will be entertained. |  | Item | 1 |  |  | 0 | 0 |  | 0 | 0 |  | 0 | 0 |  | 0 | 0 | 0 | 0 | 500000 | 500000
| Note | Note Details
2.162.142 | - | Please attach one PDF file to be named "Additional Items for (insert bill no/name & Section No/name)" for the details of these additional items in the additional attachment area at the end of the BOQ.
2.163 PPS-DB: BILL NO 04 - DRY BAY | [6 empty] | 333908 |  | 375018 |  | 0 (out of 0) | 652862.04 |  | 0 (out of 0) | 503669 |  | 0 (out of 0) | 581086.25 | 0 (out of 0) | 820193.78 | 0 (out of 0) | 2071322
2.164 PPS-DB: B4-01 SITE WORK | [6 empty] | 3293 | 6 (out of 6) | 22588 |  | 6 (out of 6) | 13584.24 |  | 6 (out of 6) | 4324 |  | 6 (out of 6) | 4465 | 6 (out of 6) | 7066.45 | 6 (out of 6) | 40282
| Note | Note Details
2.164.1 | - | Site preparation
| Item Code | Description | Item Remarks | Unit of Measurement | Quantity/Base Price |  |  | Unit Price/Discount % (Excluding VAT) | Total |  | Unit Price/Discount % (Excluding VAT) | Total |  | Unit Price/Discount % (Excluding VAT) | Total |  | Unit Price/Discount % (Excluding VAT) | Total | Unit Price/Discount % (Excluding VAT) | Total | Unit Price/Discount % (Excluding VAT) | Total
2.164.2 | B4.1.1 | (*) Site Preparation |  | m2 | 100 |  |  | 5 | 500 |  | 28.5 | 2850 |  | 10 | 1000 |  | 10 | 1000 | 9.59 | 959 | 50 | 5000
| Note | Note Details
2.164.3 | - | Excavation
| Item Code | Description | Item Remarks | Unit of Measurement | Quantity/Base Price |  |  | Unit Price/Discount % (Excluding VAT) | Total |  | Unit Price/Discount % (Excluding VAT) | Total |  | Unit Price/Discount % (Excluding VAT) | Total |  | Unit Price/Discount % (Excluding VAT) | Total | Unit Price/Discount % (Excluding VAT) | Total | Unit Price/Discount % (Excluding VAT) | Total
2.164.4 | B4.1.2 | (*) Pit excavation to receive foundation bases depth 1.5 m |  | m3 | 53 |  |  | 18 | 954 |  | 45.6 | 2416.8 |  | 15 | 795 |  | 28 | 1484 | 41.95 | 2223.35 | 40 | 2120
| Note | Note Details
2.164.5 | - | Disposal of excavated materials
2.164.6 | - | Remove surplus unsuitable excavated materials within site without compacting .
| Item Code | Description | Item Remarks | Unit of Measurement | Quantity/Base Price |  |  | Unit Price/Discount % (Excluding VAT) | Total |  | Unit Price/Discount % (Excluding VAT) | Total |  | Unit Price/Discount % (Excluding VAT) | Total |  | Unit Price/Discount % (Excluding VAT) | Total | Unit Price/Discount % (Excluding VAT) | Total | Unit Price/Discount % (Excluding VAT) | Total
2.164.7 | B4.1.3 | (*) Spread surplus within site |  | Item | 1 |  |  | 19796 | 19796 |  | 5700 | 5700 |  | 1000 | 1000 |  | 546 | 546 | 1588.09 | 1588.09 | 30000 | 30000
| Note | Note Details
2.164.8 | - | Filling
| Item Code | Description | Item Remarks | Unit of Measurement | Quantity/Base Price |  |  | Unit Price/Discount % (Excluding VAT) | Total |  | Unit Price/Discount % (Excluding VAT) | Total |  | Unit Price/Discount % (Excluding VAT) | Total |  | Unit Price/Discount % (Excluding VAT) | Total | Unit Price/Discount % (Excluding VAT) | Total | Unit Price/Discount % (Excluding VAT) | Total
2.164.9 | B4.1.4 | (*) Selected fill from excavated materials all in accordance with the Specifications |  | m3 | 32 |  |  | 18 | 576 |  | 45.6 | 1459.2 |  | 20 | 640 |  | 25 | 800 | 52.74 | 1687.68 | 75 | 2400
| Note | Note Details
2.164.10 | - | Anti Treatment
2.164.11 | - | Allow for termite control; prepare and apply anti-termite treatment; all in accordance with the Specifications and subject to the Contractor's approval
| Item Code | Description | Item Remarks | Unit of Measurement | Quantity/Base Price |  |  | Unit Price/Discount % (Excluding VAT) | Total |  | Unit Price/Discount % (Excluding VAT) | Total |  | Unit Price/Discount % (Excluding VAT) | Total |  | Unit Price/Discount % (Excluding VAT) | Total | Unit Price/Discount % (Excluding VAT) | Total | Unit Price/Discount % (Excluding VAT) | Total
2.164.12 | B4.1.5 | (*) To horizontal and vertical surfaces |  | m2 | 127 |  |  | 6 | 762 |  | 9.12 | 1158.24 |  | 7 | 889 |  | 5 | 635 | 4.79 | 608.33 | 6 | 762
| Note | Note Details
2.164.13 | - | Additional items
| Item Code | Description | Item Remarks | Unit of Measurement | Quantity/Base Price |  |  | Unit Price/Discount % (Excluding VAT) | Total |  | Unit Price/Discount % (Excluding VAT) | Total |  | Unit Price/Discount % (Excluding VAT) | Total |  | Unit Price/Discount % (Excluding VAT) | Total | Unit Price/Discount % (Excluding VAT) | Total | Unit Price/Discount % (Excluding VAT) | Total
2.164.14 | AI | (*) Contractor may price here any items which has been shown in the Contract drawings or any other Contract Documents but overlooked or not specifically mentioned inthe schedule of items and is necessary for the satisfactory completion of the Works. Should the Contractor fail to insert any item here, it will be deemed that lump sum Contract Price includes all such items and no claims for additional items will be entertained. |  | Item | 1 |  |  | 0 | 0 |  | 0 | 0 |  | 0 | 0 |  | 0 | 0 | 0 | 0 | 0 | 0
| Note | Note Details
2.164.15 | - | Please attach one PDF file to be named "Additional Items for (insert bill no/name & Section No/name)" for the details of these additional items in the additional attachment area at the end of the BOQ.
2.165 PPS-DB: B4-02 CONCRETE WORK | [6 empty] | 34665 | 7 (out of 7) | 41915 |  | 7 (out of 7) | 53466 |  | 7 (out of 7) | 55795 |  | 7 (out of 7) | 64787 | 7 (out of 7) | 59839.35 | 7 (out of 7) | 67800
| Note | Note Details
2.165.1 | - | SUBSTRUCTURE
2.165.2 | - | Poured Concrete
2.165.3 | - | Plain concrete (20 N/mm2) as per specifications and drawings.
| Item Code | Description | Item Remarks | Unit of Measurement | Quantity/Base Price |  |  | Unit Price/Discount % (Excluding VAT) | Total |  | Unit Price/Discount % (Excluding VAT) | Total |  | Unit Price/Discount % (Excluding VAT) | Total |  | Unit Price/Discount % (Excluding VAT) | Total | Unit Price/Discount % (Excluding VAT) | Total | Unit Price/Discount % (Excluding VAT) | Total
2.165.4 | B4.2.1 | (*) Blinding; 50 mm thick |  | m3 | 3 |  |  | 460 | 1380 |  | 798 | 2394 |  | 385 | 1155 |  | 413 | 1239 | 496.2 | 1488.6 | 600 | 1800
2.165.5 | B4.2.2 | (*) Blinding; 100 mm thick |  | m3 | 4 |  |  | 23 | 92 |  | 798 | 3192 |  | 385 | 1540 |  | 413 | 1652 | 496.2 | 1984.8 | 600 | 2400
| Note | Note Details
2.165.6 | - | Reinforcment Concrete (40 N/mm2) in Type I SRC cement including all shuttering,supportsand all related works as per specifications and drawings.
| Item Code | Description | Item Remarks | Unit of Measurement | Quantity/Base Price |  |  | Unit Price/Discount % (Excluding VAT) | Total |  | Unit Price/Discount % (Excluding VAT) | Total |  | Unit Price/Discount % (Excluding VAT) | Total |  | Unit Price/Discount % (Excluding VAT) | Total | Unit Price/Discount % (Excluding VAT) | Total | Unit Price/Discount % (Excluding VAT) | Total
2.165.7 | B4.2.3 | (*) Footing |  | m3 | 13 |  |  | 1334 | 17342 |  | 1710 | 22230 |  | 1100 | 14300 |  | 951 | 12363 | 1549.74 | 20146.62 | 1300 | 16900
2.165.8 | B4.2.4 | (*) Grade beams |  | m3 | 6 |  |  | 1440 | 8640 |  | 1710 | 10260 |  | 1200 | 7200 |  | 1398 | 8388 | 2174.19 | 13045.14 | 1600 | 9600
2.165.9 | B4.2.5 | (*) Columns neck |  | m3 | 9 |  |  | 1479 | 13311 |  | 1710 | 15390 |  | 2400 | 21600 |  | 2655 | 23895 | 2475.03 | 22275.27 | 1900 | 17100
| Note | Note Details
2.165.10 | - | Sundries
| Item Code | Description | Item Remarks | Unit of Measurement | Quantity/Base Price |  |  | Unit Price/Discount % (Excluding VAT) | Total |  | Unit Price/Discount % (Excluding VAT) | Total |  | Unit Price/Discount % (Excluding VAT) | Total |  | Unit Price/Discount % (Excluding VAT) | Total | Unit Price/Discount % (Excluding VAT) | Total | Unit Price/Discount % (Excluding VAT) | Total
2.165.11 | B4.2.6 | (*) Expansion joints; all in accordance with the Specifications |  | Item | 1 |  |  | 1150 | 1150 |  | 0 | 0 |  | 10000 | 10000 |  | 17250 | 17250 | 898.92 | 898.92 | 20000 | 20000
| Note | Note Details
2.165.12 | - | Additional items
| Item Code | Description | Item Remarks | Unit of Measurement | Quantity/Base Price |  |  | Unit Price/Discount % (Excluding VAT) | Total |  | Unit Price/Discount % (Excluding VAT) | Total |  | Unit Price/Discount % (Excluding VAT) | Total |  | Unit Price/Discount % (Excluding VAT) | Total | Unit Price/Discount % (Excluding VAT) | Total | Unit Price/Discount % (Excluding VAT) | Total
2.165.13 | AI | (*) Contractor may price here any items which has been shown in the Contract drawings or any other Contract Documents but overlooked or not specifically mentioned inthe schedule of items and is necessary for the satisfactory completion of the Works. Should the Contractor fail to insert any item here, it will be deemed that lump sum Contract Price includes all such items and no claims for additional items will be entertained. |  | Item | 1 |  |  | 0 | 0 |  | 0 | 0 |  | 0 | 0 |  | 0 | 0 | 0 | 0 | 0 | 0
| Note | Note Details
2.165.14 | - | Please attach one PDF file to be named "Additional Items for (insert bill no/name & Section No/name)" for the details of these additional items in the additional attachment area at the end of the BOQ.
2.166 PPS-DB: B4-03 METAL WORK | [6 empty] | 195400 | 4 (out of 4) | 190850 |  | 4 (out of 4) | 248178 |  | 4 (out of 4) | 286400 |  | 4 (out of 4) | 212042.75 | 4 (out of 4) | 319297.47 | 4 (out of 4) | 451600
| Note | Note Details
2.166.1 | - | Structural Steel work
2.166.2 | - | Supply and installation of steel structures left in, including supports, connections and accessories. all complete as detailed on drawing and engineer approval
| Item Code | Description | Item Remarks | Unit of Measurement | Quantity/Base Price |  |  | Unit Price/Discount % (Excluding VAT) | Total |  | Unit Price/Discount % (Excluding VAT) | Total |  | Unit Price/Discount % (Excluding VAT) | Total |  | Unit Price/Discount % (Excluding VAT) | Total | Unit Price/Discount % (Excluding VAT) | Total | Unit Price/Discount % (Excluding VAT) | Total
2.166.3 | B4.3.1 | (*) To all structural steel work including roofing , Columns etc |  | Item | 1 |  |  | 82500 | 82500 |  | 68400 | 68400 |  | 161000 | 161000 |  | 78748.75 | 78748.75 | 142628.79 | 142628.79 | 300000 | 300000
| Note | Note Details
2.166.4 | - | Supply and installation of aluminum composite panel cladding including all accessories,fixing etc. all complete as detailed on drawing and engineer approval
| Item Code | Description | Item Remarks | Unit of Measurement | Quantity/Base Price |  |  | Unit Price/Discount % (Excluding VAT) | Total |  | Unit Price/Discount % (Excluding VAT) | Total |  | Unit Price/Discount % (Excluding VAT) | Total |  | Unit Price/Discount % (Excluding VAT) | Total | Unit Price/Discount % (Excluding VAT) | Total | Unit Price/Discount % (Excluding VAT) | Total
2.166.5 | B4.3.2 | (*) 4mm aluminum composite panel cladding |  | m2 | 234 |  |  | 440 | 102960 |  | 741 | 173394 |  | 500 | 117000 |  | 518 | 121212 | 719.14 | 168278.76 | 600 | 140400
| Note | Note Details
2.166.6 | - | Grating
2.166.7 | - | Supply and installation of Grating including all accessories,fixing etc. all complete as detailed on drawing and engineer approval
| Item Code | Description | Item Remarks | Unit of Measurement | Quantity/Base Price |  |  | Unit Price/Discount % (Excluding VAT) | Total |  | Unit Price/Discount % (Excluding VAT) | Total |  | Unit Price/Discount % (Excluding VAT) | Total |  | Unit Price/Discount % (Excluding VAT) | Total | Unit Price/Discount % (Excluding VAT) | Total | Unit Price/Discount % (Excluding VAT) | Total
2.166.8 | B4.3.3 | (*) 350mm metal gratings for floor drains |  | m | 14 |  |  | 385 | 5390 |  | 456 | 6384 |  | 600 | 8400 |  | 863 | 12082 | 599.28 | 8389.92 | 800 | 11200
| Note | Note Details
2.166.9 | - | Additional items
| Item Code | Description | Item Remarks | Unit of Measurement | Quantity/Base Price |  |  | Unit Price/Discount % (Excluding VAT) | Total |  | Unit Price/Discount % (Excluding VAT) | Total |  | Unit Price/Discount % (Excluding VAT) | Total |  | Unit Price/Discount % (Excluding VAT) | Total | Unit Price/Discount % (Excluding VAT) | Total | Unit Price/Discount % (Excluding VAT) | Total
2.166.10 | AI | (*) Contractor may price here any items which has been shown in the Contract drawings or any other Contract Documents but overlooked or not specifically mentioned inthe schedule of items and is necessary for the satisfactory completion of the Works. Should the Contractor fail to insert any item here, it will be deemed that lump sum Contract Price includes all such items and no claims for additional items will be entertained. |  | Item | 1 |  |  | 0 | 0 |  | 0 | 0 |  | 0 | 0 |  | 0 | 0 | 0 | 0 | 0 | 0
| Note | Note Details
2.166.11 | - | Please attach one PDF file to be named "Additional Items for (insert bill no/name & Section No/name)" for the details of these additional items in the additional attachment area at the end of the BOQ.
2.167 PPS-DB: B4-04 THERMAL AND MOISTURE PROTECTION | [6 empty] | 8310 | 4 (out of 4) | 2555 |  | 4 (out of 4) | 41040 |  | 4 (out of 4) | 2295 |  | 4 (out of 4) | 20036 | 4 (out of 4) | 40070.81 | 4 (out of 4) | 23090
| Note | Note Details
2.167.1 | - | Waterproofing courses
2.167.2 | - | Waterproofing system for the substructure, as per drawings and specifications.
| Item Code | Description | Item Remarks | Unit of Measurement | Quantity/Base Price |  |  | Unit Price/Discount % (Excluding VAT) | Total |  | Unit Price/Discount % (Excluding VAT) | Total |  | Unit Price/Discount % (Excluding VAT) | Total |  | Unit Price/Discount % (Excluding VAT) | Total | Unit Price/Discount % (Excluding VAT) | Total | Unit Price/Discount % (Excluding VAT) | Total
2.167.3 | B4.4.1 | (*) To horizontal and vertical areas |  | m2 | 163 |  |  | 10 | 1630 |  | 136.8 | 22298.4 |  | 10 | 1630 |  | 72 | 11736 | 104.27 | 16996.01 | 55 | 8965
| Note | Note Details
2.167.4 | - | 1000 Gauge Polythene Sheet, all in accordance with the drawings and specifications.
| Item Code | Description | Item Remarks | Unit of Measurement | Quantity/Base Price |  |  | Unit Price/Discount % (Excluding VAT) | Total |  | Unit Price/Discount % (Excluding VAT) | Total |  | Unit Price/Discount % (Excluding VAT) | Total |  | Unit Price/Discount % (Excluding VAT) | Total | Unit Price/Discount % (Excluding VAT) | Total | Unit Price/Discount % (Excluding VAT) | Total
2.167.5 | B4.4.2 | (*) To horizontal areas |  | m2 | 95 |  |  | 5 | 475 |  | 13.68 | 1299.6 |  | 7 | 665 |  | 4 | 380 | 4.44 | 421.8 | 35 | 3325
2.167.6 | B4.4.3 | (*) waterproofing above the steel structure roofing |  | m2 | 90 |  |  | 5 | 450 |  | 193.8 | 17442 |  | 0 | 0 |  | 88 | 7920 | 251.7 | 22653 | 120 | 10800
| Note | Note Details
2.167.7 | - | Additional items
| Item Code | Description | Item Remarks | Unit of Measurement | Quantity/Base Price |  |  | Unit Price/Discount % (Excluding VAT) | Total |  | Unit Price/Discount % (Excluding VAT) | Total |  | Unit Price/Discount % (Excluding VAT) | Total |  | Unit Price/Discount % (Excluding VAT) | Total | Unit Price/Discount % (Excluding VAT) | Total | Unit Price/Discount % (Excluding VAT) | Total
2.167.8 | AI | (*) Contractor may price here any items which has been shown in the Contract drawings or any other Contract Documents but overlooked or not specifically mentioned inthe schedule of items and is necessary for the satisfactory completion of the Works. Should the Contractor fail to insert any item here, it will be deemed that lump sum Contract Price includes all such items and no claims for additional items will be entertained. |  | Item | 1 |  |  | 0 | 0 |  | 0 | 0 |  | 0 | 0 |  | 0 | 0 | 0 | 0 | 0 | 0
| Note | Note Details
2.167.9 | - | Please attach one PDF file to be named "Additional Items for (insert bill no/name & Section No/name)" for the details of these additional items in the additional attachment area at the end of the BOQ.
2.168 PPS-DB: B4-05 FINISHES | [6 empty] | 15810 | 5 (out of 5) | 28149 |  | 5 (out of 5) | 27211.8 |  | 5 (out of 5) | 26640 |  | 5 (out of 5) | 24533 | 5 (out of 5) | 42998.42 | 5 (out of 5) | 88550
| Note | Note Details
2.168.1 | - | External Finish
| Item Code | Description | Item Remarks | Unit of Measurement | Quantity/Base Price |  |  | Unit Price/Discount % (Excluding VAT) | Total |  | Unit Price/Discount % (Excluding VAT) | Total |  | Unit Price/Discount % (Excluding VAT) | Total |  | Unit Price/Discount % (Excluding VAT) | Total | Unit Price/Discount % (Excluding VAT) | Total | Unit Price/Discount % (Excluding VAT) | Total
2.168.2 | B4.5.1 | (*) Traffic guard |  | m2 | 59 |  |  | 184 | 10856 |  | 171 | 10089 |  | 180 | 10620 |  | 127 | 7493 | 89.89 | 5303.51 | 500 | 29500
| Note | Note Details
2.168.3 | - | Supply and fix porcelain tile including all necessary wrok as per drawing and specifications
| Item Code | Description | Item Remarks | Unit of Measurement | Quantity/Base Price |  |  | Unit Price/Discount % (Excluding VAT) | Total |  | Unit Price/Discount % (Excluding VAT) | Total |  | Unit Price/Discount % (Excluding VAT) | Total |  | Unit Price/Discount % (Excluding VAT) | Total | Unit Price/Discount % (Excluding VAT) | Total | Unit Price/Discount % (Excluding VAT) | Total
2.168.4 | B4.5.2 | (*) 30x30x10 grey porcelain tile |  | m2 | 34 |  |  | 133 | 4522 |  | 182.4 | 6201.6 |  | 185 | 6290 |  | 144 | 4896 | 245.71 | 8354.14 | 250 | 8500
| Note | Note Details
2.168.5 | - | Concrete Hardstand,as per drawing and specifications
| Item Code | Description | Item Remarks | Unit of Measurement | Quantity/Base Price |  |  | Unit Price/Discount % (Excluding VAT) | Total |  | Unit Price/Discount % (Excluding VAT) | Total |  | Unit Price/Discount % (Excluding VAT) | Total |  | Unit Price/Discount % (Excluding VAT) | Total | Unit Price/Discount % (Excluding VAT) | Total | Unit Price/Discount % (Excluding VAT) | Total
2.168.6 | B4.5.3 | (*) Concrete Hardstand |  | m2 | 83 |  |  | 147 | 12201 |  | 125.4 | 10408.2 |  | 110 | 9130 |  | 138 | 11454 | 341.59 | 28351.97 | 600 | 49800
| Note | Note Details
2.168.7 | - | Skirting Finishes
2.168.8 | - | Supply and fix wall skirting including all necessary wrok as per drawing and specifications
| Item Code | Description | Item Remarks | Unit of Measurement | Quantity/Base Price |  |  | Unit Price/Discount % (Excluding VAT) | Total |  | Unit Price/Discount % (Excluding VAT) | Total |  | Unit Price/Discount % (Excluding VAT) | Total |  | Unit Price/Discount % (Excluding VAT) | Total | Unit Price/Discount % (Excluding VAT) | Total | Unit Price/Discount % (Excluding VAT) | Total
2.168.9 | B4.5.4 | (*) 150 mm porelaine tile skirting |  | m | 15 |  |  | 38 | 570 |  | 34.2 | 513 |  | 40 | 600 |  | 46 | 690 | 65.92 | 988.8 | 50 | 750
| Note | Note Details
2.168.10 | - | Additional items
| Item Code | Description | Item Remarks | Unit of Measurement | Quantity/Base Price |  |  | Unit Price/Discount % (Excluding VAT) | Total |  | Unit Price/Discount % (Excluding VAT) | Total |  | Unit Price/Discount % (Excluding VAT) | Total |  | Unit Price/Discount % (Excluding VAT) | Total | Unit Price/Discount % (Excluding VAT) | Total | Unit Price/Discount % (Excluding VAT) | Total
2.168.11 | AI | (*) Contractor may price here any items which has been shown in the Contract drawings or any other Contract Documents but overlooked or not specifically mentioned inthe schedule of items and is necessary for the satisfactory completion of the Works. Should the Contractor fail to insert any item here, it will be deemed that lump sum Contract Price includes all such items and no claims for additional items will be entertained. |  | Item | 1 |  |  | 0 | 0 |  | 0 | 0 |  | 0 | 0 |  | 0 | 0 | 0 | 0 | 0 | 0
| Note | Note Details
2.168.12 | - | Please attach one PDF file to be named "Additional Items for (insert bill no/name & Section No/name)" for the details of these additional items in the additional attachment area at the end of the BOQ.
2.169 PPS-DB: B4-06 ACCESSORIES | [6 empty] | 20000 | 2 (out of 2) | 14000 |  | 2 (out of 2) | 11400 |  | 2 (out of 2) | 2000 |  | 2 (out of 2) | 37500 | 2 (out of 2) | 23971.23 | 2 (out of 2) | 30000
| Note | Note Details
2.169.1 | - | Signage
2.169.2 | - | Supply and fix Signage ,including all accessories needed for installation as per mention in drawings & specifications
| Item Code | Description | Item Remarks | Unit of Measurement | Quantity/Base Price |  |  | Unit Price/Discount % (Excluding VAT) | Total |  | Unit Price/Discount % (Excluding VAT) | Total |  | Unit Price/Discount % (Excluding VAT) | Total |  | Unit Price/Discount % (Excluding VAT) | Total | Unit Price/Discount % (Excluding VAT) | Total | Unit Price/Discount % (Excluding VAT) | Total
2.169.3 | B4.6.1 | (*) all signage |  | Item | 1 |  |  | 14000 | 14000 |  | 11400 | 11400 |  | 2000 | 2000 |  | 37500 | 37500 | 23971.23 | 23971.23 | 30000 | 30000
| Note | Note Details
2.169.4 | - | Additional items
| Item Code | Description | Item Remarks | Unit of Measurement | Quantity/Base Price |  |  | Unit Price/Discount % (Excluding VAT) | Total |  | Unit Price/Discount % (Excluding VAT) | Total |  | Unit Price/Discount % (Excluding VAT) | Total |  | Unit Price/Discount % (Excluding VAT) | Total | Unit Price/Discount % (Excluding VAT) | Total | Unit Price/Discount % (Excluding VAT) | Total
2.169.5 | AI | (*) Contractor may price here any items which has been shown in the Contract drawings or any other Contract Documents but overlooked or not specifically mentioned inthe schedule of items and is necessary for the satisfactory completion of the Works. Should the Contractor fail to insert any item here, it will be deemed that lump sum Contract Price includes all such items and no claims for additional items will be entertained. |  | Item | 1 |  |  | 0 | 0 |  | 0 | 0 |  | 0 | 0 |  | 0 | 0 | 0 | 0 | 0 | 0
| Note | Note Details
2.169.6 | - | Please attach one PDF file to be named "Additional Items for (insert bill no/name & Section No/name)" for the details of these additional items in the additional attachment area at the end of the BOQ.
2.170 PPS-DB: B4-7 FURNISHINGS AND EQUIPMENT | [6 empty] | 40000 | 3 (out of 3) | 8240 |  | 3 (out of 3) | 142500 |  | 3 (out of 3) | 53000 |  | 3 (out of 3) | 217722.5 | 3 (out of 3) | 107870.52 | 3 (out of 3) | 1010000
| Note | Note Details
2.170.1 | - | Furnishings and Equipment
2.170.2 | - | Supply Furniture ,including all accessories needed as per mention in drawings & specifications
| Item Code | Description | Item Remarks | Unit of Measurement | Quantity/Base Price |  |  | Unit Price/Discount % (Excluding VAT) | Total |  | Unit Price/Discount % (Excluding VAT) | Total |  | Unit Price/Discount % (Excluding VAT) | Total |  | Unit Price/Discount % (Excluding VAT) | Total | Unit Price/Discount % (Excluding VAT) | Total | Unit Price/Discount % (Excluding VAT) | Total
2.170.3 | B4.7.1 | (*) Furniture |  | Item | 1 |  |  | 5150 | 5150 |  | 5700 | 5700 |  | 3000 | 3000 |  | 0 | 0 | 17978.42 | 17978.42 | 360000 | 360000
| Note | Note Details
2.170.4 | - | Supply and install Equipments Workshop & Carwash ,including all accessories needed for installation as per mention in drawings & specifications
| Item Code | Description | Item Remarks | Unit of Measurement | Quantity/Base Price |  |  | Unit Price/Discount % (Excluding VAT) | Total |  | Unit Price/Discount % (Excluding VAT) | Total |  | Unit Price/Discount % (Excluding VAT) | Total |  | Unit Price/Discount % (Excluding VAT) | Total | Unit Price/Discount % (Excluding VAT) | Total | Unit Price/Discount % (Excluding VAT) | Total
2.170.5 | B4.7.2 | (*) Equipments |  | Item | 1 |  |  | 3090 | 3090 |  | 136800 | 136800 |  | 50000 | 50000 |  | 0 | 0 | 89892.1 | 89892.1 | 650000 | 650000
| Note | Note Details
2.170.6 | - | Additional items
| Item Code | Description | Item Remarks | Unit of Measurement | Quantity/Base Price |  |  | Unit Price/Discount % (Excluding VAT) | Total |  | Unit Price/Discount % (Excluding VAT) | Total |  | Unit Price/Discount % (Excluding VAT) | Total |  | Unit Price/Discount % (Excluding VAT) | Total | Unit Price/Discount % (Excluding VAT) | Total | Unit Price/Discount % (Excluding VAT) | Total
2.170.7 | AI | (*) Contractor may price here any items which has been shown in the Contract drawings or any other Contract Documents but overlooked or not specifically mentioned inthe schedule of items and is necessary for the satisfactory completion of the Works. Should the Contractor fail to insert any item here, it will be deemed that lump sum Contract Price includes all such items and no claims for additional items will be entertained. |  | Item | 1 |  |  | 0 | 0 |  | 0 | 0 |  | 0 | 0 |  | 217722.5 | 217722.5 | 0 | 0 | 0 | 0
| Note | Note Details
2.170.8 | - | Please attach one PDF file to be named "Additional Items for (insert bill no/name & Section No/name)" for the details of these additional items in the additional attachment area at the end of the BOQ.
2.171 PPS-DB: B4-8 MECHANICAL INSTALLATION | [6 empty] | 8750 | 21 (out of 21) | 32301 |  | 21 (out of 21) | 59872.8 |  | 21 (out of 21) | 40515 |  | 21 (out of 21) | 0 | 21 (out of 21) | 99399.97 | 21 (out of 21) | 200000
| Note | Note Details
2.171.1 | - | The Drawings ,B.O.Q and specification are one unit.
2.171.2 | - | All Items and quantities are based on the Drawings, B.O.Q and specifications.
2.171.3 | - | All Items including supply and installation as per specifications and client requirements.
2.171.4 | - | All Items including supply and installation unless otherwise mentioned.
2.171.5 | - | All Items must be reviewed and approved by Civil Defense , Client or his representative before installation.
2.171.6 | - | Rates shall include all testing , commissioning as specified and follow the condition of contract and estidama requirment.
2.171.7 | - | Allow for work to be carried out on materials to be supplied on fees to be paid in respect of authority to be expended at the direction of the engineer.
2.171.8 | - | Allow for work to be connected to existing connection points for water supply , drainge network , fire fighting system.
2.171.9 | - | Drainage system
2.171.10 | - | Supply, install and commission Drainage, uPVC soil ,waste, vent and rain water pipes- above ground and below ground pipes and fittings including supports, brackets, hangers in accordance with the specification including coordination and connection to Sanitary wares as per required to complete Drainage System.
| Item Code | Description | Item Remarks | Unit of Measurement | Quantity/Base Price |  |  | Unit Price/Discount % (Excluding VAT) | Total |  | Unit Price/Discount % (Excluding VAT) | Total |  | Unit Price/Discount % (Excluding VAT) | Total |  | Unit Price/Discount % (Excluding VAT) | Total | Unit Price/Discount % (Excluding VAT) | Total | Unit Price/Discount % (Excluding VAT) | Total
2.171.11 | B4.8.1 | (*) Msnhole cover |  | No. | 1 |  |  | 32301 | 32301 |  | 5700 | 5700 |  | 10000 | 10000 |  | 0 | 0 | 7380.61 | 7380.61 | 0 | 0
2.171.12 | B4.8.2 | (*) sand trap with cover |  | No. | 1 |  |  | 0 | 0 |  | 2622 | 2622 |  | 6500 | 6500 |  | 0 | 0 | 3974.18 | 3974.18 | 0 | 0
2.171.13 | B4.8.3 | (*) Drainage pipe 110 mm |  | m | 12 |  |  | 0 | 0 |  | 125.4 | 1504.8 |  | 125 | 1500 |  | 0 | 0 | 136.26 | 1635.12 | 0 | 0
2.171.14 | B4.8.4 | (*) Rain water pipe 100 mm |  | m | 15 |  |  | 0 | 0 |  | 114 | 1710 |  | 125 | 1875 |  | 0 | 0 | 136.26 | 2043.9 | 0 | 0
| Note | Note Details
2.171.15 | - | Fire protection
2.171.16 | - | Supply and installation, testing, commissioning fire fighting system with all accessories as per ADDC latest code
| Item Code | Description | Item Remarks | Unit of Measurement | Quantity/Base Price |  |  | Unit Price/Discount % (Excluding VAT) | Total |  | Unit Price/Discount % (Excluding VAT) | Total |  | Unit Price/Discount % (Excluding VAT) | Total |  | Unit Price/Discount % (Excluding VAT) | Total | Unit Price/Discount % (Excluding VAT) | Total | Unit Price/Discount % (Excluding VAT) | Total
2.171.17 | B4.8.5 | (*) 6 kg dry powder fire extinguisher |  | No. | 1 |  |  | 0 | 0 |  | 228 | 228 |  | 400 | 400 |  | 0 | 0 | 454.19 | 454.19 | 0 | 0
2.171.18 | B4.8.6 | (*) 5 kg co2 fire extinguisher |  | No. | 2 |  |  | 0 | 0 |  | 285 | 570 |  | 420 | 840 |  | 0 | 0 | 510.97 | 1021.94 | 0 | 0
2.171.19 | B4.8.7 | (*) 50 KG Trolley Dry Powder Fire Extinguisher |  | No. | 1 |  |  | 0 | 0 |  | 28500 | 28500 |  | 1800 | 1800 |  | 0 | 0 | 9083.83 | 9083.83 | 0 | 0
| Note | Note Details
2.171.20 | - | SUNDRIES:-
| Item Code | Description | Item Remarks | Unit of Measurement | Quantity/Base Price |  |  | Unit Price/Discount % (Excluding VAT) | Total |  | Unit Price/Discount % (Excluding VAT) | Total |  | Unit Price/Discount % (Excluding VAT) | Total |  | Unit Price/Discount % (Excluding VAT) | Total | Unit Price/Discount % (Excluding VAT) | Total | Unit Price/Discount % (Excluding VAT) | Total
2.171.21 | B4.8.8 | (*) Allow for supports |  | Item | 1 |  |  | 0 | 0 |  | 1254 | 1254 |  | 1500 | 1500 |  | 0 | 0 | 5677.4 | 5677.4 | 0 | 0
2.171.22 | B4.8.9 | (*) Allow for identifications, tag plates, labels, signage and colour coding for all services. |  | Item | 1 |  |  | 0 | 0 |  | 1254 | 1254 |  | 1000 | 1000 |  | 0 | 0 | 5677.4 | 5677.4 | 0 | 0
2.171.23 | B4.8.10 | (*) Allow for testing and pre-commissioning |  | Item | 1 |  |  | 0 | 0 |  | 1254 | 1254 |  | 500 | 500 |  | 0 | 0 | 5677.4 | 5677.4 | 0 | 0
2.171.24 | B4.8.11 | (*) Allow for commissioning |  | Item | 1 |  |  | 0 | 0 |  | 1254 | 1254 |  | 500 | 500 |  | 0 | 0 | 5677.4 | 5677.4 | 0 | 0
2.171.25 | B4.8.12 | (*) Allow for tools and spares |  | Item | 1 |  |  | 0 | 0 |  | 1254 | 1254 |  | 100 | 100 |  | 0 | 0 | 5677.4 | 5677.4 | 0 | 0
2.171.26 | B4.8.13 | (*) Allow for document and certification |  | Item | 1 |  |  | 0 | 0 |  | 1254 | 1254 |  | 1500 | 1500 |  | 0 | 0 | 5677.4 | 5677.4 | 0 | 0
2.171.27 | B4.8.14 | (*) Allow for co-ordination with other services |  | Item | 1 |  |  | 0 | 0 |  | 1254 | 1254 |  | 1000 | 1000 |  | 0 | 0 | 5677.4 | 5677.4 | 0 | 0
2.171.28 | B4.8.15 | (*) Allow for cutting or forming holes, mortises, chases, or the like and making good finishing |  | Item | 1 |  |  | 0 | 0 |  | 1254 | 1254 |  | 1500 | 1500 |  | 0 | 0 | 5677.4 | 5677.4 | 0 | 0
2.171.29 | B4.8.16 | (*) Allow for building in or cutting and pinning brackets or the like and making good finishing |  | Item | 1 |  |  | 0 | 0 |  | 1254 | 1254 |  | 1500 | 1500 |  | 0 | 0 | 5677.4 | 5677.4 | 0 | 0
2.171.30 | B4.8.17 | (*) Allow for protective painting to all systems |  | Item | 1 |  |  | 0 | 0 |  | 1254 | 1254 |  | 1000 | 1000 |  | 0 | 0 | 5677.4 | 5677.4 | 0 | 0
2.171.31 | B4.8.18 | (*) Allow for decorative painting to all systems |  | Item | 1 |  |  | 0 | 0 |  | 1254 | 1254 |  | 1000 | 1000 |  | 0 | 0 | 5677.4 | 5677.4 | 0 | 0
2.171.32 | B4.8.19 | (*) Allow for drawings, manuals, submittal, samples inspections, instruction books |  | Item | 1 |  |  | 0 | 0 |  | 1254 | 1254 |  | 1500 | 1500 |  | 0 | 0 | 5677.4 | 5677.4 | 0 | 0
2.171.33 | B4.8.20 | (*) Allow for builders work |  | Item | 1 |  |  | 0 | 0 |  | 3990 | 3990 |  | 5000 | 5000 |  | 0 | 0 | 5677.4 | 5677.4 | 0 | 0
| Note | Note Details
2.171.34 | - | Additional items
| Item Code | Description | Item Remarks | Unit of Measurement | Quantity/Base Price |  |  | Unit Price/Discount % (Excluding VAT) | Total |  | Unit Price/Discount % (Excluding VAT) | Total |  | Unit Price/Discount % (Excluding VAT) | Total |  | Unit Price/Discount % (Excluding VAT) | Total | Unit Price/Discount % (Excluding VAT) | Total | Unit Price/Discount % (Excluding VAT) | Total
2.171.35 | AI | (*) Contractor may price here any items which has been shown in the Contract drawings or any other Contract Documents but overlooked or not specifically mentioned inthe schedule of items and is necessary for the satisfactory completion of the Works. Should the Contractor fail to insert any item here, it will be deemed that lump sum Contract Price includes all such items and no claims for additional items will be entertained. |  | Item | 1 |  |  | 0 | 0 |  | 0 | 0 |  | 0 | 0 |  | 0 | 0 | 0 | 0 | 200000 | 200000
| Note | Note Details
2.171.36 | - | Please attach one PDF file to be named "Additional Items for (insert bill no/name & Section No/name)" for the details of these additional items in the additional attachment area at the end of the BOQ.
2.172 PPS-DB: B4-9 ELECTRICAL INSTALLATION | [6 empty] | 7680 | 22 (out of 22) | 34420 |  | 22 (out of 22) | 55609.2 |  | 22 (out of 22) | 32700 |  | 22 (out of 22) | 0 | 22 (out of 22) | 119679.56 | 22 (out of 22) | 160000
| Note | Note Details
2.172.1 | - | DISCONNECTING SWITCHES:-
2.172.2 | - | Supply ,Install, testing and commissioning AC23,IP65 Disconnecting switches including all interconnecting cables, wires , trays and Equipments Points from SMD panels and terminations.
| Item Code | Description | Item Remarks | Unit of Measurement | Quantity/Base Price |  |  | Unit Price/Discount % (Excluding VAT) | Total |  | Unit Price/Discount % (Excluding VAT) | Total |  | Unit Price/Discount % (Excluding VAT) | Total |  | Unit Price/Discount % (Excluding VAT) | Total | Unit Price/Discount % (Excluding VAT) | Total | Unit Price/Discount % (Excluding VAT) | Total
2.172.3 | B4.9.1 | (*) Single phase Isolator (SPN) IP65 |  | No. | 2 |  |  | 0 | 0 |  | 969 | 1938 |  | 450 | 900 |  | 0 | 0 | 965.16 | 1930.32 | 0 | 0
| Note | Note Details
2.172.4 | - | LIGHTING FIXTURES
2.172.5 | - | Supply, install, testing and commissioning complete Light fittings including cabling, wiring, conduits and switches in connections to permanent wiring system
| Item Code | Description | Item Remarks | Unit of Measurement | Quantity/Base Price |  |  | Unit Price/Discount % (Excluding VAT) | Total |  | Unit Price/Discount % (Excluding VAT) | Total |  | Unit Price/Discount % (Excluding VAT) | Total |  | Unit Price/Discount % (Excluding VAT) | Total | Unit Price/Discount % (Excluding VAT) | Total | Unit Price/Discount % (Excluding VAT) | Total
2.172.6 | B4.9.2 | (*) Electrical points for Type L11 |  | No. | 4 |  |  | 0 | 0 |  | 1390.8 | 5563.2 |  | 1500 | 6000 |  | 0 | 0 | 908.38 | 3633.52 | 0 | 0
| Note | Note Details
2.172.7 | - | Lightning Protection System
2.172.8 | - | Supply, install, test and commission complete lightning protection system air termination network, fitting and connection complete in accordance with Specifications and Drawings.
| Item Code | Description | Item Remarks | Unit of Measurement | Quantity/Base Price |  |  | Unit Price/Discount % (Excluding VAT) | Total |  | Unit Price/Discount % (Excluding VAT) | Total |  | Unit Price/Discount % (Excluding VAT) | Total |  | Unit Price/Discount % (Excluding VAT) | Total | Unit Price/Discount % (Excluding VAT) | Total | Unit Price/Discount % (Excluding VAT) | Total
2.172.9 | B4.9.3 | (*) Earth pit |  | Item | 1 |  |  | 0 | 0 |  | 5700 | 5700 |  | 5000 | 5000 |  | 0 | 0 | 6812.87 | 6812.87 | 0 | 0
2.172.10 | B4.9.4 | (*) Free standing air terminal for protection of mechanical equipment. |  | Item | 1 |  |  | 0 | 0 |  | 9120 | 9120 |  | 1000 | 1000 |  | 0 | 0 | 5677.4 | 5677.4 | 0 | 0
2.172.11 | B4.9.5 | (*) Thermo weld in all joints |  | Item | 1 |  |  | 0 | 0 |  | 2280 | 2280 |  | 1000 | 1000 |  | 0 | 0 | 5677.4 | 5677.4 | 0 | 0
2.172.12 | B4.9.6 | (*) Copper tape down conductor |  | Item | 1 |  |  | 0 | 0 |  | 4560 | 4560 |  | 1000 | 1000 |  | 0 | 0 | 5677.4 | 5677.4 | 0 | 0
2.172.13 | B4.9.7 | (*) Down conductor to earth pit |  | Item | 1 |  |  | 0 | 0 |  | 1368 | 1368 |  | 1000 | 1000 |  | 0 | 0 | 5109.66 | 5109.66 | 0 | 0
2.172.14 | B4.9.8 | (*) 25x 3mm bare copper tape lightning protection air terminal |  | Item | 1 |  |  | 0 | 0 |  | 11400 | 11400 |  | 6200 | 6200 |  | 0 | 0 | 11354.79 | 11354.79 | 0 | 0
| Note | Note Details
2.172.15 | - | SUNDRIES:-
| Item Code | Description | Item Remarks | Unit of Measurement | Quantity/Base Price |  |  | Unit Price/Discount % (Excluding VAT) | Total |  | Unit Price/Discount % (Excluding VAT) | Total |  | Unit Price/Discount % (Excluding VAT) | Total |  | Unit Price/Discount % (Excluding VAT) | Total | Unit Price/Discount % (Excluding VAT) | Total | Unit Price/Discount % (Excluding VAT) | Total
2.172.16 | B4.9.9 | (*) Allow for supports |  | Item | 1 |  |  | 0 | 0 |  | 1140 | 1140 |  | 500 | 500 |  | 0 | 0 | 5677.4 | 5677.4 | 0 | 0
2.172.17 | B4.9.10 | (*) Allow for identifications, tag plates, labels, signage and colour coding for all services. |  | Item | 1 |  |  | 0 | 0 |  | 1140 | 1140 |  | 100 | 100 |  | 0 | 0 | 5677.4 | 5677.4 | 0 | 0
2.172.18 | B4.9.11 | (*) Allow for testing and pre-commissioning |  | Item | 1 |  |  | 0 | 0 |  | 1140 | 1140 |  | 500 | 500 |  | 0 | 0 | 5677.4 | 5677.4 | 0 | 0
2.172.19 | B4.9.12 | (*) Allow for commissioning |  | Item | 1 |  |  | 0 | 0 |  | 1140 | 1140 |  | 500 | 500 |  | 0 | 0 | 5677.4 | 5677.4 | 0 | 0
2.172.20 | B4.9.13 | (*) Allow for tools and spares |  | Item | 1 |  |  | 0 | 0 |  | 1140 | 1140 |  | 100 | 100 |  | 0 | 0 | 5677.4 | 5677.4 | 0 | 0
2.172.21 | B4.9.14 | (*) Allow for document and certification |  | Item | 1 |  |  | 0 | 0 |  | 570 | 570 |  | 500 | 500 |  | 0 | 0 | 5677.4 | 5677.4 | 0 | 0
2.172.22 | B4.9.15 | (*) Allow for co-ordination with other services |  | Item | 1 |  |  | 0 | 0 |  | 570 | 570 |  | 500 | 500 |  | 0 | 0 | 5677.4 | 5677.4 | 0 | 0
2.172.23 | B4.9.16 | (*) Allow for cutting or forming holes, mortises, chases, or the like and making good finishing |  | Item | 1 |  |  | 0 | 0 |  | 570 | 570 |  | 500 | 500 |  | 0 | 0 | 5677.4 | 5677.4 | 0 | 0
2.172.24 | B4.9.17 | (*) Allow for building in or cutting and pinning brackets or the like and making good finishing |  | Item | 1 |  |  | 0 | 0 |  | 570 | 570 |  | 500 | 500 |  | 0 | 0 | 5677.4 | 5677.4 | 0 | 0
2.172.25 | B4.9.18 | (*) Allow for protective painting to all systems |  | Item | 1 |  |  | 0 | 0 |  | 570 | 570 |  | 200 | 200 |  | 0 | 0 | 5677.4 | 5677.4 | 0 | 0
2.172.26 | B4.9.19 | (*) Allow for decorative painting to all systems |  | Item | 1 |  |  | 0 | 0 |  | 570 | 570 |  | 200 | 200 |  | 0 | 0 | 5677.4 | 5677.4 | 0 | 0
2.172.27 | B4.9.20 | (*) Allow for drawings, manuals, submittal, samples inspections, instruction books |  | Item | 1 |  |  | 0 | 0 |  | 570 | 570 |  | 1500 | 1500 |  | 0 | 0 | 5677.4 | 5677.4 | 0 | 0
2.172.28 | B4.9.21 | (*) Allow for builders work |  | Item | 1 |  |  | 34420 | 34420 |  | 3990 | 3990 |  | 5000 | 5000 |  | 0 | 0 | 5677.4 | 5677.4 | 0 | 0
| Note | Note Details
2.172.29 | - | Additional items
| Item Code | Description | Item Remarks | Unit of Measurement | Quantity/Base Price |  |  | Unit Price/Discount % (Excluding VAT) | Total |  | Unit Price/Discount % (Excluding VAT) | Total |  | Unit Price/Discount % (Excluding VAT) | Total |  | Unit Price/Discount % (Excluding VAT) | Total | Unit Price/Discount % (Excluding VAT) | Total | Unit Price/Discount % (Excluding VAT) | Total
2.172.30 | AI | (*) Contractor may price here any items which has been shown in the Contract drawings or any other Contract Documents but overlooked or not specifically mentioned inthe schedule of items and is necessary for the satisfactory completion of the Works. Should the Contractor fail to insert any item here, it will be deemed that lump sum Contract Price includes all such items and no claims for additional items will be entertained. |  | Item | 1 |  |  | 0 | 0 |  | 0 | 0 |  | 0 | 0 |  | 0 | 0 | 0 | 0 | 160000 | 160000
| Note | Note Details
2.172.31 | - | Please attach one PDF file to be named "Additional Items for (insert bill no/name & Section No/name)" for the details of these additional items in the additional attachment area at the end of the BOQ.
2.173 PPS-PS: BILL NO 05 - PETROL STATION | [6 empty] | 2066521.4 |  | 657666 |  | 0 (out of 0) | 2624781.6 |  | 0 (out of 0) | 1487439 |  | 0 (out of 0) | 1237782.94 | 0 (out of 0) | 2919609.07 | 0 (out of 0) | 12393256
2.174 PPS-PS: B5-01 SITE WORK | [6 empty] | 19796 | 6 (out of 6) | 33912 |  | 6 (out of 6) | 42211.92 |  | 6 (out of 6) | 16787 |  | 6 (out of 6) | 21740 | 6 (out of 6) | 44471.74 | 6 (out of 6) | 95721
| Note | Note Details
2.174.1 | - | Site preparation
| Item Code | Description | Item Remarks | Unit of Measurement | Quantity/Base Price |  |  | Unit Price/Discount % (Excluding VAT) | Total |  | Unit Price/Discount % (Excluding VAT) | Total |  | Unit Price/Discount % (Excluding VAT) | Total |  | Unit Price/Discount % (Excluding VAT) | Total | Unit Price/Discount % (Excluding VAT) | Total | Unit Price/Discount % (Excluding VAT) | Total
2.174.2 | B5.1.1 | (*) Site Preparation |  | m2 | 140 |  |  | 5 | 700 |  | 28.5 | 3990 |  | 10 | 1400 |  | 10 | 1400 | 9.59 | 1342.6 | 50 | 7000
| Note | Note Details
2.174.3 | - | Excavation
| Item Code | Description | Item Remarks | Unit of Measurement | Quantity/Base Price |  |  | Unit Price/Discount % (Excluding VAT) | Total |  | Unit Price/Discount % (Excluding VAT) | Total |  | Unit Price/Discount % (Excluding VAT) | Total |  | Unit Price/Discount % (Excluding VAT) | Total | Unit Price/Discount % (Excluding VAT) | Total | Unit Price/Discount % (Excluding VAT) | Total
2.174.4 | B5.1.2 | (*) Pit excavation to receive foundation bases depth 1.5 m |  | m3 | 360 |  |  | 18 | 6480 |  | 45.6 | 16416 |  | 15 | 5400 |  | 28 | 10080 | 41.95 | 15102 | 40 | 14400
| Note | Note Details
2.174.5 | - | Disposal of excavated materials
2.174.6 | - | Remove surplus unsuitable excavated materials within site without compacting .
| Item Code | Description | Item Remarks | Unit of Measurement | Quantity/Base Price |  |  | Unit Price/Discount % (Excluding VAT) | Total |  | Unit Price/Discount % (Excluding VAT) | Total |  | Unit Price/Discount % (Excluding VAT) | Total |  | Unit Price/Discount % (Excluding VAT) | Total | Unit Price/Discount % (Excluding VAT) | Total | Unit Price/Discount % (Excluding VAT) | Total
2.174.7 | B5.1.3 | (*) Spread surplus within site |  | Item | 1 |  |  | 19796 | 19796 |  | 5700 | 5700 |  | 2200 | 2200 |  | 1430 | 1430 | 10787.05 | 10787.05 | 50000 | 50000
| Note | Note Details
2.174.8 | - | Filling
| Item Code | Description | Item Remarks | Unit of Measurement | Quantity/Base Price |  |  | Unit Price/Discount % (Excluding VAT) | Total |  | Unit Price/Discount % (Excluding VAT) | Total |  | Unit Price/Discount % (Excluding VAT) | Total |  | Unit Price/Discount % (Excluding VAT) | Total | Unit Price/Discount % (Excluding VAT) | Total | Unit Price/Discount % (Excluding VAT) | Total
2.174.9 | B5.1.4 | (*) Selected fill from excavated materials all in accordance with the Specifications |  | m3 | 305 |  |  | 18 | 5490 |  | 45.6 | 13908 |  | 20 | 6100 |  | 25 | 7625 | 52.74 | 16085.7 | 75 | 22875
| Note | Note Details
2.174.10 | - | Anti Treatment
2.174.11 | - | Allow for termite control; prepare and apply anti-termite treatment; all in accordance with the Specifications and subject to the Contractor's approval
| Item Code | Description | Item Remarks | Unit of Measurement | Quantity/Base Price |  |  | Unit Price/Discount % (Excluding VAT) | Total |  | Unit Price/Discount % (Excluding VAT) | Total |  | Unit Price/Discount % (Excluding VAT) | Total |  | Unit Price/Discount % (Excluding VAT) | Total | Unit Price/Discount % (Excluding VAT) | Total | Unit Price/Discount % (Excluding VAT) | Total
2.174.12 | B5.1.5 | (*) To horizontal and vertical surfaces |  | m2 | 241 |  |  | 6 | 1446 |  | 9.12 | 2197.92 |  | 7 | 1687 |  | 5 | 1205 | 4.79 | 1154.39 | 6 | 1446
| Note | Note Details
2.174.13 | - | Additional items
| Item Code | Description | Item Remarks | Unit of Measurement | Quantity/Base Price |  |  | Unit Price/Discount % (Excluding VAT) | Total |  | Unit Price/Discount % (Excluding VAT) | Total |  | Unit Price/Discount % (Excluding VAT) | Total |  | Unit Price/Discount % (Excluding VAT) | Total | Unit Price/Discount % (Excluding VAT) | Total | Unit Price/Discount % (Excluding VAT) | Total
2.174.14 | AI | (*) Contractor may price here any items which has been shown in the Contract drawings or any other Contract Documents but overlooked or not specifically mentioned inthe schedule of items and is necessary for the satisfactory completion of the Works. Should the Contractor fail to insert any item here, it will be deemed that lump sum Contract Price includes all such items and no claims for additional items will be entertained. |  | Item | 1 |  |  | 0 | 0 |  | 0 | 0 |  | 0 | 0 |  | 0 | 0 | 0 | 0 | 0 | 0
| Note | Note Details
2.174.15 | - | Please attach one PDF file to be named "Additional Items for (insert bill no/name & Section No/name)" for the details of these additional items in the additional attachment area at the end of the BOQ.
2.175 PPS-PS: B5-02 CONCRETE WORK | [6 empty] | 89218 | 8 (out of 8) | 102035 |  | 8 (out of 8) | 140220 |  | 8 (out of 8) | 76575 |  | 8 (out of 8) | 94062 | 8 (out of 8) | 122714.73 | 8 (out of 8) | 125100
| Note | Note Details
2.175.1 | - | SUBSTRUCTURE
2.175.2 | - | Poured Concrete
2.175.3 | - | Plain concrete (20 N/mm2) as per specifications and drawings.
| Item Code | Description | Item Remarks | Unit of Measurement | Quantity/Base Price |  |  | Unit Price/Discount % (Excluding VAT) | Total |  | Unit Price/Discount % (Excluding VAT) | Total |  | Unit Price/Discount % (Excluding VAT) | Total |  | Unit Price/Discount % (Excluding VAT) | Total | Unit Price/Discount % (Excluding VAT) | Total | Unit Price/Discount % (Excluding VAT) | Total
2.175.4 | B5.2.1 | (*) Blinding; 50 mm thick |  | m3 | 10 |  |  | 460 | 4600 |  | 798 | 7980 |  | 385 | 3850 |  | 413 | 4130 | 496.2 | 4962 | 600 | 6000
2.175.5 | B5.2.2 | (*) Blinding; 100 mm thick |  | m3 | 5 |  |  | 23 | 115 |  | 798 | 3990 |  | 385 | 1925 |  | 413 | 2065 | 496.2 | 2481 | 600 | 3000
| Note | Note Details
2.175.6 | - | Reinforcment Concrete (40 N/mm2) in Type I SRC cement including all shuttering,supportsand all related works as per specifications and drawings.
| Item Code | Description | Item Remarks | Unit of Measurement | Quantity/Base Price |  |  | Unit Price/Discount % (Excluding VAT) | Total |  | Unit Price/Discount % (Excluding VAT) | Total |  | Unit Price/Discount % (Excluding VAT) | Total |  | Unit Price/Discount % (Excluding VAT) | Total | Unit Price/Discount % (Excluding VAT) | Total | Unit Price/Discount % (Excluding VAT) | Total
2.175.7 | B5.2.3 | (*) Footing |  | m3 | 19 |  |  | 1334 | 25346 |  | 1710 | 32490 |  | 1000 | 19000 |  | 951 | 18069 | 1549.74 | 29445.06 | 1300 | 24700
2.175.8 | B5.2.4 | (*) Grade beams |  | m3 | 20 |  |  | 1440 | 28800 |  | 1710 | 34200 |  | 1200 | 24000 |  | 1398 | 27960 | 2174.19 | 43483.8 | 1500 | 30000
2.175.9 | B5.2.5 | (*) Columns neck |  | m3 | 2 |  |  | 1479 | 2958 |  | 1710 | 3420 |  | 2000 | 4000 |  | 2655 | 5310 | 2475.03 | 4950.06 | 1900 | 3800
2.175.10 | B5.2.6 | (*) Grade slab |  | m3 | 34 |  |  | 1149 | 39066 |  | 1710 | 58140 |  | 700 | 23800 |  | 567 | 19278 | 835.4 | 28403.6 | 1400 | 47600
| Note | Note Details
2.175.11 | - | Sundries
| Item Code | Description | Item Remarks | Unit of Measurement | Quantity/Base Price |  |  | Unit Price/Discount % (Excluding VAT) | Total |  | Unit Price/Discount % (Excluding VAT) | Total |  | Unit Price/Discount % (Excluding VAT) | Total |  | Unit Price/Discount % (Excluding VAT) | Total | Unit Price/Discount % (Excluding VAT) | Total | Unit Price/Discount % (Excluding VAT) | Total
2.175.12 | B5.2.7 | (*) Expansion joints; all in accordance with the Specifications |  | Item | 1 |  |  | 1150 | 1150 |  | 0 | 0 |  | 0 | 0 |  | 17250 | 17250 | 8989.21 | 8989.21 | 10000 | 10000
| Note | Note Details
2.175.13 | - | Additional items
| Item Code | Description | Item Remarks | Unit of Measurement | Quantity/Base Price |  |  | Unit Price/Discount % (Excluding VAT) | Total |  | Unit Price/Discount % (Excluding VAT) | Total |  | Unit Price/Discount % (Excluding VAT) | Total |  | Unit Price/Discount % (Excluding VAT) | Total | Unit Price/Discount % (Excluding VAT) | Total | Unit Price/Discount % (Excluding VAT) | Total
2.175.14 | AI | (*) Contractor may price here any items which has been shown in the Contract drawings or any other Contract Documents but overlooked or not specifically mentioned inthe schedule of items and is necessary for the satisfactory completion of the Works. Should the Contractor fail to insert any item here, it will be deemed that lump sum Contract Price includes all such items and no claims for additional items will be entertained. |  | Item | 1 |  |  | 0 | 0 |  | 0 | 0 |  | 0 | 0 |  | 0 | 0 | 0 | 0 | 0 | 0
| Note | Note Details
2.175.15 | - | Please attach one PDF file to be named "Additional Items for (insert bill no/name & Section No/name)" for the details of these additional items in the additional attachment area at the end of the BOQ.
2.176 PPS-PS: B5-03 METAL WORK | [6 empty] | 377200 | 4 (out of 4) | 230340 |  | 4 (out of 4) | 372780 |  | 4 (out of 4) | 421200 |  | 4 (out of 4) | 353542.94 | 4 (out of 4) | 569317.67 | 4 (out of 4) | 1155500
| Note | Note Details
2.176.1 | - | Structural Steel work
2.176.2 | - | Supply and installation of steel structures left in, including supports, connections and accessories. all complete as detailed on drawing and engineer approval
| Item Code | Description | Item Remarks | Unit of Measurement | Quantity/Base Price |  |  | Unit Price/Discount % (Excluding VAT) | Total |  | Unit Price/Discount % (Excluding VAT) | Total |  | Unit Price/Discount % (Excluding VAT) | Total |  | Unit Price/Discount % (Excluding VAT) | Total | Unit Price/Discount % (Excluding VAT) | Total | Unit Price/Discount % (Excluding VAT) | Total
2.176.3 | B5.3.1 | (*) To all structural steel work including roofing , Columns etc |  | Item | 1 |  |  | 82500 | 82500 |  | 68400 | 68400 |  | 250000 | 250000 |  | 175242.94 | 175242.94 | 323611.55 | 323611.55 | 825000 | 825000
| Note | Note Details
2.176.4 | - | Supply and Install Aluminum composite panel cladding including all necessary wrok as per drawing and specifications
| Item Code | Description | Item Remarks | Unit of Measurement | Quantity/Base Price |  |  | Unit Price/Discount % (Excluding VAT) | Total |  | Unit Price/Discount % (Excluding VAT) | Total |  | Unit Price/Discount % (Excluding VAT) | Total |  | Unit Price/Discount % (Excluding VAT) | Total | Unit Price/Discount % (Excluding VAT) | Total | Unit Price/Discount % (Excluding VAT) | Total
2.176.5 | B5.3.2 | (*) Aluminum composite panel cladding to walls & ceiling |  | m2 | 330 |  |  | 440 | 145200 |  | 912 | 300960 |  | 500 | 165000 |  | 518 | 170940 | 719.14 | 237316.2 | 850 | 280500
| Note | Note Details
2.176.6 | - | Supply and Install stainless steel crash guardg including all necessary wrok as per drawing and specifications
| Item Code | Description | Item Remarks | Unit of Measurement | Quantity/Base Price |  |  | Unit Price/Discount % (Excluding VAT) | Total |  | Unit Price/Discount % (Excluding VAT) | Total |  | Unit Price/Discount % (Excluding VAT) | Total |  | Unit Price/Discount % (Excluding VAT) | Total | Unit Price/Discount % (Excluding VAT) | Total | Unit Price/Discount % (Excluding VAT) | Total
2.176.7 | B5.3.3 | (*) 900mm ht stainless steel crash guard |  | m | 2 |  |  | 1320 | 2640 |  | 1710 | 3420 |  | 3100 | 6200 |  | 3680 | 7360 | 4194.96 | 8389.92 | 25000 | 50000
| Note | Note Details
2.176.8 | - | Additional items
| Item Code | Description | Item Remarks | Unit of Measurement | Quantity/Base Price |  |  | Unit Price/Discount % (Excluding VAT) | Total |  | Unit Price/Discount % (Excluding VAT) | Total |  | Unit Price/Discount % (Excluding VAT) | Total |  | Unit Price/Discount % (Excluding VAT) | Total | Unit Price/Discount % (Excluding VAT) | Total | Unit Price/Discount % (Excluding VAT) | Total
2.176.9 | AI | (*) Contractor may price here any items which has been shown in the Contract drawings or any other Contract Documents but overlooked or not specifically mentioned inthe schedule of items and is necessary for the satisfactory completion of the Works. Should the Contractor fail to insert any item here, it will be deemed that lump sum Contract Price includes all such items and no claims for additional items will be entertained. |  | Item | 1 |  |  | 0 | 0 |  | 0 | 0 |  | 0 | 0 |  | 0 | 0 | 0 | 0 | 0 | 0
| Note | Note Details
2.176.10 | - | Please attach one PDF file to be named "Additional Items for (insert bill no/name & Section No/name)" for the details of these additional items in the additional attachment area at the end of the BOQ.
2.177 PPS-PS: B5-04 THERMAL AND MOISTURE PROTECTION | [6 empty] | 5017.4 | 3 (out of 3) | 5265 |  | 3 (out of 3) | 58837.68 |  | 3 (out of 3) | 5747 |  | 3 (out of 3) | 30196 | 3 (out of 3) | 43403.66 | 3 (out of 3) | 44975
| Note | Note Details
2.177.1 | - | Waterproofing courses
2.177.2 | - | Waterproofing system for the substructure, as per drawings and specifications.
| Item Code | Description | Item Remarks | Unit of Measurement | Quantity/Base Price |  |  | Unit Price/Discount % (Excluding VAT) | Total |  | Unit Price/Discount % (Excluding VAT) | Total |  | Unit Price/Discount % (Excluding VAT) | Total |  | Unit Price/Discount % (Excluding VAT) | Total | Unit Price/Discount % (Excluding VAT) | Total | Unit Price/Discount % (Excluding VAT) | Total
2.177.3 | B5.4.1 | (*) To horizontal and vertical areas |  | m2 | 406 |  |  | 10 | 4060 |  | 136.8 | 55540.8 |  | 10 | 4060 |  | 72 | 29232 | 104.27 | 42333.62 | 90 | 36540
| Note | Note Details
2.177.4 | - | 1000 Gauge Polythene Sheet, all in accordance with the drawings and specifications.
| Item Code | Description | Item Remarks | Unit of Measurement | Quantity/Base Price |  |  | Unit Price/Discount % (Excluding VAT) | Total |  | Unit Price/Discount % (Excluding VAT) | Total |  | Unit Price/Discount % (Excluding VAT) | Total |  | Unit Price/Discount % (Excluding VAT) | Total | Unit Price/Discount % (Excluding VAT) | Total | Unit Price/Discount % (Excluding VAT) | Total
2.177.5 | B5.4.2 | (*) To horizontal areas |  | m2 | 241 |  |  | 5 | 1205 |  | 13.68 | 3296.88 |  | 7 | 1687 |  | 4 | 964 | 4.44 | 1070.04 | 35 | 8435
| Note | Note Details
2.177.6 | - | Additional items
| Item Code | Description | Item Remarks | Unit of Measurement | Quantity/Base Price |  |  | Unit Price/Discount % (Excluding VAT) | Total |  | Unit Price/Discount % (Excluding VAT) | Total |  | Unit Price/Discount % (Excluding VAT) | Total |  | Unit Price/Discount % (Excluding VAT) | Total | Unit Price/Discount % (Excluding VAT) | Total | Unit Price/Discount % (Excluding VAT) | Total
2.177.7 | AI | (*) Contractor may price here any items which has been shown in the Contract drawings or any other Contract Documents but overlooked or not specifically mentioned inthe schedule of items and is necessary for the satisfactory completion of the Works. Should the Contractor fail to insert any item here, it will be deemed that lump sum Contract Price includes all such items and no claims for additional items will be entertained. |  | Item | 1 |  |  | 0 | 0 |  | 0 | 0 |  | 0 | 0 |  | 0 | 0 | 0 | 0 | 0 | 0
| Note | Note Details
2.177.8 | - | Please attach one PDF file to be named "Additional Items for (insert bill no/name & Section No/name)" for the details of these additional items in the additional attachment area at the end of the BOQ.
2.178 PPS-PS: B5-05 FINISHES | [6 empty] | 13380 | 5 (out of 5) | 16718 |  | 5 (out of 5) | 21135.6 |  | 5 (out of 5) | 29880 |  | 5 (out of 5) | 25742 | 5 (out of 5) | 52520.28 | 5 (out of 5) | 109960
| Note | Note Details
2.178.1 | - | External Finish
2.178.2 | - | Supply and Apply Epoxy traffic coating including all necessary wrok as per drawing and specifications
| Item Code | Description | Item Remarks | Unit of Measurement | Quantity/Base Price |  |  | Unit Price/Discount % (Excluding VAT) | Total |  | Unit Price/Discount % (Excluding VAT) | Total |  | Unit Price/Discount % (Excluding VAT) | Total |  | Unit Price/Discount % (Excluding VAT) | Total | Unit Price/Discount % (Excluding VAT) | Total | Unit Price/Discount % (Excluding VAT) | Total
2.178.3 | B5.5.1 | (*) Epoxy traffic coating |  | m2 | 144 |  |  | 67 | 9648 |  | 91.2 | 13132.8 |  | 180 | 25920 |  | 127 | 18288 | 95.88 | 13806.72 | 400 | 57600
| Note | Note Details
2.178.4 | - | Supply and Fix porcelain tile including all necessary wrok as per drawing and specifications
| Item Code | Description | Item Remarks | Unit of Measurement | Quantity/Base Price |  |  | Unit Price/Discount % (Excluding VAT) | Total |  | Unit Price/Discount % (Excluding VAT) | Total |  | Unit Price/Discount % (Excluding VAT) | Total |  | Unit Price/Discount % (Excluding VAT) | Total | Unit Price/Discount % (Excluding VAT) | Total | Unit Price/Discount % (Excluding VAT) | Total
2.178.5 | B5.5.2 | (*) 30x30x10 grey porcelain tile |  | m2 | 8 |  |  | 133 | 1064 |  | 228 | 1824 |  | 185 | 1480 |  | 144 | 1152 | 245.71 | 1965.68 | 220 | 1760
| Note | Note Details
2.178.6 | - | Supply and Apply Floor making lines including all necessary wrok as per drawing and specifications
| Item Code | Description | Item Remarks | Unit of Measurement | Quantity/Base Price |  |  | Unit Price/Discount % (Excluding VAT) | Total |  | Unit Price/Discount % (Excluding VAT) | Total |  | Unit Price/Discount % (Excluding VAT) | Total |  | Unit Price/Discount % (Excluding VAT) | Total | Unit Price/Discount % (Excluding VAT) | Total | Unit Price/Discount % (Excluding VAT) | Total
2.178.7 | B5.5.3 | (*) Floor making lines |  | Item | 1 |  |  | 5550 | 5550 |  | 5700 | 5700 |  | 2000 | 2000 |  | 5750 | 5750 | 35956.84 | 35956.84 | 50000 | 50000
| Note | Note Details
2.178.8 | - | Skirting Finishes
2.178.9 | - | Supply and fix wall skirting including all necessary wrok as per drawing and specifications
| Item Code | Description | Item Remarks | Unit of Measurement | Quantity/Base Price |  |  | Unit Price/Discount % (Excluding VAT) | Total |  | Unit Price/Discount % (Excluding VAT) | Total |  | Unit Price/Discount % (Excluding VAT) | Total |  | Unit Price/Discount % (Excluding VAT) | Total | Unit Price/Discount % (Excluding VAT) | Total | Unit Price/Discount % (Excluding VAT) | Total
2.178.10 | B5.5.4 | (*) 150 mm porelaine tile skirting |  | m | 12 |  |  | 38 | 456 |  | 39.9 | 478.8 |  | 40 | 480 |  | 46 | 552 | 65.92 | 791.04 | 50 | 600
| Note | Note Details
2.178.11 | - | Additional items
| Item Code | Description | Item Remarks | Unit of Measurement | Quantity/Base Price |  |  | Unit Price/Discount % (Excluding VAT) | Total |  | Unit Price/Discount % (Excluding VAT) | Total |  | Unit Price/Discount % (Excluding VAT) | Total |  | Unit Price/Discount % (Excluding VAT) | Total | Unit Price/Discount % (Excluding VAT) | Total | Unit Price/Discount % (Excluding VAT) | Total
2.178.12 | AI | (*) Contractor may price here any items which has been shown in the Contract drawings or any other Contract Documents but overlooked or not specifically mentioned inthe schedule of items and is necessary for the satisfactory completion of the Works. Should the Contractor fail to insert any item here, it will be deemed that lump sum Contract Price includes all such items and no claims for additional items will be entertained. |  | Item | 1 |  |  | 0 | 0 |  | 0 | 0 |  | 0 | 0 |  | 0 | 0 | 0 | 0 | 0 | 0
| Note | Note Details
2.178.13 | - | Please attach one PDF file to be named "Additional Items for (insert bill no/name & Section No/name)" for the details of these additional items in the additional attachment area at the end of the BOQ.
2.179 PPS-PS: B5-06 ACCESSORIES | [6 empty] | 10000 | 2 (out of 2) | 24000 |  | 2 (out of 2) | 11400 |  | 2 (out of 2) | 1000 |  | 2 (out of 2) | 37500 | 2 (out of 2) | 89892.1 | 2 (out of 2) | 50000
| Note | Note Details
2.179.1 | - | Signage
2.179.2 | - | Supply and fix Signage ,including all accessories needed for installation as per mention in drawings & specifications
| Item Code | Description | Item Remarks | Unit of Measurement | Quantity/Base Price |  |  | Unit Price/Discount % (Excluding VAT) | Total |  | Unit Price/Discount % (Excluding VAT) | Total |  | Unit Price/Discount % (Excluding VAT) | Total |  | Unit Price/Discount % (Excluding VAT) | Total | Unit Price/Discount % (Excluding VAT) | Total | Unit Price/Discount % (Excluding VAT) | Total
2.179.3 | B5.6.1 | (*) all signage |  | Item | 1 |  |  | 24000 | 24000 |  | 11400 | 11400 |  | 1000 | 1000 |  | 37500 | 37500 | 89892.1 | 89892.1 | 50000 | 50000
| Note | Note Details
2.179.4 | - | Additional items
| Item Code | Description | Item Remarks | Unit of Measurement | Quantity/Base Price |  |  | Unit Price/Discount % (Excluding VAT) | Total |  | Unit Price/Discount % (Excluding VAT) | Total |  | Unit Price/Discount % (Excluding VAT) | Total |  | Unit Price/Discount % (Excluding VAT) | Total | Unit Price/Discount % (Excluding VAT) | Total | Unit Price/Discount % (Excluding VAT) | Total
2.179.5 | AI | (*) Contractor may price here any items which has been shown in the Contract drawings or any other Contract Documents but overlooked or not specifically mentioned inthe schedule of items and is necessary for the satisfactory completion of the Works. Should the Contractor fail to insert any item here, it will be deemed that lump sum Contract Price includes all such items and no claims for additional items will be entertained. |  | Item | 1 |  |  | 0 | 0 |  | 0 | 0 |  | 0 | 0 |  | 0 | 0 | 0 | 0 | 0 | 0
| Note | Note Details
2.179.6 | - | Please attach one PDF file to be named "Additional Items for (insert bill no/name & Section No/name)" for the details of these additional items in the additional attachment area at the end of the BOQ.
2.180 PPS-PS: B5-7 FURNISHINGS AND EQUIPMENT | [6 empty] | 1525000 | 3 (out of 3) | 159650 |  | 3 (out of 3) | 1835400 |  | 3 (out of 3) | 865000 |  | 3 (out of 3) | 675000 | 3 (out of 3) | 1636036.16 | 3 (out of 3) | 10050000
| Note | Note Details
2.180.1 | - | Furnishings and Equipment
2.180.2 | - | Supply Furniture ,including all accessories needed as per mention in drawings & specifications
| Item Code | Description | Item Remarks | Unit of Measurement | Quantity/Base Price |  |  | Unit Price/Discount % (Excluding VAT) | Total |  | Unit Price/Discount % (Excluding VAT) | Total |  | Unit Price/Discount % (Excluding VAT) | Total |  | Unit Price/Discount % (Excluding VAT) | Total | Unit Price/Discount % (Excluding VAT) | Total | Unit Price/Discount % (Excluding VAT) | Total
2.180.3 | B5.7.1 | (*) Contaminated Trash Bin, Swing Bin, Attendant Seat etc |  | Item | 1 |  |  | 5150 | 5150 |  | 11400 | 11400 |  | 15000 | 15000 |  | 0 | 0 | 17978.42 | 17978.42 | 50000 | 50000
| Note | Note Details
2.180.4 | - | Supply and install Equipments Workshop & Carwash ,including all accessories needed for installation as per mention in drawings & specifications
| Item Code | Description | Item Remarks | Unit of Measurement | Quantity/Base Price |  |  | Unit Price/Discount % (Excluding VAT) | Total |  | Unit Price/Discount % (Excluding VAT) | Total |  | Unit Price/Discount % (Excluding VAT) | Total |  | Unit Price/Discount % (Excluding VAT) | Total | Unit Price/Discount % (Excluding VAT) | Total | Unit Price/Discount % (Excluding VAT) | Total
2.180.5 | B5.7.2 | (*) Equipments ( PETROL STATION INCLUDES THE TANKS) |  | Item | 1 |  |  | 154500 | 154500 |  | 1824000 | 1824000 |  | 850000 | 850000 |  | 0 | 0 | 1618057.74 | 1618057.74 | 10000000 | 10000000
| Note | Note Details
2.180.6 | - | Additional items
| Item Code | Description | Item Remarks | Unit of Measurement | Quantity/Base Price |  |  | Unit Price/Discount % (Excluding VAT) | Total |  | Unit Price/Discount % (Excluding VAT) | Total |  | Unit Price/Discount % (Excluding VAT) | Total |  | Unit Price/Discount % (Excluding VAT) | Total | Unit Price/Discount % (Excluding VAT) | Total | Unit Price/Discount % (Excluding VAT) | Total
2.180.7 | AI | (*) Contractor may price here any items which has been shown in the Contract drawings or any other Contract Documents but overlooked or not specifically mentioned inthe schedule of items and is necessary for the satisfactory completion of the Works. Should the Contractor fail to insert any item here, it will be deemed that lump sum Contract Price includes all such items and no claims for additional items will be entertained. |  | Item | 1 |  |  | 0 | 0 |  | 0 | 0 |  | 0 | 0 |  | 675000 | 675000 | 0 | 0 | 0 | 0
| Note | Note Details
2.180.8 | - | Please attach one PDF file to be named "Additional Items for (insert bill no/name & Section No/name)" for the details of these additional items in the additional attachment area at the end of the BOQ.
2.181 PPS-PS: B5-8 MECHANICAL INSTALLATION | [6 empty] | 4850 | 18 (out of 18) | 12100 |  | 18 (out of 18) | 54606 |  | 18 (out of 18) | 6440 |  | 18 (out of 18) | 0 | 18 (out of 18) | 159534.83 | 18 (out of 18) | 330000
| Note | Note Details
2.181.1 | - | The Drawings ,B.O.Q and specification are one unit.
2.181.2 | - | All Items and quantities are based on the Drawings, B.O.Q and specifications.
2.181.3 | - | All Items including supply and installation as per specifications and client requirements.
2.181.4 | - | All Items including supply and installation unless otherwise mentioned.
2.181.5 | - | All Items must be reviewed and approved by Civil Defense , Client or his representative before installation.
2.181.6 | - | Rates shall include all testing , commissioning as specified and follow the condition of contract and estidama requirment.
2.181.7 | - | Allow for work to be carried out on materials to be supplied on fees to be paid in respect of authority to be expended at the direction of the engineer.
2.181.8 | - | Allow for work to be connected to existing connection points for water supply , drainge network , fire fighting system.
2.181.9 | - | Drainage system
2.181.10 | - | Supply, install and commission Drainage, uPVC soil ,waste, vent and rain water pipes- above ground and below ground pipes and fittings including supports, brackets, hangers in accordance with the specification including coordination and connection to Sanitary wares as per required to complete Drainage System.
| Item Code | Description | Item Remarks | Unit of Measurement | Quantity/Base Price |  |  | Unit Price/Discount % (Excluding VAT) | Total |  | Unit Price/Discount % (Excluding VAT) | Total |  | Unit Price/Discount % (Excluding VAT) | Total |  | Unit Price/Discount % (Excluding VAT) | Total | Unit Price/Discount % (Excluding VAT) | Total | Unit Price/Discount % (Excluding VAT) | Total
2.181.11 | B5.8.1 | (*) Rain water pipe 100 mm |  | m | 10 |  |  | 0 | 0 |  | 627 | 6270 |  | 125 | 1250 |  | 0 | 0 | 136.26 | 1362.6 | 0 | 0
| Note | Note Details
2.181.12 | - | Fire protection
2.181.13 | - | Supply and installation, testing, commissioning fire fighting system with all accessories as per ADDC latest code
| Item Code | Description | Item Remarks | Unit of Measurement | Quantity/Base Price |  |  | Unit Price/Discount % (Excluding VAT) | Total |  | Unit Price/Discount % (Excluding VAT) | Total |  | Unit Price/Discount % (Excluding VAT) | Total |  | Unit Price/Discount % (Excluding VAT) | Total | Unit Price/Discount % (Excluding VAT) | Total | Unit Price/Discount % (Excluding VAT) | Total
2.181.14 | B5.8.2 | (*) 6 kg dry powder fire extinguisher |  | No. | 1 |  |  | 0 | 0 |  | 228 | 228 |  | 400 | 400 |  | 0 | 0 | 454.19 | 454.19 | 0 | 0
2.181.15 | B5.8.3 | (*) 5 kg co2 fire extinguisher |  | No. | 2 |  |  | 0 | 0 |  | 285 | 570 |  | 420 | 840 |  | 0 | 0 | 510.97 | 1021.94 | 0 | 0
2.181.16 | B5.8.4 | (*) 50 KG Trolley Dry Powder Fire Extinguisher |  | No. | 1 |  |  | 0 | 0 |  | 28500 | 28500 |  | 1800 | 1800 |  | 0 | 0 | 9083.83 | 9083.83 | 0 | 0
| Note | Note Details
2.181.17 | - | SUNDRIES:-
| Item Code | Description | Item Remarks | Unit of Measurement | Quantity/Base Price |  |  | Unit Price/Discount % (Excluding VAT) | Total |  | Unit Price/Discount % (Excluding VAT) | Total |  | Unit Price/Discount % (Excluding VAT) | Total |  | Unit Price/Discount % (Excluding VAT) | Total | Unit Price/Discount % (Excluding VAT) | Total | Unit Price/Discount % (Excluding VAT) | Total
2.181.18 | B5.8.5 | (*) Allow for supports |  | Item | 1 |  |  | 0 | 0 |  | 1254 | 1254 |  | 100 | 100 |  | 0 | 0 | 11354.79 | 11354.79 | 0 | 0
2.181.19 | B5.8.6 | (*) Allow for identifications, tag plates, labels, signage and colour coding for all services. |  | Item | 1 |  |  | 0 | 0 |  | 1254 | 1254 |  | 100 | 100 |  | 0 | 0 | 11354.79 | 11354.79 | 0 | 0
2.181.20 | B5.8.7 | (*) Allow for testing and pre-commissioning |  | Item | 1 |  |  | 0 | 0 |  | 1254 | 1254 |  | 100 | 100 |  | 0 | 0 | 11354.79 | 11354.79 | 0 | 0
2.181.21 | B5.8.8 | (*) Allow for commissioning |  | Item | 1 |  |  | 0 | 0 |  | 1254 | 1254 |  | 100 | 100 |  | 0 | 0 | 11354.79 | 11354.79 | 0 | 0
2.181.22 | B5.8.9 | (*) Allow for tools and spares |  | Item | 1 |  |  | 0 | 0 |  | 1254 | 1254 |  | 50 | 50 |  | 0 | 0 | 11354.79 | 11354.79 | 0 | 0
2.181.23 | B5.8.10 | (*) Allow for document and certification |  | Item | 1 |  |  | 0 | 0 |  | 1254 | 1254 |  | 100 | 100 |  | 0 | 0 | 11354.79 | 11354.79 | 0 | 0
2.181.24 | B5.8.11 | (*) Allow for co-ordination with other services |  | Item | 1 |  |  | 0 | 0 |  | 1254 | 1254 |  | 100 | 100 |  | 0 | 0 | 11354.79 | 11354.79 | 0 | 0
2.181.25 | B5.8.12 | (*) Allow for cutting or forming holes, mortises, chases, or the like and making good finishing |  | Item | 1 |  |  | 0 | 0 |  | 1254 | 1254 |  | 100 | 100 |  | 0 | 0 | 11354.79 | 11354.79 | 0 | 0
2.181.26 | B5.8.13 | (*) Allow for building in or cutting and pinning brackets or the like and making good finishing |  | Item | 1 |  |  | 0 | 0 |  | 1254 | 1254 |  | 100 | 100 |  | 0 | 0 | 11354.79 | 11354.79 | 0 | 0
2.181.27 | B5.8.14 | (*) Allow for protective painting to all systems |  | Item | 1 |  |  | 0 | 0 |  | 1254 | 1254 |  | 100 | 100 |  | 0 | 0 | 11354.79 | 11354.79 | 0 | 0
2.181.28 | B5.8.15 | (*) Allow for decorative painting to all systems |  | Item | 1 |  |  | 0 | 0 |  | 1254 | 1254 |  | 100 | 100 |  | 0 | 0 | 11354.79 | 11354.79 | 0 | 0
2.181.29 | B5.8.16 | (*) Allow for drawings, manuals, submittal, samples inspections, instruction books |  | Item | 1 |  |  | 0 | 0 |  | 1254 | 1254 |  | 100 | 100 |  | 0 | 0 | 11354.79 | 11354.79 | 0 | 0
2.181.30 | B5.8.17 | (*) Allow for builders work |  | Item | 1 |  |  | 12100 | 12100 |  | 3990 | 3990 |  | 1000 | 1000 |  | 0 | 0 | 11354.79 | 11354.79 | 0 | 0
| Note | Note Details
2.181.31 | - | Additional items
| Item Code | Description | Item Remarks | Unit of Measurement | Quantity/Base Price |  |  | Unit Price/Discount % (Excluding VAT) | Total |  | Unit Price/Discount % (Excluding VAT) | Total |  | Unit Price/Discount % (Excluding VAT) | Total |  | Unit Price/Discount % (Excluding VAT) | Total | Unit Price/Discount % (Excluding VAT) | Total | Unit Price/Discount % (Excluding VAT) | Total
2.181.32 | AI | (*) Contractor may price here any items which has been shown in the Contract drawings or any other Contract Documents but overlooked or not specifically mentioned inthe schedule of items and is necessary for the satisfactory completion of the Works. Should the Contractor fail to insert any item here, it will be deemed that lump sum Contract Price includes all such items and no claims for additional items will be entertained. |  | Item | 1 |  |  | 0 | 0 |  | 0 | 0 |  | 0 | 0 |  | 0 | 0 | 0 | 0 | 330000 | 330000
| Note | Note Details
2.181.33 | - | Please attach one PDF file to be named "Additional Items for (insert bill no/name & Section No/name)" for the details of these additional items in the additional attachment area at the end of the BOQ.
2.182 PPS-PS: B5-9 ELECTRICAL INSTALLATION | [6 empty] | 22060 | 27 (out of 27) | 73646 |  | 27 (out of 27) | 88190.4 |  | 27 (out of 27) | 64810 |  | 27 (out of 27) | 0 | 27 (out of 27) | 201717.9 | 27 (out of 27) | 432000
| Note | Note Details
2.182.1 | - | DISCONNECTING SWITCHES:-
2.182.2 | - | Supply ,Install, testing and commissioning AC23,IP65 Disconnecting switches including all interconnecting cables, wires , trays and Equipments Points from SMD panels and terminations.
| Item Code | Description | Item Remarks | Unit of Measurement | Quantity/Base Price |  |  | Unit Price/Discount % (Excluding VAT) | Total |  | Unit Price/Discount % (Excluding VAT) | Total |  | Unit Price/Discount % (Excluding VAT) | Total |  | Unit Price/Discount % (Excluding VAT) | Total | Unit Price/Discount % (Excluding VAT) | Total | Unit Price/Discount % (Excluding VAT) | Total
2.182.3 | B5.9.1 | (*) Single phase Isolator (SPN) IP65 |  | No. | 1 |  |  | 73646 | 73646 |  | 969 | 969 |  | 450 | 450 |  | 0 | 0 | 965.16 | 965.16 | 0 | 0
| Note | Note Details
2.182.4 | - | LIGHTING FIXTURES
2.182.5 | - | Supply, install, testing and commissioning complete Light fittings including cabling, wiring, conduits and switches in connections to permanent wiring system
| Item Code | Description | Item Remarks | Unit of Measurement | Quantity/Base Price |  |  | Unit Price/Discount % (Excluding VAT) | Total |  | Unit Price/Discount % (Excluding VAT) | Total |  | Unit Price/Discount % (Excluding VAT) | Total |  | Unit Price/Discount % (Excluding VAT) | Total | Unit Price/Discount % (Excluding VAT) | Total | Unit Price/Discount % (Excluding VAT) | Total
2.182.6 | B5.9.2 | (*) Electrical points for Type L11 |  | No. | 8 |  |  | 0 | 0 |  | 1390.8 | 11126.4 |  | 1500 | 12000 |  | 0 | 0 | 908.38 | 7267.04 | 0 | 0
| Note | Note Details
2.182.7 | - | Lightning Protection System
2.182.8 | - | Supply, install, test and commission complete lightning protection system air termination network, fitting and connection complete in accordance with Specifications and Drawings.
| Item Code | Description | Item Remarks | Unit of Measurement | Quantity/Base Price |  |  | Unit Price/Discount % (Excluding VAT) | Total |  | Unit Price/Discount % (Excluding VAT) | Total |  | Unit Price/Discount % (Excluding VAT) | Total |  | Unit Price/Discount % (Excluding VAT) | Total | Unit Price/Discount % (Excluding VAT) | Total | Unit Price/Discount % (Excluding VAT) | Total
2.182.9 | B5.9.3 | (*) Earth pit |  | Item | 1 |  |  | 0 | 0 |  | 5700 | 5700 |  | 5000 | 5000 |  | 0 | 0 | 17032.19 | 17032.19 | 0 | 0
2.182.10 | B5.9.4 | (*) Free standing air terminal for protection of mechanical equipment. |  | Item | 1 |  |  | 0 | 0 |  | 9120 | 9120 |  | 1000 | 1000 |  | 0 | 0 | 14193.49 | 14193.49 | 0 | 0
2.182.11 | B5.9.5 | (*) Thermo weld in all joints |  | Item | 1 |  |  | 0 | 0 |  | 2280 | 2280 |  | 800 | 800 |  | 0 | 0 | 5677.4 | 5677.4 | 0 | 0
2.182.12 | B5.9.6 | (*) Copper tape down conductor |  | Item | 1 |  |  | 0 | 0 |  | 4560 | 4560 |  | 600 | 600 |  | 0 | 0 | 5677.4 | 5677.4 | 0 | 0
2.182.13 | B5.9.7 | (*) Down conductor to earth pit |  | Item | 1 |  |  | 0 | 0 |  | 1368 | 1368 |  | 600 | 600 |  | 0 | 0 | 10219.31 | 10219.31 | 0 | 0
2.182.14 | B5.9.8 | (*) 1C 70mm² PVC/SC direct buried cable |  | Item | 1 |  |  | 0 | 0 |  | 7980 | 7980 |  | 4100 | 4100 |  | 0 | 0 | 5677.4 | 5677.4 | 0 | 0
2.182.15 | B5.9.9 | (*) 25x 3mm bare copper tape lightning protection air terminal |  | Item | 1 |  |  | 0 | 0 |  | 11400 | 11400 |  | 4500 | 4500 |  | 0 | 0 | 9651.57 | 9651.57 | 0 | 0
| Note | Note Details
2.182.16 | - | CCTV System Installation
2.182.17 | - | Allow for all necessary works in connection with CCTV installation complete including supply, installation, testing and commissioning as per the drawings and/or the specifications
2.182.18 | - | Complete CCTV system including NVR,work station,CAT6 cabling ,power caling... ETC and all devices / elements as shown on the drawings and/or in specification including supply, installation, connections, testing & commissioning and documentation. Include all builders work, fixing accessories, wires/ cables, tagging, cable tray with cover, trunking, conduits, supports, back boxes,couplers and accessories as required
| Item Code | Description | Item Remarks | Unit of Measurement | Quantity/Base Price |  |  | Unit Price/Discount % (Excluding VAT) | Total |  | Unit Price/Discount % (Excluding VAT) | Total |  | Unit Price/Discount % (Excluding VAT) | Total |  | Unit Price/Discount % (Excluding VAT) | Total | Unit Price/Discount % (Excluding VAT) | Total | Unit Price/Discount % (Excluding VAT) | Total
2.182.19 | B5.9.10 | (*) Dome type camera IP (Day & Night) POE ,Recognize |  | No. | 2 |  |  | 0 | 0 |  | 1710 | 3420 |  | 6000 | 12000 |  | 0 | 0 | 9083.83 | 18167.66 | 0 | 0
2.182.20 | B5.9.11 | (*) Conduites, wiring, patch panels, cables, termination, trunking, ,junction boxes,earthing and trays... etc related work required for CCTV system |  | Item | 1 |  |  | 0 | 0 |  | 5700 | 5700 |  | 2500 | 2500 |  | 0 | 0 | 17032.19 | 17032.19 | 0 | 0
| Note | Note Details
2.182.21 | - | COMMUNICATION SYSTEMS
2.182.22 | - | TELECOMMUNICATION SYSTEM:-
2.182.23 | - | Supply, install, testing and commissioning complete Telecom System Equipments Points & Accessories including connection and terminations as per Client Requirements, drawings ,Specifications and as per latest Etisalat regulations.
| Item Code | Description | Item Remarks | Unit of Measurement | Quantity/Base Price |  |  | Unit Price/Discount % (Excluding VAT) | Total |  | Unit Price/Discount % (Excluding VAT) | Total |  | Unit Price/Discount % (Excluding VAT) | Total |  | Unit Price/Discount % (Excluding VAT) | Total | Unit Price/Discount % (Excluding VAT) | Total | Unit Price/Discount % (Excluding VAT) | Total
2.182.24 | B5.9.12 | (*) Dual RJ 45outlet |  | No. | 3 |  |  | 0 | 0 |  | 399 | 1197 |  | 720 | 2160 |  | 0 | 0 | 908.38 | 2725.14 | 0 | 0
2.182.25 | B5.9.13 | (*) Conduites, wiring, cables, termination, trunking, ,junction boxes,earthing and trays etc related to telecommunication system |  | Item | 1 |  |  | 0 | 0 |  | 5700 | 5700 |  | 5000 | 5000 |  | 0 | 0 | 13625.75 | 13625.75 | 0 | 0
| Note | Note Details
2.182.26 | - | SUNDRIES:-
| Item Code | Description | Item Remarks | Unit of Measurement | Quantity/Base Price |  |  | Unit Price/Discount % (Excluding VAT) | Total |  | Unit Price/Discount % (Excluding VAT) | Total |  | Unit Price/Discount % (Excluding VAT) | Total |  | Unit Price/Discount % (Excluding VAT) | Total | Unit Price/Discount % (Excluding VAT) | Total | Unit Price/Discount % (Excluding VAT) | Total
2.182.27 | B5.9.14 | (*) Allow for supports |  | Item | 1 |  |  | 0 | 0 |  | 1140 | 1140 |  | 1000 | 1000 |  | 0 | 0 | 5677.4 | 5677.4 | 0 | 0
2.182.28 | B5.9.15 | (*) Allow for identifications, tag plates, labels, signage and colour coding for all services. |  | Item | 1 |  |  | 0 | 0 |  | 1140 | 1140 |  | 1000 | 1000 |  | 0 | 0 | 5677.4 | 5677.4 | 0 | 0
2.182.29 | B5.9.16 | (*) Allow for testing and pre-commissioning |  | Item | 1 |  |  | 0 | 0 |  | 1140 | 1140 |  | 500 | 500 |  | 0 | 0 | 5677.4 | 5677.4 | 0 | 0
2.182.30 | B5.9.17 | (*) Allow for commissioning |  | Item | 1 |  |  | 0 | 0 |  | 1140 | 1140 |  | 500 | 500 |  | 0 | 0 | 5677.4 | 5677.4 | 0 | 0
2.182.31 | B5.9.18 | (*) Allow for tools and spares |  | Item | 1 |  |  | 0 | 0 |  | 1140 | 1140 |  | 100 | 100 |  | 0 | 0 | 5677.4 | 5677.4 | 0 | 0
2.182.32 | B5.9.19 | (*) Allow for document and certification |  | Item | 1 |  |  | 0 | 0 |  | 1140 | 1140 |  | 1000 | 1000 |  | 0 | 0 | 5677.4 | 5677.4 | 0 | 0
2.182.33 | B5.9.20 | (*) Allow for co-ordination with other services |  | Item | 1 |  |  | 0 | 0 |  | 1140 | 1140 |  | 500 | 500 |  | 0 | 0 | 5677.4 | 5677.4 | 0 | 0
2.182.34 | B5.9.21 | (*) Allow for cutting or forming holes, mortises, chases, or the like and making good finishing |  | Item | 1 |  |  | 0 | 0 |  | 1140 | 1140 |  | 1000 | 1000 |  | 0 | 0 | 5677.4 | 5677.4 | 0 | 0
2.182.35 | B5.9.22 | (*) Allow for building in or cutting and pinning brackets or the like and making good finishing |  | Item | 1 |  |  | 0 | 0 |  | 1140 | 1140 |  | 1000 | 1000 |  | 0 | 0 | 5677.4 | 5677.4 | 0 | 0
2.182.36 | B5.9.23 | (*) Allow for protective painting to all systems |  | Item | 1 |  |  | 0 | 0 |  | 1140 | 1140 |  | 500 | 500 |  | 0 | 0 | 5677.4 | 5677.4 | 0 | 0
2.182.37 | B5.9.24 | (*) Allow for decorative painting to all systems |  | Item | 1 |  |  | 0 | 0 |  | 1140 | 1140 |  | 500 | 500 |  | 0 | 0 | 5677.4 | 5677.4 | 0 | 0
2.182.38 | B5.9.25 | (*) Allow for drawings, manuals, submittal, samples inspections, instruction books |  | Item | 1 |  |  | 0 | 0 |  | 1140 | 1140 |  | 1500 | 1500 |  | 0 | 0 | 5677.4 | 5677.4 | 0 | 0
2.182.39 | B5.9.26 | (*) Allow for builders work |  | Item | 1 |  |  | 0 | 0 |  | 3990 | 3990 |  | 5000 | 5000 |  | 0 | 0 | 5677.4 | 5677.4 | 0 | 0
| Note | Note Details
2.182.40 | - | Additional items
| Item Code | Description | Item Remarks | Unit of Measurement | Quantity/Base Price |  |  | Unit Price/Discount % (Excluding VAT) | Total |  | Unit Price/Discount % (Excluding VAT) | Total |  | Unit Price/Discount % (Excluding VAT) | Total |  | Unit Price/Discount % (Excluding VAT) | Total | Unit Price/Discount % (Excluding VAT) | Total | Unit Price/Discount % (Excluding VAT) | Total
2.182.41 | AI | (*) Contractor may price here any items which has been shown in the Contract drawings or any other Contract Documents but overlooked or not specifically mentioned inthe schedule of items and is necessary for the satisfactory completion of the Works. Should the Contractor fail to insert any item here, it will be deemed that lump sum Contract Price includes all such items and no claims for additional items will be entertained. |  | Item | 1 |  |  | 0 | 0 |  | 0 | 0 |  | 0 | 0 |  | 0 | 0 | 0 | 0 | 432000 | 432000
| Note | Note Details
2.182.42 | - | Please attach one PDF file to be named "Additional Items for (insert bill no/name & Section No/name)" for the details of these additional items in the additional attachment area at the end of the BOQ.
2.183 PPS-GR: BILL NO 06 -GUARD ROOM | [6 empty] | 145740 |  | 317566 |  | 0 (out of 0) | 410132.1 |  | 0 (out of 0) | 293790 |  | 0 (out of 0) | 209305.75 | 0 (out of 0) | 605764.06 | 0 (out of 0) | 255613
2.184 PPS-GR: B6-01 SITE WORK | [6 empty] | 1534 | 6 (out of 6) | 21256 |  | 6 (out of 6) | 4233.96 |  | 6 (out of 6) | 1881 |  | 6 (out of 6) | 2241 | 6 (out of 6) | 3255.14 | 6 (out of 6) | 14408
| Note | Note Details
2.184.1 | - | Site preparation
| Item Code | Description | Item Remarks | Unit of Measurement | Quantity/Base Price |  |  | Unit Price/Discount % (Excluding VAT) | Total |  | Unit Price/Discount % (Excluding VAT) | Total |  | Unit Price/Discount % (Excluding VAT) | Total |  | Unit Price/Discount % (Excluding VAT) | Total | Unit Price/Discount % (Excluding VAT) | Total | Unit Price/Discount % (Excluding VAT) | Total
2.184.2 | B6.1.1 | (*) Site Preparation |  | m2 | 22 |  |  | 5 | 110 |  | 28.5 | 627 |  | 10 | 220 |  | 10 | 220 | 9.59 | 210.98 | 50 | 1100
| Note | Note Details
2.184.3 | - | Excavation
| Item Code | Description | Item Remarks | Unit of Measurement | Quantity/Base Price |  |  | Unit Price/Discount % (Excluding VAT) | Total |  | Unit Price/Discount % (Excluding VAT) | Total |  | Unit Price/Discount % (Excluding VAT) | Total |  | Unit Price/Discount % (Excluding VAT) | Total | Unit Price/Discount % (Excluding VAT) | Total | Unit Price/Discount % (Excluding VAT) | Total
2.184.4 | B6.1.2 | (*) Pit excavation to receive foundation bases depth 1.5 m |  | m3 | 32 |  |  | 18 | 576 |  | 45.6 | 1459.2 |  | 15 | 480 |  | 28 | 896 | 41.95 | 1342.4 | 40 | 1280
| Note | Note Details
2.184.5 | - | Disposal of excavated materials
2.184.6 | - | Remove surplus unsuitable excavated materials within site without compacting .
| Item Code | Description | Item Remarks | Unit of Measurement | Quantity/Base Price |  |  | Unit Price/Discount % (Excluding VAT) | Total |  | Unit Price/Discount % (Excluding VAT) | Total |  | Unit Price/Discount % (Excluding VAT) | Total |  | Unit Price/Discount % (Excluding VAT) | Total | Unit Price/Discount % (Excluding VAT) | Total | Unit Price/Discount % (Excluding VAT) | Total
2.184.7 | B6.1.3 | (*) Spread surplus within site |  | Item | 1 |  |  | 19796 | 19796 |  | 570 | 570 |  | 300 | 300 |  | 260 | 260 | 239.71 | 239.71 | 10000 | 10000
| Note | Note Details
2.184.8 | - | Filling
| Item Code | Description | Item Remarks | Unit of Measurement | Quantity/Base Price |  |  | Unit Price/Discount % (Excluding VAT) | Total |  | Unit Price/Discount % (Excluding VAT) | Total |  | Unit Price/Discount % (Excluding VAT) | Total |  | Unit Price/Discount % (Excluding VAT) | Total | Unit Price/Discount % (Excluding VAT) | Total | Unit Price/Discount % (Excluding VAT) | Total
2.184.9 | B6.1.4 | (*) Selected fill from excavated materials all in accordance with the Specifications |  | m3 | 22 |  |  | 18 | 396 |  | 45.6 | 1003.2 |  | 20 | 440 |  | 25 | 550 | 52.74 | 1160.28 | 75 | 1650
| Note | Note Details
2.184.10 | - | Anti Treatment
2.184.11 | - | Allow for termite control; prepare and apply anti-termite treatment; all in accordance with the Specifications and subject to the Contractor's approval
| Item Code | Description | Item Remarks | Unit of Measurement | Quantity/Base Price |  |  | Unit Price/Discount % (Excluding VAT) | Total |  | Unit Price/Discount % (Excluding VAT) | Total |  | Unit Price/Discount % (Excluding VAT) | Total |  | Unit Price/Discount % (Excluding VAT) | Total | Unit Price/Discount % (Excluding VAT) | Total | Unit Price/Discount % (Excluding VAT) | Total
2.184.12 | B6.1.5 | (*) To horizontal and vertical surfaces |  | m2 | 63 |  |  | 6 | 378 |  | 9.12 | 574.56 |  | 7 | 441 |  | 5 | 315 | 4.79 | 301.77 | 6 | 378
| Note | Note Details
2.184.13 | - | Additional items
| Item Code | Description | Item Remarks | Unit of Measurement | Quantity/Base Price |  |  | Unit Price/Discount % (Excluding VAT) | Total |  | Unit Price/Discount % (Excluding VAT) | Total |  | Unit Price/Discount % (Excluding VAT) | Total |  | Unit Price/Discount % (Excluding VAT) | Total | Unit Price/Discount % (Excluding VAT) | Total | Unit Price/Discount % (Excluding VAT) | Total
2.184.14 | AI | (*) Contractor may price here any items which has been shown in the Contract drawings or any other Contract Documents but overlooked or not specifically mentioned inthe schedule of items and is necessary for the satisfactory completion of the Works. Should the Contractor fail to insert any item here, it will be deemed that lump sum Contract Price includes all such items and no claims for additional items will be entertained. |  | Item | 1 |  |  | 0 | 0 |  | 0 | 0 |  | 0 | 0 |  | 0 | 0 | 0 | 0 | 0 | 0
| Note | Note Details
2.184.15 | - | Please attach one PDF file to be named "Additional Items for (insert bill no/name & Section No/name)" for the details of these additional items in the additional attachment area at the end of the BOQ.
2.185 PPS-GR: B6-02 CONCRETE WORK | [6 empty] | 30030 | 12 (out of 12) | 35904 |  | 12 (out of 12) | 45942 |  | 12 (out of 12) | 33530 |  | 12 (out of 12) | 42769 | 12 (out of 12) | 61345.93 | 12 (out of 12) | 47900
| Note | Note Details
2.185.1 | - | SUBSTRUCTURE
2.185.2 | - | Poured Concrete
2.185.3 | - | Plain concrete (20 N/mm2) as per specifications and drawings.
| Item Code | Description | Item Remarks | Unit of Measurement | Quantity/Base Price |  |  | Unit Price/Discount % (Excluding VAT) | Total |  | Unit Price/Discount % (Excluding VAT) | Total |  | Unit Price/Discount % (Excluding VAT) | Total |  | Unit Price/Discount % (Excluding VAT) | Total | Unit Price/Discount % (Excluding VAT) | Total | Unit Price/Discount % (Excluding VAT) | Total
2.185.4 | B6.2.1 | (*) Blinding; 50 mm thick |  | m3 | 2 |  |  | 460 | 920 |  | 798 | 1596 |  | 385 | 770 |  | 413 | 826 | 496.2 | 992.4 | 600 | 1200
2.185.5 | B6.2.2 | (*) Blinding; 100 mm thick |  | m3 | 2 |  |  | 23 | 46 |  | 798 | 1596 |  | 385 | 770 |  | 413 | 826 | 496.2 | 992.4 | 600 | 1200
| Note | Note Details
2.185.6 | - | Reinforcment Concrete (40 N/mm2) in Type I SRC cement including all shuttering,supportsand all related works as per specifications and drawings.
| Item Code | Description | Item Remarks | Unit of Measurement | Quantity/Base Price |  |  | Unit Price/Discount % (Excluding VAT) | Total |  | Unit Price/Discount % (Excluding VAT) | Total |  | Unit Price/Discount % (Excluding VAT) | Total |  | Unit Price/Discount % (Excluding VAT) | Total | Unit Price/Discount % (Excluding VAT) | Total | Unit Price/Discount % (Excluding VAT) | Total
2.185.7 | B6.2.3 | (*) Footing |  | m3 | 4 |  |  | 1334 | 5336 |  | 1710 | 6840 |  | 925 | 3700 |  | 951 | 3804 | 1549.74 | 6198.96 | 1300 | 5200
2.185.8 | B6.2.4 | (*) Grade beams |  | m3 | 4 |  |  | 1440 | 5760 |  | 1710 | 6840 |  | 1160 | 4640 |  | 1398 | 5592 | 2174.19 | 8696.76 | 1500 | 6000
2.185.9 | B6.2.5 | (*) Columns neck |  | m3 | 1 |  |  | 1479 | 1479 |  | 1710 | 1710 |  | 2050 | 2050 |  | 2655 | 2655 | 2475.03 | 2475.03 | 1900 | 1900
2.185.10 | B6.2.6 | (*) Grade slab; 150 mm thick |  | m3 | 3 |  |  | 1149 | 3447 |  | 1710 | 5130 |  | 700 | 2100 |  | 567 | 1701 | 835.4 | 2506.2 | 1400 | 4200
| Note | Note Details
2.185.11 | - | SUPER STRUCTURE
2.185.12 | - | Reinforcmen Concrete (40 N/mm2) in Type I OPC cement including all shuttering,supportsand all related works as per specifications and drawings.
| Item Code | Description | Item Remarks | Unit of Measurement | Quantity/Base Price |  |  | Unit Price/Discount % (Excluding VAT) | Total |  | Unit Price/Discount % (Excluding VAT) | Total |  | Unit Price/Discount % (Excluding VAT) | Total |  | Unit Price/Discount % (Excluding VAT) | Total | Unit Price/Discount % (Excluding VAT) | Total | Unit Price/Discount % (Excluding VAT) | Total
2.185.13 | B6.2.7 | (*) Columns |  | m3 | 2 |  |  | 1460 | 2920 |  | 1710 | 3420 |  | 1950 | 3900 |  | 2116 | 4232 | 3004.79 | 6009.58 | 1600 | 3200
2.185.14 | B6.2.8 | (*) Drop Beams |  | m3 | 2 |  |  | 1447 | 2894 |  | 1710 | 3420 |  | 1410 | 2820 |  | 1992 | 3984 | 2798.64 | 5597.28 | 1500 | 3000
2.185.15 | B6.2.9 | (*) Solid slab |  | m3 | 3 |  |  | 1328 | 3984 |  | 1710 | 5130 |  | 1460 | 4380 |  | 1405 | 4215 | 2196.96 | 6590.88 | 1400 | 4200
2.185.16 | B6.2.10 | (*) Parapet |  | m3 | 6 |  |  | 1328 | 7968 |  | 1710 | 10260 |  | 1400 | 8400 |  | 1914 | 11484 | 2798.64 | 16791.84 | 1300 | 7800
| Note | Note Details
2.185.17 | - | Sundries
| Item Code | Description | Item Remarks | Unit of Measurement | Quantity/Base Price |  |  | Unit Price/Discount % (Excluding VAT) | Total |  | Unit Price/Discount % (Excluding VAT) | Total |  | Unit Price/Discount % (Excluding VAT) | Total |  | Unit Price/Discount % (Excluding VAT) | Total | Unit Price/Discount % (Excluding VAT) | Total | Unit Price/Discount % (Excluding VAT) | Total
2.185.18 | B6.2.11 | (*) Expansion joints; all in accordance with the Specifications |  | Item | 1 |  |  | 1150 | 1150 |  | 0 | 0 |  | 0 | 0 |  | 3450 | 3450 | 4494.6 | 4494.6 | 10000 | 10000
| Note | Note Details
2.185.19 | - | Additional items
| Item Code | Description | Item Remarks | Unit of Measurement | Quantity/Base Price |  |  | Unit Price/Discount % (Excluding VAT) | Total |  | Unit Price/Discount % (Excluding VAT) | Total |  | Unit Price/Discount % (Excluding VAT) | Total |  | Unit Price/Discount % (Excluding VAT) | Total | Unit Price/Discount % (Excluding VAT) | Total | Unit Price/Discount % (Excluding VAT) | Total
2.185.20 | AI | (*) Contractor may price here any items which has been shown in the Contract drawings or any other Contract Documents but overlooked or not specifically mentioned inthe schedule of items and is necessary for the satisfactory completion of the Works. Should the Contractor fail to insert any item here, it will be deemed that lump sum Contract Price includes all such items and no claims for additional items will be entertained. |  | Item | 1 |  |  | 0 | 0 |  | 0 | 0 |  | 0 | 0 |  | 0 | 0 | 0 | 0 | 0 | 0
| Note | Note Details
2.185.21 | - | Please attach one PDF file to be named "Additional Items for (insert bill no/name & Section No/name)" for the details of these additional items in the additional attachment area at the end of the BOQ.
2.186 PPS-GR: B6-03 MASONRY | [6 empty] | 7300 | 4 (out of 4) | 6988 |  | 4 (out of 4) | 9775.5 |  | 4 (out of 4) | 11092 |  | 4 (out of 4) | 8276 | 4 (out of 4) | 10823.19 | 4 (out of 4) | 10480
| Note | Note Details
2.186.1 | - | Block Walls
2.186.2 | - | Thermal concrete masonry units bedded and jointed in cement including mortar including concrete filling, wall ties, bed joints, reinforcement metal lath (where required), head restraint,anchors, and column stiffeners; including all necessary accessories; as shown on Drawing all in accordance with the Specifications
| Item Code | Description | Item Remarks | Unit of Measurement | Quantity/Base Price |  |  | Unit Price/Discount % (Excluding VAT) | Total |  | Unit Price/Discount % (Excluding VAT) | Total |  | Unit Price/Discount % (Excluding VAT) | Total |  | Unit Price/Discount % (Excluding VAT) | Total | Unit Price/Discount % (Excluding VAT) | Total | Unit Price/Discount % (Excluding VAT) | Total
2.186.3 | B6.3.1 | (*) 250 mm thick External Solid Block walls |  | m2 | 38 |  |  | 110 | 4180 |  | 153.9 | 5848.2 |  | 192 | 7296 |  | 135 | 5130 | 161.81 | 6148.78 | 180 | 6840
| Note | Note Details
2.186.4 | - | Concrete masonry units bedded and jointed in cement including mortar including concrete filling, wall ties, bed joints, reinforcement metal lath (where required), head restraint,anchors, and column stiffeners; including all necessary accessories; as shown on Drawing all in accordance with the Specifications
| Item Code | Description | Item Remarks | Unit of Measurement | Quantity/Base Price |  |  | Unit Price/Discount % (Excluding VAT) | Total |  | Unit Price/Discount % (Excluding VAT) | Total |  | Unit Price/Discount % (Excluding VAT) | Total |  | Unit Price/Discount % (Excluding VAT) | Total | Unit Price/Discount % (Excluding VAT) | Total | Unit Price/Discount % (Excluding VAT) | Total
2.186.5 | B6.3.2 | (*) 100 mm thick Solid Block walls |  | m2 | 13 |  |  | 81 | 1053 |  | 131.1 | 1704.3 |  | 92 | 1196 |  | 90 | 1170 | 113.86 | 1480.18 | 120 | 1560
2.186.6 | B6.3.3 | (*) 300 mm thick Solid Block |  | m2 | 13 |  |  | 135 | 1755 |  | 171 | 2223 |  | 200 | 2600 |  | 152 | 1976 | 245.71 | 3194.23 | 160 | 2080
| Note | Note Details
2.186.7 | - | Additional items
| Item Code | Description | Item Remarks | Unit of Measurement | Quantity/Base Price |  |  | Unit Price/Discount % (Excluding VAT) | Total |  | Unit Price/Discount % (Excluding VAT) | Total |  | Unit Price/Discount % (Excluding VAT) | Total |  | Unit Price/Discount % (Excluding VAT) | Total | Unit Price/Discount % (Excluding VAT) | Total | Unit Price/Discount % (Excluding VAT) | Total
2.186.8 | AI | (*) Contractor may price here any items which has been shown in the Contract drawings or any other Contract Documents but overlooked or not specifically mentioned inthe schedule of items and is necessary for the satisfactory completion of the Works. Should the Contractor fail to insert any item here, it will be deemed that lump sum Contract Price includes all such items and no claims for additional items will be entertained. |  | Item | 1 |  |  | 0 | 0 |  | 0 | 0 |  | 0 | 0 |  | 0 | 0 | 0 | 0 | 0 | 0
| Note | Note Details
2.186.9 | - | Please attach one PDF file to be named "Additional Items for (insert bill no/name & Section No/name)" for the details of these additional items in the additional attachment area at the end of the BOQ.
2.187 PPS-GR: B6-04 METAL WORK | [6 empty] | 7000 | 2 (out of 2) | 5500 |  | 2 (out of 2) | 4560 |  | 2 (out of 2) | 10500 |  | 2 (out of 2) | 6900 | 2 (out of 2) | 8389.93 | 2 (out of 2) | 10000
| Note | Note Details
2.187.1 | - | Cat Ladder
2.187.2 | - | Supply and installation of Aluminium Cat Ladder including all accessories,fixing etc. all complete as detailed on drawing and engineer approval
| Item Code | Description | Item Remarks | Unit of Measurement | Quantity/Base Price |  |  | Unit Price/Discount % (Excluding VAT) | Total |  | Unit Price/Discount % (Excluding VAT) | Total |  | Unit Price/Discount % (Excluding VAT) | Total |  | Unit Price/Discount % (Excluding VAT) | Total | Unit Price/Discount % (Excluding VAT) | Total | Unit Price/Discount % (Excluding VAT) | Total
2.187.3 | B6.4.1 | (*) Cat ladder 5000mm ht |  | No. | 1 |  |  | 5500 | 5500 |  | 4560 | 4560 |  | 10500 | 10500 |  | 6900 | 6900 | 8389.93 | 8389.93 | 10000 | 10000
| Note | Note Details
2.187.4 | - | Additional items
| Item Code | Description | Item Remarks | Unit of Measurement | Quantity/Base Price |  |  | Unit Price/Discount % (Excluding VAT) | Total |  | Unit Price/Discount % (Excluding VAT) | Total |  | Unit Price/Discount % (Excluding VAT) | Total |  | Unit Price/Discount % (Excluding VAT) | Total | Unit Price/Discount % (Excluding VAT) | Total | Unit Price/Discount % (Excluding VAT) | Total
2.187.5 | AI | (*) Contractor may price here any items which has been shown in the Contract drawings or any other Contract Documents but overlooked or not specifically mentioned inthe schedule of items and is necessary for the satisfactory completion of the Works. Should the Contractor fail to insert any item here, it will be deemed that lump sum Contract Price includes all such items and no claims for additional items will be entertained. |  | Item | 1 |  |  | 0 | 0 |  | 0 | 0 |  | 0 | 0 |  | 0 | 0 | 0 | 0 | 0 | 0
| Note | Note Details
2.187.6 | - | Please attach one PDF file to be named "Additional Items for (insert bill no/name & Section No/name)" for the details of these additional items in the additional attachment area at the end of the BOQ.
2.188 PPS-GR: B6-05 THERMAL AND MOISTURE PROTECTION | [6 empty] | 6500 | 7 (out of 7) | 7855 |  | 7 (out of 7) | 19357.2 |  | 7 (out of 7) | 8717 |  | 7 (out of 7) | 12452 | 7 (out of 7) | 17818.82 | 7 (out of 7) | 11995
| Note | Note Details
2.188.1 | - | Waterproofing courses
2.188.2 | - | Waterproofing system for the substructure, bitumen paint thk as per drawings and specifications.
| Item Code | Description | Item Remarks | Unit of Measurement | Quantity/Base Price |  |  | Unit Price/Discount % (Excluding VAT) | Total |  | Unit Price/Discount % (Excluding VAT) | Total |  | Unit Price/Discount % (Excluding VAT) | Total |  | Unit Price/Discount % (Excluding VAT) | Total | Unit Price/Discount % (Excluding VAT) | Total | Unit Price/Discount % (Excluding VAT) | Total
2.188.3 | B6.5.1 | (*) To horizontal and vertical areas |  | m2 | 95 |  |  | 10 | 950 |  | 136.8 | 12996 |  | 10 | 950 |  | 72 | 6840 | 104.27 | 9905.65 | 35 | 3325
| Note | Note Details
2.188.4 | - | 1000 Gauge Polythene Sheet, all in accordance with the Specifications
| Item Code | Description | Item Remarks | Unit of Measurement | Quantity/Base Price |  |  | Unit Price/Discount % (Excluding VAT) | Total |  | Unit Price/Discount % (Excluding VAT) | Total |  | Unit Price/Discount % (Excluding VAT) | Total |  | Unit Price/Discount % (Excluding VAT) | Total | Unit Price/Discount % (Excluding VAT) | Total | Unit Price/Discount % (Excluding VAT) | Total
2.188.5 | B6.5.2 | (*) To horizontal areas |  | m2 | 50 |  |  | 5 | 250 |  | 13.68 | 684 |  | 7 | 350 |  | 4 | 200 | 4.44 | 222 | 35 | 1750
| Note | Note Details
2.188.6 | - | Waterproofing system for roofing
2.188.7 | - | Supply and apply waterproofing system for roof as per drawings ,specifications
| Item Code | Description | Item Remarks | Unit of Measurement | Quantity/Base Price |  |  | Unit Price/Discount % (Excluding VAT) | Total |  | Unit Price/Discount % (Excluding VAT) | Total |  | Unit Price/Discount % (Excluding VAT) | Total |  | Unit Price/Discount % (Excluding VAT) | Total | Unit Price/Discount % (Excluding VAT) | Total | Unit Price/Discount % (Excluding VAT) | Total
2.188.8 | B6.5.3 | (*) Combo Roof System As shown in the drawings. |  | m2 | 21 |  |  | 275 | 5775 |  | 171 | 3591 |  | 275 | 5775 |  | 242 | 5082 | 251.7 | 5285.7 | 250 | 5250
2.188.9 | B6.5.4 | (*) Roof Waterproofing skirting |  | m | 19 |  |  | 28 | 532 |  | 68.4 | 1299.6 |  | 70 | 1330 |  | 0 | 0 | 89.89 | 1707.91 | 50 | 950
| Note | Note Details
2.188.10 | - | Waterproofing for wet areas
2.188.11 | - | Waterproofing system for wet areas, 1.5mm thick seamless water proofing membrane
| Item Code | Description | Item Remarks | Unit of Measurement | Quantity/Base Price |  |  | Unit Price/Discount % (Excluding VAT) | Total |  | Unit Price/Discount % (Excluding VAT) | Total |  | Unit Price/Discount % (Excluding VAT) | Total |  | Unit Price/Discount % (Excluding VAT) | Total | Unit Price/Discount % (Excluding VAT) | Total | Unit Price/Discount % (Excluding VAT) | Total
2.188.12 | B6.5.5 | (*) wet area |  | m2 | 6 |  |  | 36 | 216 |  | 114 | 684 |  | 30 | 180 |  | 55 | 330 | 57.53 | 345.18 | 85 | 510
| Note | Note Details
2.188.13 | - | Protection screed; sand and cement screed; all in accordance with the Specifications
| Item Code | Description | Item Remarks | Unit of Measurement | Quantity/Base Price |  |  | Unit Price/Discount % (Excluding VAT) | Total |  | Unit Price/Discount % (Excluding VAT) | Total |  | Unit Price/Discount % (Excluding VAT) | Total |  | Unit Price/Discount % (Excluding VAT) | Total | Unit Price/Discount % (Excluding VAT) | Total | Unit Price/Discount % (Excluding VAT) | Total
2.188.14 | B6.5.5 | (*) To horizontal areas; 30 mm thick |  | m2 | 6 |  |  | 22 | 132 |  | 17.1 | 102.6 |  | 22 | 132 |  | 0 | 0 | 58.73 | 352.38 | 35 | 210
| Note | Note Details
2.188.15 | - | Additional items
| Item Code | Description | Item Remarks | Unit of Measurement | Quantity/Base Price |  |  | Unit Price/Discount % (Excluding VAT) | Total |  | Unit Price/Discount % (Excluding VAT) | Total |  | Unit Price/Discount % (Excluding VAT) | Total |  | Unit Price/Discount % (Excluding VAT) | Total | Unit Price/Discount % (Excluding VAT) | Total | Unit Price/Discount % (Excluding VAT) | Total
2.188.16 | AI | (*) Contractor may price here any items which has been shown in the Contract drawings or any other Contract Documents but overlooked or not specifically mentioned inthe schedule of items and is necessary for the satisfactory completion of the Works. Should the Contractor fail to insert any item here, it will be deemed that lump sum Contract Price includes all such items and no claims for additional items will be entertained. |  | Item | 1 |  |  | 0 | 0 |  | 0 | 0 |  | 0 | 0 |  | 0 | 0 | 0 | 0 | 0 | 0
| Note | Note Details
2.188.17 | - | Please attach one PDF file to be named "Additional Items for (insert bill no/name & Section No/name)" for the details of these additional items in the additional attachment area at the end of the BOQ.
2.189 PPS-GR: B6-06 DOORS AND WINDOWS | [6 empty] | 13148 | 6 (out of 6) | 15400 |  | 6 (out of 6) | 18354 |  | 6 (out of 6) | 21260 |  | 6 (out of 6) | 19686 | 6 (out of 6) | 29964.03 | 6 (out of 6) | 29500
| Note | Note Details
2.189.1 | - | Wooden Doors
2.189.2 | - | Supply and install solid mahogany wood door with polyutethane lacquer ,including frames, all accessories needed for installation as per mention in drawings & specifications
| Item Code | Description | Item Remarks | Unit of Measurement | Quantity/Base Price |  |  | Unit Price/Discount % (Excluding VAT) | Total |  | Unit Price/Discount % (Excluding VAT) | Total |  | Unit Price/Discount % (Excluding VAT) | Total |  | Unit Price/Discount % (Excluding VAT) | Total | Unit Price/Discount % (Excluding VAT) | Total | Unit Price/Discount % (Excluding VAT) | Total
2.189.3 | B6.6.1 | (*) D2, size 2000mm x 2200mm wood door |  | No. | 1 |  |  | 5610 | 5610 |  | 7410 | 7410 |  | 7500 | 7500 |  | 7744 | 7744 | 10787.05 | 10787.05 | 12000 | 12000
| Note | Note Details
2.189.4 | - | Aluminum Glass Doors
2.189.5 | - | Supply and install powder coated aluminum glazed tinted outside and clear inside with aluminum frame ,including all accessories needed for installation as per mention in drawings & specifications
| Item Code | Description | Item Remarks | Unit of Measurement | Quantity/Base Price |  |  | Unit Price/Discount % (Excluding VAT) | Total |  | Unit Price/Discount % (Excluding VAT) | Total |  | Unit Price/Discount % (Excluding VAT) | Total |  | Unit Price/Discount % (Excluding VAT) | Total | Unit Price/Discount % (Excluding VAT) | Total | Unit Price/Discount % (Excluding VAT) | Total
2.189.6 | B6.6.2 | (*) D1, size 1000mm x 2200mm glass door |  | No. | 1 |  |  | 2662 | 2662 |  | 3420 | 3420 |  | 4600 | 4600 |  | 3388 | 3388 | 4794.25 | 4794.25 | 6000 | 6000
| Note | Note Details
2.189.7 | - | Windows
2.189.8 | - | Supply and install Power coated aluminum with double glass 6+12+6mm ,including all accessories needed for installation as per mention in drawings & specifications
| Item Code | Description | Item Remarks | Unit of Measurement | Quantity/Base Price |  |  | Unit Price/Discount % (Excluding VAT) | Total |  | Unit Price/Discount % (Excluding VAT) | Total |  | Unit Price/Discount % (Excluding VAT) | Total |  | Unit Price/Discount % (Excluding VAT) | Total | Unit Price/Discount % (Excluding VAT) | Total | Unit Price/Discount % (Excluding VAT) | Total
2.189.9 | B6.6.3 | (*) W1, size 2000mm x 1200mm |  | No. | 1 |  |  | 2640 | 2640 |  | 2508 | 2508 |  | 2700 | 2700 |  | 3168 | 3168 | 4794.25 | 4794.25 | 4500 | 4500
2.189.10 | B6.6.4 | (*) W2, size 1000mm x 1200mm |  | No. | 2 |  |  | 1320 | 2640 |  | 1368 | 2736 |  | 1300 | 2600 |  | 1584 | 3168 | 2636.83 | 5273.66 | 2000 | 4000
2.189.11 | B6.6.5 | (*) W3, size 700mm x 1200mm |  | No. | 2 |  |  | 924 | 1848 |  | 1140 | 2280 |  | 1930 | 3860 |  | 1109 | 2218 | 2157.41 | 4314.82 | 1500 | 3000
| Note | Note Details
2.189.12 | - | Additional items
| Item Code | Description | Item Remarks | Unit of Measurement | Quantity/Base Price |  |  | Unit Price/Discount % (Excluding VAT) | Total |  | Unit Price/Discount % (Excluding VAT) | Total |  | Unit Price/Discount % (Excluding VAT) | Total |  | Unit Price/Discount % (Excluding VAT) | Total | Unit Price/Discount % (Excluding VAT) | Total | Unit Price/Discount % (Excluding VAT) | Total
2.189.13 | AI | (*) Contractor may price here any items which has been shown in the Contract drawings or any other Contract Documents but overlooked or not specifically mentioned inthe schedule of items and is necessary for the satisfactory completion of the Works. Should the Contractor fail to insert any item here, it will be deemed that lump sum Contract Price includes all such items and no claims for additional items will be entertained. |  | Item | 1 |  |  | 0 | 0 |  | 0 | 0 |  | 0 | 0 |  | 0 | 0 | 0 | 0 | 0 | 0
| Note | Note Details
2.189.14 | - | Please attach one PDF file to be named "Additional Items for (insert bill no/name & Section No/name)" for the details of these additional items in the additional attachment area at the end of the BOQ.
2.190 PPS-GR: B6-07 FINISHES | [6 empty] | 19218 | 13 (out of 13) | 21404 |  | 13 (out of 13) | 48684.84 |  | 13 (out of 13) | 20270 |  | 13 (out of 13) | 20778 | 13 (out of 13) | 45773.44 | 13 (out of 13) | 36330
| Note | Note Details
2.190.1 | - | External Finish
2.190.2 | - | Prapare and apply Emulsion paint on Plaster including all necessary wrok as per drawing and specifications .
| Item Code | Description | Item Remarks | Unit of Measurement | Quantity/Base Price |  |  | Unit Price/Discount % (Excluding VAT) | Total |  | Unit Price/Discount % (Excluding VAT) | Total |  | Unit Price/Discount % (Excluding VAT) | Total |  | Unit Price/Discount % (Excluding VAT) | Total | Unit Price/Discount % (Excluding VAT) | Total | Unit Price/Discount % (Excluding VAT) | Total
2.190.3 | B6.7.1 | (*) External epoxy Paint |  | m2 | 120 |  |  | 45 | 5400 |  | 91.2 | 10944 |  | 30 | 3600 |  | 46 | 5520 | 65.92 | 7910.4 | 130 | 15600
| Note | Note Details
2.190.4 | - | Wall Finishes
2.190.5 | - | Supply and fix wall tiles adhesive on cement screed including all necessary wrok as per drawing and specifications ,Division 9- 09 30 13
| Item Code | Description | Item Remarks | Unit of Measurement | Quantity/Base Price |  |  | Unit Price/Discount % (Excluding VAT) | Total |  | Unit Price/Discount % (Excluding VAT) | Total |  | Unit Price/Discount % (Excluding VAT) | Total |  | Unit Price/Discount % (Excluding VAT) | Total | Unit Price/Discount % (Excluding VAT) | Total | Unit Price/Discount % (Excluding VAT) | Total
2.190.6 | B6.7.2 | (*) Ceramic wall Tiles |  | m2 | 17 |  |  | 133 | 2261 |  | 171 | 2907 |  | 165 | 2805 |  | 118 | 2006 | 233.72 | 3973.24 | 220 | 3740
| Note | Note Details
2.190.7 | - | Prepare and apply Emulsion paint on Plaster including all necessary wrok as per drawing and specifications ,Division 9- 09 91 23
| Item Code | Description | Item Remarks | Unit of Measurement | Quantity/Base Price |  |  | Unit Price/Discount % (Excluding VAT) | Total |  | Unit Price/Discount % (Excluding VAT) | Total |  | Unit Price/Discount % (Excluding VAT) | Total |  | Unit Price/Discount % (Excluding VAT) | Total | Unit Price/Discount % (Excluding VAT) | Total | Unit Price/Discount % (Excluding VAT) | Total
2.190.8 | B6.7.3 | (*) Washable emulsion paint |  | m2 | 52 |  |  | 15 | 780 |  | 22.8 | 1185.6 |  | 20 | 1040 |  | 18 | 936 | 26.37 | 1371.24 | 55 | 2860
| Note | Note Details
2.190.9 | - | Prepare and apply Anti fungal paint including all necessary wrok as per drawing and specifications
| Item Code | Description | Item Remarks | Unit of Measurement | Quantity/Base Price |  |  | Unit Price/Discount % (Excluding VAT) | Total |  | Unit Price/Discount % (Excluding VAT) | Total |  | Unit Price/Discount % (Excluding VAT) | Total |  | Unit Price/Discount % (Excluding VAT) | Total | Unit Price/Discount % (Excluding VAT) | Total | Unit Price/Discount % (Excluding VAT) | Total
2.190.10 | B6.7.4 | (*) Anti fungal paint |  | m2 | 6 |  |  | 12 | 72 |  | 17.1 | 102.6 |  | 10 | 60 |  | 16 | 96 | 41.95 | 251.7 | 15 | 90
| Note | Note Details
2.190.11 | - | Floor Finishes
2.190.12 | - | Prapare and fix floor tiles including all necessary wrok as per drawing and specifications ,Division 9- 09 30 13
| Item Code | Description | Item Remarks | Unit of Measurement | Quantity/Base Price |  |  | Unit Price/Discount % (Excluding VAT) | Total |  | Unit Price/Discount % (Excluding VAT) | Total |  | Unit Price/Discount % (Excluding VAT) | Total |  | Unit Price/Discount % (Excluding VAT) | Total | Unit Price/Discount % (Excluding VAT) | Total | Unit Price/Discount % (Excluding VAT) | Total
2.190.13 | B6.7.5 | (*) 400x400x10mm Non slip ceramic tiles |  | m2 | 17 |  |  | 139 | 2363 |  | 182.4 | 3100.8 |  | 185 | 3145 |  | 162 | 2754 | 221.73 | 3769.41 | 200 | 3400
| Note | Note Details
2.190.14 | - | Skirting Finishes
2.190.15 | - | Supply and fix wall skirting including all necessary wrok as per drawing and specifications
| Item Code | Description | Item Remarks | Unit of Measurement | Quantity/Base Price |  |  | Unit Price/Discount % (Excluding VAT) | Total |  | Unit Price/Discount % (Excluding VAT) | Total |  | Unit Price/Discount % (Excluding VAT) | Total |  | Unit Price/Discount % (Excluding VAT) | Total | Unit Price/Discount % (Excluding VAT) | Total | Unit Price/Discount % (Excluding VAT) | Total
2.190.16 | B6.7.6 | (*) 400 x100 mm ceramic tile skirting |  | m | 16 |  |  | 38 | 608 |  | 34.2 | 547.2 |  | 40 | 640 |  | 37 | 592 | 41.95 | 671.2 | 35 | 560
| Note | Note Details
2.190.17 | - | Ceiling Finishes
2.190.18 | - | Prapare and apply Emulsion paint on Plaster including all necessary wrok as per drawing and specifications Division 9- 09 91 23
| Item Code | Description | Item Remarks | Unit of Measurement | Quantity/Base Price |  |  | Unit Price/Discount % (Excluding VAT) | Total |  | Unit Price/Discount % (Excluding VAT) | Total |  | Unit Price/Discount % (Excluding VAT) | Total |  | Unit Price/Discount % (Excluding VAT) | Total | Unit Price/Discount % (Excluding VAT) | Total | Unit Price/Discount % (Excluding VAT) | Total
2.190.19 | B6.7.7 | (*) Emulsion paint |  | m2 | 11 |  |  | 15 | 165 |  | 22.8 | 250.8 |  | 25 | 275 |  | 18 | 198 | 26.37 | 290.07 | 55 | 605
| Note | Note Details
2.190.20 | - | Prepare and apply Anti fungal paint including all necessary wrok as per drawing and specifications
| Item Code | Description | Item Remarks | Unit of Measurement | Quantity/Base Price |  |  | Unit Price/Discount % (Excluding VAT) | Total |  | Unit Price/Discount % (Excluding VAT) | Total |  | Unit Price/Discount % (Excluding VAT) | Total |  | Unit Price/Discount % (Excluding VAT) | Total | Unit Price/Discount % (Excluding VAT) | Total | Unit Price/Discount % (Excluding VAT) | Total
2.190.21 | B6.7.8 | (*) Anti fungal to soffit above false ceiling |  | m2 | 6 |  |  | 12 | 72 |  | 17.1 | 102.6 |  | 15 | 90 |  | 16 | 96 | 41.95 | 251.7 | 15 | 90
| Note | Note Details
2.190.22 | - | Supply and fix false ceiling including all necessary wrok as per drawing and specifications ,Division 9- 09 21 16
| Item Code | Description | Item Remarks | Unit of Measurement | Quantity/Base Price |  |  | Unit Price/Discount % (Excluding VAT) | Total |  | Unit Price/Discount % (Excluding VAT) | Total |  | Unit Price/Discount % (Excluding VAT) | Total |  | Unit Price/Discount % (Excluding VAT) | Total | Unit Price/Discount % (Excluding VAT) | Total | Unit Price/Discount % (Excluding VAT) | Total
2.190.23 | B6.7.9 | (*) Aluminium Tiles for wet areas |  | m2 | 6 |  |  | 150 | 900 |  | 182.4 | 1094.4 |  | 110 | 660 |  | 184 | 1104 | 275.67 | 1654.02 | 250 | 1500
| Note | Note Details
2.190.24 | - | Backgrounds
2.190.25 | - | Supply and apply ready mixed sand cement plaster with all related accessories mesh, angles, etc., as per drawings and specifications. Cement plaster finish to internal surfaces
| Item Code | Description | Item Remarks | Unit of Measurement | Quantity/Base Price |  |  | Unit Price/Discount % (Excluding VAT) | Total |  | Unit Price/Discount % (Excluding VAT) | Total |  | Unit Price/Discount % (Excluding VAT) | Total |  | Unit Price/Discount % (Excluding VAT) | Total | Unit Price/Discount % (Excluding VAT) | Total | Unit Price/Discount % (Excluding VAT) | Total
2.190.26 | B6.7.10 | (*) Walls |  | m2 | 57 |  |  | 39 | 2223 |  | 148.2 | 8447.4 |  | 35 | 1995 |  | 36 | 2052 | 113.86 | 6490.02 | 35 | 1995
2.190.27 | B6.7.11 | (*) Ceiling and flooring |  | m2 | 14 |  |  | 40 | 560 |  | 158.46 | 2218.44 |  | 40 | 560 |  | 36 | 504 | 113.86 | 1594.04 | 35 | 490
2.190.28 | B6.7.12 | (*) Elevations |  | m2 | 120 |  |  | 50 | 6000 |  | 148.2 | 17784 |  | 45 | 5400 |  | 41 | 4920 | 146.22 | 17546.4 | 45 | 5400
| Note | Note Details
2.190.29 | - | Additional items
| Item Code | Description | Item Remarks | Unit of Measurement | Quantity/Base Price |  |  | Unit Price/Discount % (Excluding VAT) | Total |  | Unit Price/Discount % (Excluding VAT) | Total |  | Unit Price/Discount % (Excluding VAT) | Total |  | Unit Price/Discount % (Excluding VAT) | Total | Unit Price/Discount % (Excluding VAT) | Total | Unit Price/Discount % (Excluding VAT) | Total
2.190.30 | AI | (*) Contractor may price here any items which has been shown in the Contract drawings or any other Contract Documents but overlooked or not specifically mentioned inthe schedule of items and is necessary for the satisfactory completion of the Works. Should the Contractor fail to insert any item here, it will be deemed that lump sum Contract Price includes all such items and no claims for additional items will be entertained. |  | Item | 1 |  |  | 0 | 0 |  | 0 | 0 |  | 0 | 0 |  | 0 | 0 | 0 | 0 | 0 | 0
| Note | Note Details
2.190.31 | - | Please attach one PDF file to be named "Additional Items for (insert bill no/name & Section No/name)" for the details of these additional items in the additional attachment area at the end of the BOQ.
2.191 PPS-GR: B6-08 ACCESSORIES | [6 empty] | 4600 | 4 (out of 4) | 20066 |  | 4 (out of 4) | 5700 |  | 4 (out of 4) | 9000 |  | 4 (out of 4) | 43250 | 4 (out of 4) | 14382.73 | 4 (out of 4) | 15000
| Note | Note Details
2.191.1 | - | Kitchen Cabinet
2.191.2 | - | Supply and install Kitchen Cabinet, all accessories needed for installation as per mention in drawings & specifications
| Item Code | Description | Item Remarks | Unit of Measurement | Quantity/Base Price |  |  | Unit Price/Discount % (Excluding VAT) | Total |  | Unit Price/Discount % (Excluding VAT) | Total |  | Unit Price/Discount % (Excluding VAT) | Total |  | Unit Price/Discount % (Excluding VAT) | Total | Unit Price/Discount % (Excluding VAT) | Total | Unit Price/Discount % (Excluding VAT) | Total
2.191.3 | B6.8.1 | (*) Kitchen Cabinets base cabinet |  | m | 2 |  |  | 1284 | 2568 |  | 1140 | 2280 |  | 3000 | 6000 |  | 1750 | 3500 | 2397.12 | 4794.24 | 4000 | 8000
2.191.4 | B6.8.2 | (*) Kitchen Cabinets wall cabinet |  | m | 2 |  |  | 749 | 1498 |  | 1140 | 2280 |  | 1000 | 2000 |  | 1125 | 2250 | 1797.84 | 3595.68 | 2000 | 4000
| Note | Note Details
2.191.5 | - | Signage
2.191.6 | - | Supply and install Signage ,including all accessories needed for installation as per mention in drawings & specifications
| Item Code | Description | Item Remarks | Unit of Measurement | Quantity/Base Price |  |  | Unit Price/Discount % (Excluding VAT) | Total |  | Unit Price/Discount % (Excluding VAT) | Total |  | Unit Price/Discount % (Excluding VAT) | Total |  | Unit Price/Discount % (Excluding VAT) | Total | Unit Price/Discount % (Excluding VAT) | Total | Unit Price/Discount % (Excluding VAT) | Total
2.191.7 | B6.8.3 | (*) Internal & extenal building signage |  | Item | 1 |  |  | 16000 | 16000 |  | 1140 | 1140 |  | 1000 | 1000 |  | 37500 | 37500 | 5992.81 | 5992.81 | 3000 | 3000
| Note | Note Details
2.191.8 | - | Additional items
| Item Code | Description | Item Remarks | Unit of Measurement | Quantity/Base Price |  |  | Unit Price/Discount % (Excluding VAT) | Total |  | Unit Price/Discount % (Excluding VAT) | Total |  | Unit Price/Discount % (Excluding VAT) | Total |  | Unit Price/Discount % (Excluding VAT) | Total | Unit Price/Discount % (Excluding VAT) | Total | Unit Price/Discount % (Excluding VAT) | Total
2.191.9 | AI | (*) Contractor may price here any items which has been shown in the Contract drawings or any other Contract Documents but overlooked or not specifically mentioned inthe schedule of items and is necessary for the satisfactory completion of the Works. Should the Contractor fail to insert any item here, it will be deemed that lump sum Contract Price includes all such items and no claims for additional items will be entertained. |  | Item | 1 |  |  | 0 | 0 |  | 0 | 0 |  | 0 | 0 |  | 0 | 0 | 0 | 0 | 0 | 0
| Note | Note Details
2.191.10 | - | Please attach one PDF file to be named "Additional Items for (insert bill no/name & Section No/name)" for the details of these additional items in the additional attachment area at the end of the BOQ.
2.192 PPS-GR: B6-9 FURNISHINGS AND EQUIPMENT | [6 empty] | 10000 | 3 (out of 3) | 8240 |  | 3 (out of 3) | 8550 |  | 3 (out of 3) | 5000 |  | 3 (out of 3) | 52953.75 | 3 (out of 3) | 17978.42 | 3 (out of 3) | 10000
| Note | Note Details
2.192.1 | - | Furnishings and Equipment
2.192.2 | - | Supply Furniture ,including all accessories needed as per mention in drawings & specifications
| Item Code | Description | Item Remarks | Unit of Measurement | Quantity/Base Price |  |  | Unit Price/Discount % (Excluding VAT) | Total |  | Unit Price/Discount % (Excluding VAT) | Total |  | Unit Price/Discount % (Excluding VAT) | Total |  | Unit Price/Discount % (Excluding VAT) | Total | Unit Price/Discount % (Excluding VAT) | Total | Unit Price/Discount % (Excluding VAT) | Total
2.192.3 | B6.9.1 | (*) Furniture |  | Item | 1 |  |  | 5150 | 5150 |  | 3990 | 3990 |  | 2500 | 2500 |  | 0 | 0 | 5992.81 | 5992.81 | 5000 | 5000
| Note | Note Details
2.192.4 | - | Supply and fix Equipment ,including all accessories needed for installation as per mention in drawings & specifications
| Item Code | Description | Item Remarks | Unit of Measurement | Quantity/Base Price |  |  | Unit Price/Discount % (Excluding VAT) | Total |  | Unit Price/Discount % (Excluding VAT) | Total |  | Unit Price/Discount % (Excluding VAT) | Total |  | Unit Price/Discount % (Excluding VAT) | Total | Unit Price/Discount % (Excluding VAT) | Total | Unit Price/Discount % (Excluding VAT) | Total
2.192.5 | B6.9.2 | (*) Equipment |  | Item | 1 |  |  | 3090 | 3090 |  | 4560 | 4560 |  | 2500 | 2500 |  | 0 | 0 | 11985.61 | 11985.61 | 5000 | 5000
| Note | Note Details
2.192.6 | - | Additional items
| Item Code | Description | Item Remarks | Unit of Measurement | Quantity/Base Price |  |  | Unit Price/Discount % (Excluding VAT) | Total |  | Unit Price/Discount % (Excluding VAT) | Total |  | Unit Price/Discount % (Excluding VAT) | Total |  | Unit Price/Discount % (Excluding VAT) | Total | Unit Price/Discount % (Excluding VAT) | Total | Unit Price/Discount % (Excluding VAT) | Total
2.192.7 | AI | (*) Contractor may price here any items which has been shown in the Contract drawings or any other Contract Documents but overlooked or not specifically mentioned inthe schedule of items and is necessary for the satisfactory completion of the Works. Should the Contractor fail to insert any item here, it will be deemed that lump sum Contract Price includes all such items and no claims for additional items will be entertained. |  | Item | 1 |  |  | 0 | 0 |  | 0 | 0 |  | 0 | 0 |  | 52953.75 | 52953.75 | 0 | 0 | 0 | 0
| Note | Note Details
2.192.8 | - | Please attach one PDF file to be named "Additional Items for (insert bill no/name & Section No/name)" for the details of these additional items in the additional attachment area at the end of the BOQ.
2.193 PPS-GR: B6-10 MECHANICAL INSTALLATION | [6 empty] | 24060 | 42 (out of 42) | 95536 |  | 42 (out of 42) | 121854.6 |  | 42 (out of 42) | 101990 |  | 42 (out of 42) | 0 | 42 (out of 42) | 175522.32 | 42 (out of 42) | 40000
| Note | Note Details
2.193.1 | - | The Drawings ,B.O.Q and specification are one unit.
2.193.2 | - | All Items and quantities are based on the Drawings, B.O.Q and specifications.
2.193.3 | - | All Items including supply and installation as per specifications and client requirements.
2.193.4 | - | All Items including supply and installation unless otherwise mentioned.
2.193.5 | - | All Items must be reviewed and approved by Civil Defense , Client or his representative before installation.
2.193.6 | - | Rates shall include all testing , commissioning as specified and follow the condition of contract and estidama requirment.
2.193.7 | - | Allow for work to be carried out on materials to be supplied on fees to be paid in respect of authority to be expended at the direction of the engineer.
2.193.8 | - | Allow for work to be connected to existing connection points for water supply , drainge network , fire fighting system.
2.193.9 | - | Heating, ventilating and air-conditioning
2.193.10 | - | Supply, installation, testing, balancing & commissioning of complete Air Conditioning, Heating & Ventilation ,System as specified complete with in all respects as per drawings, specification, applicable standards, manufacturer recommendations, and as per drawings, mentioned in specification complete in all respects ready to operate including all builders work, coordination with other trades etc but not limited to the following;
| Item Code | Description | Item Remarks | Unit of Measurement | Quantity/Base Price |  |  | Unit Price/Discount % (Excluding VAT) | Total |  | Unit Price/Discount % (Excluding VAT) | Total |  | Unit Price/Discount % (Excluding VAT) | Total |  | Unit Price/Discount % (Excluding VAT) | Total | Unit Price/Discount % (Excluding VAT) | Total | Unit Price/Discount % (Excluding VAT) | Total
2.193.11 | B6.10.1 | (*) Wall Mounted Unit |  | No. | 1 |  |  | 0 | 0 |  | 7410 | 7410 |  | 10200 | 10200 |  | 0 | 0 | 17032.19 | 17032.19 | 0 | 0
2.193.12 | B6.10.2 | (*) Exhuast Air Disc |  | No. | 2 |  |  | 0 | 0 |  | 2850 | 5700 |  | 240 | 480 |  | 0 | 0 | 5677.4 | 11354.8 | 0 | 0
2.193.13 | B6.10.3 | (*) Air duct with insulation and all accessories |  | m2 | 10 |  |  | 0 | 0 |  | 285 | 2850 |  | 300 | 3000 |  | 0 | 0 | 340.64 | 3406.4 | 0 | 0
2.193.14 | B6.10.4 | (*) Return Damper |  | Item | 1 |  |  | 0 | 0 |  | 433.2 | 433.2 |  | 2160 | 2160 |  | 0 | 0 | 1703.22 | 1703.22 | 0 | 0
2.193.15 | B6.10.5 | (*) Fire Damper |  | No. | 1 |  |  | 0 | 0 |  | 912 | 912 |  | 745 | 745 |  | 0 | 0 | 1703.22 | 1703.22 | 0 | 0
2.193.16 | B6.10.6 | (*) Exhaust Fan |  | No. | 1 |  |  | 0 | 0 |  | 4560 | 4560 |  | 5400 | 5400 |  | 0 | 0 | 14193.49 | 14193.49 | 0 | 0
2.193.17 | B6.10.6 | (*) Exhaust Air Louver |  | No. | 1 |  |  | 0 | 0 |  | 570 | 570 |  | 2160 | 2160 |  | 0 | 0 | 2270.96 | 2270.96 | 0 | 0
| Note | Note Details
2.193.18 | - | Drainage system
2.193.19 | - | Supply, install and commission Drainage, uPVC soil ,waste, vent and rain water pipes- above ground and below ground pipes and fittings including supports, brackets, hangers in accordance with the specification including coordination and connection to Sanitary wares as per required to complete Drainage System.
| Item Code | Description | Item Remarks | Unit of Measurement | Quantity/Base Price |  |  | Unit Price/Discount % (Excluding VAT) | Total |  | Unit Price/Discount % (Excluding VAT) | Total |  | Unit Price/Discount % (Excluding VAT) | Total |  | Unit Price/Discount % (Excluding VAT) | Total | Unit Price/Discount % (Excluding VAT) | Total | Unit Price/Discount % (Excluding VAT) | Total
2.193.20 | B6.10.7 | (*) Floor tarp |  | No. | 2 |  |  | 0 | 0 |  | 513 | 1026 |  | 650 | 1300 |  | 0 | 0 | 283.87 | 567.74 | 0 | 0
2.193.21 | B6.10.8 | (*) Floor clean out |  | No. | 1 |  |  | 0 | 0 |  | 513 | 513 |  | 600 | 600 |  | 0 | 0 | 567.74 | 567.74 | 0 | 0
2.193.22 | B6.10.9 | (*) Msnhole cover |  | No. | 1 |  |  | 0 | 0 |  | 5700 | 5700 |  | 7500 | 7500 |  | 0 | 0 | 7380.61 | 7380.61 | 0 | 0
2.193.23 | B6.10.10 | (*) Gully trap Cover |  | No. | 1 |  |  | 0 | 0 |  | 684 | 684 |  | 1700 | 1700 |  | 0 | 0 | 1703.22 | 1703.22 | 0 | 0
2.193.24 | B6.10.11 | (*) Drainage pipe 50 mm |  | m | 5 |  |  | 0 | 0 |  | 57 | 285 |  | 55 | 275 |  | 0 | 0 | 56.77 | 283.85 | 0 | 0
2.193.25 | B6.10.11 | (*) Drainage pipe 82 mm |  | m | 3 |  |  | 0 | 0 |  | 91.2 | 273.6 |  | 75 | 225 |  | 0 | 0 | 90.84 | 272.52 | 0 | 0
2.193.26 | B6.10.12 | (*) Vent pipe 75 mm |  | m | 6 |  |  | 0 | 0 |  | 85.5 | 513 |  | 70 | 420 |  | 0 | 0 | 79.48 | 476.88 | 0 | 0
2.193.27 | B6.10.13 | (*) Drainage pipe 110 mm |  | m | 35 |  |  | 0 | 0 |  | 125.4 | 4389 |  | 125 | 4375 |  | 0 | 0 | 136.26 | 4769.1 | 0 | 0
2.193.28 | B6.10.14 | (*) Condinsat drain pipe 25 mm |  | m | 20 |  |  | 0 | 0 |  | 34.2 | 684 |  | 45 | 900 |  | 0 | 0 | 34.06 | 681.2 | 0 | 0
| Note | Note Details
2.193.29 | - | Stormwater
| Item Code | Description | Item Remarks | Unit of Measurement | Quantity/Base Price |  |  | Unit Price/Discount % (Excluding VAT) | Total |  | Unit Price/Discount % (Excluding VAT) | Total |  | Unit Price/Discount % (Excluding VAT) | Total |  | Unit Price/Discount % (Excluding VAT) | Total | Unit Price/Discount % (Excluding VAT) | Total | Unit Price/Discount % (Excluding VAT) | Total
2.193.30 | B6.10.15 | (*) Rain water inlet |  | No. | 1 |  |  | 0 | 0 |  | 627 | 627 |  | 850 | 850 |  | 0 | 0 | 7380.61 | 7380.61 | 0 | 0
2.193.31 | B6.10.16 | (*) Rain water pipe 100 mm |  | m | 6 |  |  | 0 | 0 |  | 125.4 | 752.4 |  | 125 | 750 |  | 0 | 0 | 136.26 | 817.56 | 0 | 0
| Note | Note Details
2.193.32 | - | Water Supply
| Item Code | Description | Item Remarks | Unit of Measurement | Quantity/Base Price |  |  | Unit Price/Discount % (Excluding VAT) | Total |  | Unit Price/Discount % (Excluding VAT) | Total |  | Unit Price/Discount % (Excluding VAT) | Total |  | Unit Price/Discount % (Excluding VAT) | Total | Unit Price/Discount % (Excluding VAT) | Total | Unit Price/Discount % (Excluding VAT) | Total
2.193.33 | B6.10.17 | (*) Electric water heater |  | No. | 1 |  |  | 0 | 0 |  | 855 | 855 |  | 850 | 850 |  | 0 | 0 | 1362.57 | 1362.57 | 0 | 0
2.193.34 | B6.10.18 | (*) Isolating Valve |  | No. | 1 |  |  | 0 | 0 |  | 114 | 114 |  | 450 | 450 |  | 0 | 0 | 1703.22 | 1703.22 | 0 | 0
2.193.35 | B6.10.19 | (*) Geat Valve |  | No. | 1 |  |  | 0 | 0 |  | 171 | 171 |  | 550 | 550 |  | 0 | 0 | 2270.96 | 2270.96 | 0 | 0
2.193.36 | B6.10.20 | (*) Kitchen sink mixer |  | No. | 1 |  |  | 0 | 0 |  | 1710 | 1710 |  | 500 | 500 |  | 0 | 0 | 908.38 | 908.38 | 0 | 0
2.193.37 | B6.10.21 | (*) Cold water pipe ∅25mm |  | m | 8 |  |  | 0 | 0 |  | 45.6 | 364.8 |  | 55 | 440 |  | 0 | 0 | 56.77 | 454.16 | 0 | 0
2.193.38 | B6.10.22 | (*) hot water pipe ∅25mm |  | m | 6 |  |  | 0 | 0 |  | 45.6 | 273.6 |  | 65 | 390 |  | 0 | 0 | 56.77 | 340.62 | 0 | 0
| Note | Note Details
2.193.39 | - | Sanitary ware
2.193.40 | - | Supply and fix Sanitary Ware ,including all accessories needed for installation as per mention in drawings & specifications
| Item Code | Description | Item Remarks | Unit of Measurement | Quantity/Base Price |  |  | Unit Price/Discount % (Excluding VAT) | Total |  | Unit Price/Discount % (Excluding VAT) | Total |  | Unit Price/Discount % (Excluding VAT) | Total |  | Unit Price/Discount % (Excluding VAT) | Total | Unit Price/Discount % (Excluding VAT) | Total | Unit Price/Discount % (Excluding VAT) | Total
2.193.41 | B6.10.23 | (*) Sanitary ware |  | Item | 1 |  |  | 0 | 0 |  | 5472 | 5472 |  | 15000 | 15000 |  | 0 | 0 | 11354.79 | 11354.79 | 0 | 0
| Note | Note Details
2.193.42 | - | Fire protection
2.193.43 | - | Supply and installation, testing, commissioning fire fighting system with all accessories as per ADDC latest code
| Item Code | Description | Item Remarks | Unit of Measurement | Quantity/Base Price |  |  | Unit Price/Discount % (Excluding VAT) | Total |  | Unit Price/Discount % (Excluding VAT) | Total |  | Unit Price/Discount % (Excluding VAT) | Total |  | Unit Price/Discount % (Excluding VAT) | Total | Unit Price/Discount % (Excluding VAT) | Total | Unit Price/Discount % (Excluding VAT) | Total
2.193.44 | B6.10.24 | (*) 6 kg dry powder fire extinguisher |  | No. | 1 |  |  | 0 | 0 |  | 228 | 228 |  | 400 | 400 |  | 0 | 0 | 510.97 | 510.97 | 0 | 0
2.193.45 | B6.10.25 | (*) 5 kg co2 fire extinguisher |  | No. | 1 |  |  | 0 | 0 |  | 285 | 285 |  | 420 | 420 |  | 0 | 0 | 567.74 | 567.74 | 0 | 0
2.193.46 | B6.10.26 | (*) 9 ltr foam fire extinguisher |  | No. | 1 |  |  | 0 | 0 |  | 399 | 399 |  | 750 | 750 |  | 0 | 0 | 5677.4 | 5677.4 | 0 | 0
| Note | Note Details
2.193.47 | - | SUNDRIES:-
| Item Code | Description | Item Remarks | Unit of Measurement | Quantity/Base Price |  |  | Unit Price/Discount % (Excluding VAT) | Total |  | Unit Price/Discount % (Excluding VAT) | Total |  | Unit Price/Discount % (Excluding VAT) | Total |  | Unit Price/Discount % (Excluding VAT) | Total | Unit Price/Discount % (Excluding VAT) | Total | Unit Price/Discount % (Excluding VAT) | Total
2.193.48 | B6.10.26.1 | (*) Allow for supports |  | Item | 1 |  |  | 0 | 0 |  | 2280 | 2280 |  | 1000 | 1000 |  | 0 | 0 | 5677.4 | 5677.4 | 0 | 0
2.193.49 | B6.10.27 | (*) Allow for identifications, tag plates, labels, signage and colour coding for all services. |  | Item | 1 |  |  | 0 | 0 |  | 5700 | 5700 |  | 1000 | 1000 |  | 0 | 0 | 5677.4 | 5677.4 | 0 | 0
2.193.50 | B6.10.28 | (*) Allow for testing and pre-commissioning |  | Item | 1 |  |  | 0 | 0 |  | 3420 | 3420 |  | 500 | 500 |  | 0 | 0 | 5677.4 | 5677.4 | 0 | 0
2.193.51 | B6.10.29 | (*) Allow for commissioning |  | Item | 1 |  |  | 0 | 0 |  | 2280 | 2280 |  | 500 | 500 |  | 0 | 0 | 5677.4 | 5677.4 | 0 | 0
2.193.52 | B6.10.30 | (*) Allow for tools and spares |  | Item | 1 |  |  | 0 | 0 |  | 5700 | 5700 |  | 200 | 200 |  | 0 | 0 | 5677.4 | 5677.4 | 0 | 0
2.193.53 | B6.10.31 | (*) Allow for document and certification |  | Item | 1 |  |  | 0 | 0 |  | 11400 | 11400 |  | 1500 | 1500 |  | 0 | 0 | 5677.4 | 5677.4 | 0 | 0
2.193.54 | B6.10.32 | (*) Allow for co-ordination with other services |  | Item | 1 |  |  | 0 | 0 |  | 2280 | 2280 |  | 1500 | 1500 |  | 0 | 0 | 5677.4 | 5677.4 | 0 | 0
2.193.55 | B6.10.33 | (*) Allow for cutting or forming holes, mortises, chases, or the like and making good finishing |  | Item | 1 |  |  | 0 | 0 |  | 2280 | 2280 |  | 1500 | 1500 |  | 0 | 0 | 5677.4 | 5677.4 | 0 | 0
2.193.56 | B6.10.34 | (*) Allow for building in or cutting and pinning brackets or the like and making good finishing |  | Item | 1 |  |  | 0 | 0 |  | 3420 | 3420 |  | 1500 | 1500 |  | 0 | 0 | 5677.4 | 5677.4 | 0 | 0
2.193.57 | B6.10.35 | (*) Allow for protective painting to all systems |  | Item | 1 |  |  | 0 | 0 |  | 4560 | 4560 |  | 1000 | 1000 |  | 0 | 0 | 5677.4 | 5677.4 | 0 | 0
2.193.58 | B6.10.36 | (*) Allow for decorative painting to all systems |  | Item | 1 |  |  | 0 | 0 |  | 4560 | 4560 |  | 1000 | 1000 |  | 0 | 0 | 5677.4 | 5677.4 | 0 | 0
2.193.59 | B6.10.37 | (*) Allow for drawings, manuals, submittal, samples inspections, instruction books |  | Item | 1 |  |  | 0 | 0 |  | 17100 | 17100 |  | 3000 | 3000 |  | 0 | 0 | 5677.4 | 5677.4 | 0 | 0
2.193.60 | B6.10.38 | (*) Allow for builders work |  | Item | 1 |  |  | 95536 | 95536 |  | 9120 | 9120 |  | 25000 | 25000 |  | 0 | 0 | 5677.4 | 5677.4 | 0 | 0
| Note | Note Details
2.193.61 | - | Additional items
| Item Code | Description | Item Remarks | Unit of Measurement | Quantity/Base Price |  |  | Unit Price/Discount % (Excluding VAT) | Total |  | Unit Price/Discount % (Excluding VAT) | Total |  | Unit Price/Discount % (Excluding VAT) | Total |  | Unit Price/Discount % (Excluding VAT) | Total | Unit Price/Discount % (Excluding VAT) | Total | Unit Price/Discount % (Excluding VAT) | Total
2.193.62 | AI | (*) Contractor may price here any items which has been shown in the Contract drawings or any other Contract Documents but overlooked or not specifically mentioned inthe schedule of items and is necessary for the satisfactory completion of the Works. Should the Contractor fail to insert any item here, it will be deemed that lump sum Contract Price includes all such items and no claims for additional items will be entertained. |  | Item | 1 |  |  | 0 | 0 |  | 0 | 0 |  | 0 | 0 |  | 0 | 0 | 0 | 0 | 40000 | 40000
| Note | Note Details
2.193.63 | - | Please attach one PDF file to be named "Additional Items for (insert bill no/name & Section No/name)" for the details of these additional items in the additional attachment area at the end of the BOQ.
2.194 PPS-GR: B6-11 ELECTRICAL INSTALLATION | [6 empty] | 22350 | 48 (out of 48) | 79417 |  | 48 (out of 48) | 123120 |  | 48 (out of 48) | 70550 |  | 48 (out of 48) | 0 | 48 (out of 48) | 220510.11 | 48 (out of 48) | 30000
| Note | Note Details
2.194.1 | - | Final Distribution Board
2.194.2 | - | Supply, install, test and commission Wall mounted/ Free Standing Final Distribution Boards including circuit breakers, energy monitoring, conduits, ducts and trays from incoming/Outgoing power supply and all terminations as shown on the Drawings & Specifications for the following:-
| Item Code | Description | Item Remarks | Unit of Measurement | Quantity/Base Price |  |  | Unit Price/Discount % (Excluding VAT) | Total |  | Unit Price/Discount % (Excluding VAT) | Total |  | Unit Price/Discount % (Excluding VAT) | Total |  | Unit Price/Discount % (Excluding VAT) | Total | Unit Price/Discount % (Excluding VAT) | Total | Unit Price/Discount % (Excluding VAT) | Total
2.194.3 | B6.11.1 | (*) DB-GU |  | No. | 1 |  |  | 79417 | 79417 |  | 1938 | 1938 |  | 1500 | 1500 |  | 0 | 0 | 6812.87 | 6812.87 | 0 | 0
| Note | Note Details
2.194.4 | - | DISCONNECTING SWITCHES:-
2.194.5 | - | Supply ,Install, testing and commissioning AC23,IP65 Disconnecting switches including all interconnecting cables, wires , trays and Equipments Points from SMD panels and terminations.
| Item Code | Description | Item Remarks | Unit of Measurement | Quantity/Base Price |  |  | Unit Price/Discount % (Excluding VAT) | Total |  | Unit Price/Discount % (Excluding VAT) | Total |  | Unit Price/Discount % (Excluding VAT) | Total |  | Unit Price/Discount % (Excluding VAT) | Total | Unit Price/Discount % (Excluding VAT) | Total | Unit Price/Discount % (Excluding VAT) | Total
2.194.6 | B6.11.2 | (*) Single phase Isolator (SPN) IP65 |  | No. | 3 |  |  | 0 | 0 |  | 969 | 2907 |  | 450 | 1350 |  | 0 | 0 | 965.16 | 2895.48 | 0 | 0
| Note | Note Details
2.194.7 | - | LIGHTING FIXTURES
2.194.8 | - | Supply, install, testing and commissioning complete Light fittings including cabling, wiring, conduits and switches in connections to permanent wiring system
| Item Code | Description | Item Remarks | Unit of Measurement | Quantity/Base Price |  |  | Unit Price/Discount % (Excluding VAT) | Total |  | Unit Price/Discount % (Excluding VAT) | Total |  | Unit Price/Discount % (Excluding VAT) | Total |  | Unit Price/Discount % (Excluding VAT) | Total | Unit Price/Discount % (Excluding VAT) | Total | Unit Price/Discount % (Excluding VAT) | Total
2.194.9 | B6.11.3 | (*) Electrical points for Type L1 |  | No. | 1 |  |  | 0 | 0 |  | 627 | 627 |  | 970 | 970 |  | 0 | 0 | 908.38 | 908.38 | 0 | 0
2.194.10 | B6.11.4 | (*) Electrical points for Type L2 | Quantity updated | No. | 2 |  |  | 0 | 0 |  | 513 | 1026 |  | 880 | 1760 |  | 0 | 0 | 1021.93 | 2043.86 | 0 | 0
2.194.11 | B6.11.5 | (*) Electrical points for Type L4 |  | No. | 1 |  |  | 0 | 0 |  | 456 | 456 |  | 670 | 670 |  | 0 | 0 | 851.61 | 851.61 | 0 | 0
2.194.12 | B6.11.6 | (*) Electrical points for Type L7 |  | No. | 1 |  |  | 0 | 0 |  | 399 | 399 |  | 370 | 370 |  | 0 | 0 | 908.38 | 908.38 | 0 | 0
2.194.13 | B6.11.7 | (*) Electrical points for Type L9 |  | No. | 1 |  |  | 0 | 0 |  | 1390.8 | 1390.8 |  | 2140 | 2140 |  | 0 | 0 | 1703.22 | 1703.22 | 0 | 0
2.194.14 | B6.11.8 | (*) Surface Mountain Self Contained Non Maintained, 3 Hours Duration 1x12W Emergency Light |  | No. | 1 |  |  | 0 | 0 |  | 478.8 | 478.8 |  | 1320 | 1320 |  | 0 | 0 | 1703.22 | 1703.22 | 0 | 0
| Note | Note Details
2.194.15 | - | WIRING DEVICES & ACCESSORIES
2.194.16 | - | Supply, install and connect the following devices including device boxes, cover, plates, conduits and wiring between devices and distribution boards, switch panels, etc. as per drawings:
| Item Code | Description | Item Remarks | Unit of Measurement | Quantity/Base Price |  |  | Unit Price/Discount % (Excluding VAT) | Total |  | Unit Price/Discount % (Excluding VAT) | Total |  | Unit Price/Discount % (Excluding VAT) | Total |  | Unit Price/Discount % (Excluding VAT) | Total | Unit Price/Discount % (Excluding VAT) | Total | Unit Price/Discount % (Excluding VAT) | Total
2.194.17 | B6.11.9 | (*) 20A double pole switch |  | No. | 2 |  |  | 0 | 0 |  | 222.3 | 444.6 |  | 300 | 600 |  | 0 | 0 | 851.61 | 1703.22 | 0 | 0
2.194.18 | B6.11.10 | (*) One way Two gang lighting grid switch |  | No. | 2 |  |  | 0 | 0 |  | 205.2 | 410.4 |  | 320 | 640 |  | 0 | 0 | 738.06 | 1476.12 | 0 | 0
| Note | Note Details
2.194.19 | - | POWER INSTALLATION:
2.194.20 | - | Wiring Devices Points
2.194.21 | - | Supply ,Install, testing and commissioning complete including points of Wiring devices with cover plates and outlet boxes , wiring cable tray & required all terminations,conduits,boxes , back boxes, couplers, draw boxes, junction boxes, wiring etc complete as per Drawings and Specifications.
| Item Code | Description | Item Remarks | Unit of Measurement | Quantity/Base Price |  |  | Unit Price/Discount % (Excluding VAT) | Total |  | Unit Price/Discount % (Excluding VAT) | Total |  | Unit Price/Discount % (Excluding VAT) | Total |  | Unit Price/Discount % (Excluding VAT) | Total | Unit Price/Discount % (Excluding VAT) | Total | Unit Price/Discount % (Excluding VAT) | Total
2.194.22 | B6.11.11 | (*) 13A switched single socket outlet |  | No. | 1 |  |  | 0 | 0 |  | 239.4 | 239.4 |  | 320 | 320 |  | 0 | 0 | 681.29 | 681.29 | 0 | 0
2.194.23 | B6.11.12 | (*) 13A switched double socket outlet |  | No. | 3 |  |  | 0 | 0 |  | 273.6 | 820.8 |  | 380 | 1140 |  | 0 | 0 | 794.84 | 2384.52 | 0 | 0
2.194.24 | B6.11.13 | (*) cocker control unit |  | No. | 1 |  |  | 0 | 0 |  | 319.2 | 319.2 |  | 450 | 450 |  | 0 | 0 | 851.61 | 851.61 | 0 | 0
2.194.25 | B6.11.14 | (*) 13A switched single socket outlet above bench level |  | No. | 1 |  |  | 0 | 0 |  | 239.4 | 239.4 |  | 380 | 380 |  | 0 | 0 | 738.06 | 738.06 | 0 | 0
2.194.26 | B6.11.15 | (*) Flexible outlet above false ceiling |  | No. | 1 |  |  | 0 | 0 |  | 250.8 | 250.8 |  | 400 | 400 |  | 0 | 0 | 908.38 | 908.38 | 0 | 0
2.194.27 | B6.11.16 | (*) Flex outlet for water heater |  | No. | 1 |  |  | 0 | 0 |  | 250.8 | 250.8 |  | 400 | 400 |  | 0 | 0 | 908.38 | 908.38 | 0 | 0
2.194.28 | B6.11.17 | (*) Emergency push button |  | No. | 1 |  |  | 0 | 0 |  | 399 | 399 |  | 650 | 650 |  | 0 | 0 | 3406.44 | 3406.44 | 0 | 0
| Note | Note Details
2.194.29 | - | Lightning Protection System
2.194.30 | - | Supply, install, test and commission complete lightning protection system air termination network, fitting and connection complete in accordance with Specifications and Drawings.
| Item Code | Description | Item Remarks | Unit of Measurement | Quantity/Base Price |  |  | Unit Price/Discount % (Excluding VAT) | Total |  | Unit Price/Discount % (Excluding VAT) | Total |  | Unit Price/Discount % (Excluding VAT) | Total |  | Unit Price/Discount % (Excluding VAT) | Total | Unit Price/Discount % (Excluding VAT) | Total | Unit Price/Discount % (Excluding VAT) | Total
2.194.31 | B6.11.18 | (*) Earth pit |  | Item | 1 |  |  | 0 | 0 |  | 5700 | 5700 |  | 5000 | 5000 |  | 0 | 0 | 6812.87 | 6812.87 | 0 | 0
2.194.32 | B6.11.19 | (*) Free standing air terminal for protection of mechanical equipment. |  | Item | 1 |  |  | 0 | 0 |  | 9120 | 9120 |  | 1000 | 1000 |  | 0 | 0 | 5677.4 | 5677.4 | 0 | 0
2.194.33 | B6.11.20 | (*) Thermo weld in all joints |  | Item | 1 |  |  | 0 | 0 |  | 2280 | 2280 |  | 400 | 400 |  | 0 | 0 | 5677.4 | 5677.4 | 0 | 0
2.194.34 | B6.11.21 | (*) Copper tape down conductor |  | Item | 1 |  |  | 0 | 0 |  | 4560 | 4560 |  | 1000 | 1000 |  | 0 | 0 | 5677.4 | 5677.4 | 0 | 0
2.194.35 | B6.11.22 | (*) Down conductor to earth pit |  | Item | 1 |  |  | 0 | 0 |  | 1368 | 1368 |  | 1000 | 1000 |  | 0 | 0 | 5109.66 | 5109.66 | 0 | 0
2.194.36 | B6.11.23 | (*) 1C 70mm² PVC/SC direct buried cable |  | Item | 1 |  |  | 0 | 0 |  | 7980 | 7980 |  | 1100 | 1100 |  | 0 | 0 | 1703.22 | 1703.22 | 0 | 0
2.194.37 | B6.11.24 | (*) 25x 3mm bare copper tape lightning protection air terminal |  | Item | 1 |  |  | 0 | 0 |  | 11400 | 11400 |  | 4000 | 4000 |  | 0 | 0 | 5677.4 | 5677.4 | 0 | 0
| Note | Note Details
2.194.38 | - | CCTV System Installation
2.194.39 | - | Allow for all necessary works in connection with CCTV installation complete including supply, installation, testing and commissioning as per the drawings and/or the specifications
2.194.40 | - | CCTV system shall including supply, installation, connections, testing & commissioning and documentation but not limmted to the followings:
| Item Code | Description | Item Remarks | Unit of Measurement | Quantity/Base Price |  |  | Unit Price/Discount % (Excluding VAT) | Total |  | Unit Price/Discount % (Excluding VAT) | Total |  | Unit Price/Discount % (Excluding VAT) | Total |  | Unit Price/Discount % (Excluding VAT) | Total | Unit Price/Discount % (Excluding VAT) | Total | Unit Price/Discount % (Excluding VAT) | Total
2.194.41 | B6.11.25 | (*) Dome type camera IP (Day & Night) POE ,Recognize |  | No. | 1 |  |  | 0 | 0 |  | 1710 | 1710 |  | 6000 | 6000 |  | 0 | 0 | 9083.83 | 9083.83 | 0 | 0
2.194.42 | B6.11.26 | (*) Conduites, wiring, patch panels, cables, termination, trunking, ,junction boxes,earthing and trays... etc related work required for CCTV system |  | Item | 1 |  |  | 0 | 0 |  | 5700 | 5700 |  | 2500 | 2500 |  | 0 | 0 | 20438.62 | 20438.62 | 0 | 0
| Note | Note Details
2.194.43 | - | COMMUNICATION SYSTEMS
2.194.44 | - | TELECOMMUNICATION SYSTEM:-
2.194.45 | - | Supply, install, testing and commissioning complete Telecom System Equipments Points & Accessories including connection and terminations as per Client Requirements, drawings ,Specifications and as per latest Etisalat regulations.
| Item Code | Description | Item Remarks | Unit of Measurement | Quantity/Base Price |  |  | Unit Price/Discount % (Excluding VAT) | Total |  | Unit Price/Discount % (Excluding VAT) | Total |  | Unit Price/Discount % (Excluding VAT) | Total |  | Unit Price/Discount % (Excluding VAT) | Total | Unit Price/Discount % (Excluding VAT) | Total | Unit Price/Discount % (Excluding VAT) | Total
2.194.46 | B6.11.27 | (*) Dual RJ 45outlet |  | No. | 2 |  |  | 0 | 0 |  | 399 | 798 |  | 720 | 1440 |  | 0 | 0 | 908.38 | 1816.76 | 0 | 0
2.194.47 | B6.11.28 | (*) Conduites, wiring, cables, termination, trunking, ,junction boxes,earthing and trays etc related to telecommunication system |  | Item | 1 |  |  | 0 | 0 |  | 5700 | 5700 |  | 5000 | 5000 |  | 0 | 0 | 17032.19 | 17032.19 | 0 | 0
| Note | Note Details
2.194.48 | - | FIRE ALARM & SECURITY SYSTEMS
2.194.49 | - | ANALOGUE ADDRESSABLE FIRE ALARM SYSTEM
2.194.50 | - | Fire Alarm Installation
2.194.51 | - | Allow for all necessary works in connection with fire alarm installation complete including supply, installation, testing and commissioning as per the drawings and/or the specifications
2.194.52 | - | Complete addressable fire alarm system including all devices / elements as shown on the drawings and/or in specificationshall including supply, installation, connections, testing & commissioning and documentation for the following but not limtted to:
| Item Code | Description | Item Remarks | Unit of Measurement | Quantity/Base Price |  |  | Unit Price/Discount % (Excluding VAT) | Total |  | Unit Price/Discount % (Excluding VAT) | Total |  | Unit Price/Discount % (Excluding VAT) | Total |  | Unit Price/Discount % (Excluding VAT) | Total | Unit Price/Discount % (Excluding VAT) | Total | Unit Price/Discount % (Excluding VAT) | Total
2.194.53 | B6.11.29 | (*) Addressable Smoke detector |  | No. | 1 |  |  | 0 | 0 |  | 399 | 399 |  | 350 | 350 |  | 0 | 0 | 1419.35 | 1419.35 | 0 | 0
2.194.54 | B6.11.30 | (*) Addressable heat detector |  | No. | 1 |  |  | 0 | 0 |  | 399 | 399 |  | 450 | 450 |  | 0 | 0 | 1362.57 | 1362.57 | 0 | 0
2.194.55 | B6.11.31 | (*) Addressable manual call point |  | No. | 1 |  |  | 0 | 0 |  | 399 | 399 |  | 500 | 500 |  | 0 | 0 | 1419.35 | 1419.35 | 0 | 0
2.194.56 | B6.11.32 | (*) Addressable Fire Alarm sounder with strobe weather proof |  | No. | 1 |  |  | 0 | 0 |  | 2280 | 2280 |  | 650 | 650 |  | 0 | 0 | 1362.57 | 1362.57 | 0 | 0
2.194.57 | B6.11.33 | (*) Monitor Module |  | No. | 1 |  |  | 0 | 0 |  | 22800 | 22800 |  | 1500 | 1500 |  | 0 | 0 | 2838.7 | 2838.7 | 0 | 0
2.194.58 | B6.11.34 | (*) conduits, cabling, trays, ducts, trunking related to fire alarm system. |  | Item | 1 |  |  | 0 | 0 |  | 17100 | 17100 |  | 8000 | 8000 |  | 0 | 0 | 22709.58 | 22709.58 | 0 | 0
| Note | Note Details
2.194.59 | - | SUNDRIES:-
| Item Code | Description | Item Remarks | Unit of Measurement | Quantity/Base Price |  |  | Unit Price/Discount % (Excluding VAT) | Total |  | Unit Price/Discount % (Excluding VAT) | Total |  | Unit Price/Discount % (Excluding VAT) | Total |  | Unit Price/Discount % (Excluding VAT) | Total | Unit Price/Discount % (Excluding VAT) | Total | Unit Price/Discount % (Excluding VAT) | Total
2.194.60 | B6.11.35 | (*) Allow for supports |  | Item | 1 |  |  | 0 | 0 |  | 570 | 570 |  | 2000 | 2000 |  | 0 | 0 | 5677.4 | 5677.4 | 0 | 0
2.194.61 | B6.11.36 | (*) Allow for identifications, tag plates, labels, signage and colour coding for all services. |  | Item | 1 |  |  | 0 | 0 |  | 570 | 570 |  | 1000 | 1000 |  | 0 | 0 | 5677.4 | 5677.4 | 0 | 0
2.194.62 | B6.11.37 | (*) Allow for testing and pre-commissioning |  | Item | 1 |  |  | 0 | 0 |  | 570 | 570 |  | 500 | 500 |  | 0 | 0 | 5677.4 | 5677.4 | 0 | 0
2.194.63 | B6.11.38 | (*) Allow for commissioning |  | Item | 1 |  |  | 0 | 0 |  | 570 | 570 |  | 500 | 500 |  | 0 | 0 | 5677.4 | 5677.4 | 0 | 0
2.194.64 | B6.11.39 | (*) Allow for tools and spares |  | Item | 1 |  |  | 0 | 0 |  | 570 | 570 |  | 100 | 100 |  | 0 | 0 | 5677.4 | 5677.4 | 0 | 0
2.194.65 | B6.11.40 | (*) Allow for document and certification |  | Item | 1 |  |  | 0 | 0 |  | 570 | 570 |  | 1000 | 1000 |  | 0 | 0 | 5677.4 | 5677.4 | 0 | 0
2.194.66 | B6.11.41 | (*) Allow for co-ordination with other services |  | Item | 1 |  |  | 0 | 0 |  | 570 | 570 |  | 1000 | 1000 |  | 0 | 0 | 5677.4 | 5677.4 | 0 | 0
2.194.67 | B6.11.42 | (*) Allow for cutting or forming holes, mortises, chases, or the like and making good finishing |  | Item | 1 |  |  | 0 | 0 |  | 570 | 570 |  | 1000 | 1000 |  | 0 | 0 | 5677.4 | 5677.4 | 0 | 0
2.194.68 | B6.11.43 | (*) Allow for building in or cutting and pinning brackets or the like and making good finishing |  | Item | 1 |  |  | 0 | 0 |  | 570 | 570 |  | 1000 | 1000 |  | 0 | 0 | 5677.4 | 5677.4 | 0 | 0
2.194.69 | B6.11.44 | (*) Allow for protective painting to all systems |  | Item | 1 |  |  | 0 | 0 |  | 570 | 570 |  | 500 | 500 |  | 0 | 0 | 5677.4 | 5677.4 | 0 | 0
2.194.70 | B6.11.45 | (*) Allow for decorative painting to all systems |  | Item | 1 |  |  | 0 | 0 |  | 570 | 570 |  | 500 | 500 |  | 0 | 0 | 5677.4 | 5677.4 | 0 | 0
2.194.71 | B6.11.46 | (*) Allow for drawings, manuals, submittal, samples inspections, instruction books |  | Item | 1 |  |  | 0 | 0 |  | 570 | 570 |  | 1500 | 1500 |  | 0 | 0 | 5677.4 | 5677.4 | 0 | 0
2.194.72 | B6.11.47 | (*) Allow for builders work |  | Item | 1 |  |  | 0 | 0 |  | 3990 | 3990 |  | 5000 | 5000 |  | 0 | 0 | 5677.4 | 5677.4 | 0 | 0
| Note | Note Details
2.194.73 | - | Additional items
| Item Code | Description | Item Remarks | Unit of Measurement | Quantity/Base Price |  |  | Unit Price/Discount % (Excluding VAT) | Total |  | Unit Price/Discount % (Excluding VAT) | Total |  | Unit Price/Discount % (Excluding VAT) | Total |  | Unit Price/Discount % (Excluding VAT) | Total | Unit Price/Discount % (Excluding VAT) | Total | Unit Price/Discount % (Excluding VAT) | Total
2.194.74 | AI | (*) Contractor may price here any items which has been shown in the Contract drawings or any other Contract Documents but overlooked or not specifically mentioned inthe schedule of items and is necessary for the satisfactory completion of the Works. Should the Contractor fail to insert any item here, it will be deemed that lump sum Contract Price includes all such items and no claims for additional items will be entertained. |  | Item | 1 |  |  | 0 | 0 |  | 0 | 0 |  | 0 | 0 |  | 0 | 0 | 0 | 0 | 30000 | 30000
| Note | Note Details
2.194.75 | - | Please attach one PDF file to be named "Additional Items for (insert bill no/name & Section No/name)" for the details of these additional items in the additional attachment area at the end of the BOQ.
2.195 PPS-UB: BILL NO 07 - UTILITY BUILDING | [6 empty] | 5492716 |  | 5759738 |  | 0 (out of 0) | 7976074.5 |  | 0 (out of 0) | 7838468 |  | 0 (out of 0) | 5393528 | 0 (out of 0) | 11244168.1 | 0 (out of 0) | 7917072
2.196 PPS-UB: B7-01 SITE WORK | [6 empty] | 12178 | 6 (out of 6) | 30354 |  | 6 (out of 6) | 33112.44 |  | 6 (out of 6) | 15854 |  | 6 (out of 6) | 17163 | 6 (out of 6) | 33579.11 | 6 (out of 6) | 43862
| Note | Note Details
2.196.1 | - | Site preparation
| Item Code | Description | Item Remarks | Unit of Measurement | Quantity/Base Price |  |  | Unit Price/Discount % (Excluding VAT) | Total |  | Unit Price/Discount % (Excluding VAT) | Total |  | Unit Price/Discount % (Excluding VAT) | Total |  | Unit Price/Discount % (Excluding VAT) | Total | Unit Price/Discount % (Excluding VAT) | Total | Unit Price/Discount % (Excluding VAT) | Total
2.196.2 | B7.1.1 | (*) Site Preparation |  | m2 | 110 |  |  | 5 | 550 |  | 28.5 | 3135 |  | 10 | 1100 |  | 10 | 1100 | 9.59 | 1054.9 | 50 | 5500
| Note | Note Details
2.196.3 | - | Excavation
| Item Code | Description | Item Remarks | Unit of Measurement | Quantity/Base Price |  |  | Unit Price/Discount % (Excluding VAT) | Total |  | Unit Price/Discount % (Excluding VAT) | Total |  | Unit Price/Discount % (Excluding VAT) | Total |  | Unit Price/Discount % (Excluding VAT) | Total | Unit Price/Discount % (Excluding VAT) | Total | Unit Price/Discount % (Excluding VAT) | Total
2.196.4 | B7.1.2 | (*) Pit excavation to receive foundation bases depth 1.5 m |  | m3 | 285 |  |  | 18 | 5130 |  | 45.6 | 12996 |  | 15 | 4275 |  | 28 | 7980 | 41.95 | 11955.75 | 40 | 11400
| Note | Note Details
2.196.5 | - | Disposal of excavated materials
2.196.6 | - | Remove surplus unsuitable excavated materials within site without compacting .
| Item Code | Description | Item Remarks | Unit of Measurement | Quantity/Base Price |  |  | Unit Price/Discount % (Excluding VAT) | Total |  | Unit Price/Discount % (Excluding VAT) | Total |  | Unit Price/Discount % (Excluding VAT) | Total |  | Unit Price/Discount % (Excluding VAT) | Total | Unit Price/Discount % (Excluding VAT) | Total | Unit Price/Discount % (Excluding VAT) | Total
2.196.7 | B7.1.3 | (*) Spread surplus within site |  | Item | 1 |  |  | 19796 | 19796 |  | 5700 | 5700 |  | 5000 | 5000 |  | 1898 | 1898 | 8539.75 | 8539.75 | 10000 | 10000
| Note | Note Details
2.196.8 | - | Filling
| Item Code | Description | Item Remarks | Unit of Measurement | Quantity/Base Price |  |  | Unit Price/Discount % (Excluding VAT) | Total |  | Unit Price/Discount % (Excluding VAT) | Total |  | Unit Price/Discount % (Excluding VAT) | Total |  | Unit Price/Discount % (Excluding VAT) | Total | Unit Price/Discount % (Excluding VAT) | Total | Unit Price/Discount % (Excluding VAT) | Total
2.196.9 | B7.1.4 | (*) Selected fill from excavated materials all in accordance with the Specifications |  | m3 | 212 |  |  | 18 | 3816 |  | 45.6 | 9667.2 |  | 20 | 4240 |  | 25 | 5300 | 52.74 | 11180.88 | 75 | 15900
| Note | Note Details
2.196.10 | - | Anti Treatment
2.196.11 | - | Allow for termite control; prepare and apply anti-termite treatment; all in accordance with the Specifications and subject to the Contractor's approval
| Item Code | Description | Item Remarks | Unit of Measurement | Quantity/Base Price |  |  | Unit Price/Discount % (Excluding VAT) | Total |  | Unit Price/Discount % (Excluding VAT) | Total |  | Unit Price/Discount % (Excluding VAT) | Total |  | Unit Price/Discount % (Excluding VAT) | Total | Unit Price/Discount % (Excluding VAT) | Total | Unit Price/Discount % (Excluding VAT) | Total
2.196.12 | B7.1.5 | (*) To horizontal and vertical surfaces |  | m2 | 177 |  |  | 6 | 1062 |  | 9.12 | 1614.24 |  | 7 | 1239 |  | 5 | 885 | 4.79 | 847.83 | 6 | 1062
| Note | Note Details
2.196.13 | - | Additional items
| Item Code | Description | Item Remarks | Unit of Measurement | Quantity/Base Price |  |  | Unit Price/Discount % (Excluding VAT) | Total |  | Unit Price/Discount % (Excluding VAT) | Total |  | Unit Price/Discount % (Excluding VAT) | Total |  | Unit Price/Discount % (Excluding VAT) | Total | Unit Price/Discount % (Excluding VAT) | Total | Unit Price/Discount % (Excluding VAT) | Total
2.196.14 | AI | (*) Contractor may price here any items which has been shown in the Contract drawings or any other Contract Documents but overlooked or not specifically mentioned inthe schedule of items and is necessary for the satisfactory completion of the Works. Should the Contractor fail to insert any item here, it will be deemed that lump sum Contract Price includes all such items and no claims for additional items will be entertained. |  | Item | 1 |  |  | 0 | 0 |  | 0 | 0 |  | 0 | 0 |  | 0 | 0 | 0 | 0 | 0 | 0
| Note | Note Details
2.196.15 | - | Please attach one PDF file to be named "Additional Items for (insert bill no/name & Section No/name)" for the details of these additional items in the additional attachment area at the end of the BOQ.
2.197 PPS-UB: B7-02 CONCRETE WORK | [6 empty] | 197800 | 16 (out of 16) | 218105 |  | 16 (out of 16) | 285912 |  | 16 (out of 16) | 245410 |  | 16 (out of 16) | 229541 | 16 (out of 16) | 336744.1 | 16 (out of 16) | 320600
| Note | Note Details
2.197.1 | - | SUBSTRUCTURE
2.197.2 | - | Poured Concrete
2.197.3 | - | Plain concrete (20 N/mm2) as per specifications and drawings.
| Item Code | Description | Item Remarks | Unit of Measurement | Quantity/Base Price |  |  | Unit Price/Discount % (Excluding VAT) | Total |  | Unit Price/Discount % (Excluding VAT) | Total |  | Unit Price/Discount % (Excluding VAT) | Total |  | Unit Price/Discount % (Excluding VAT) | Total | Unit Price/Discount % (Excluding VAT) | Total | Unit Price/Discount % (Excluding VAT) | Total
2.197.4 | B7.2.1 | (*) Blinding; 50 mm thick |  | m3 | 3 |  |  | 460 | 1380 |  | 798 | 2394 |  | 385 | 1155 |  | 413 | 1239 | 496.2 | 1488.6 | 600 | 1800
2.197.5 | B7.2.2 | (*) Blinding; 100 mm thick |  | m3 | 11 |  |  | 23 | 253 |  | 798 | 8778 |  | 385 | 4235 |  | 413 | 4543 | 496.2 | 5458.2 | 600 | 6600
| Note | Note Details
2.197.6 | - | Reinforcment Concrete (40 N/mm2) in Type I SRC cement including all shuttering,supportsand all related works as per specifications and drawings.
| Item Code | Description | Item Remarks | Unit of Measurement | Quantity/Base Price |  |  | Unit Price/Discount % (Excluding VAT) | Total |  | Unit Price/Discount % (Excluding VAT) | Total |  | Unit Price/Discount % (Excluding VAT) | Total |  | Unit Price/Discount % (Excluding VAT) | Total | Unit Price/Discount % (Excluding VAT) | Total | Unit Price/Discount % (Excluding VAT) | Total
2.197.7 | B7.2.3 | (*) Footing |  | m3 | 40 |  |  | 1334 | 53360 |  | 1710 | 68400 |  | 1100 | 44000 |  | 951 | 38040 | 1549.74 | 61989.6 | 1300 | 52000
2.197.8 | B7.2.4 | (*) Grade beams |  | m3 | 7 |  |  | 1440 | 10080 |  | 1710 | 11970 |  | 1200 | 8400 |  | 1398 | 9786 | 2174.19 | 15219.33 | 1600 | 11200
2.197.9 | B7.2.5 | (*) Columns neck |  | m3 | 2 |  |  | 1479 | 2958 |  | 1710 | 3420 |  | 2000 | 4000 |  | 2655 | 5310 | 2475.03 | 4950.06 | 1900 | 3800
2.197.10 | B7.2.6 | (*) Grade slab; |  | m3 | 10 |  |  | 1149 | 11490 |  | 1710 | 17100 |  | 700 | 7000 |  | 567 | 5670 | 835.4 | 8354 | 1400 | 14000
2.197.11 | B7.2.7 | (*) walls and steps |  | m3 | 7 |  |  | 1215 | 8505 |  | 1710 | 11970 |  | 1000 | 7000 |  | 1329 | 9303 | 2475.03 | 17325.21 | 1600 | 11200
2.197.12 | B7.2.8 | (*) U/G water tank |  | m3 | 37 |  |  | 1334 | 49358 |  | 1710 | 63270 |  | 2250 | 83250 |  | 1374 | 50838 | 2475.03 | 91576.11 | 1500 | 55500
| Note | Note Details
2.197.13 | - | SUPER STRUCTURE
2.197.14 | - | Reinforcmen Concrete (40 N/mm2) in Type I OPC cement including all shuttering,supportsand all related works as per specifications and drawings.
| Item Code | Description | Item Remarks | Unit of Measurement | Quantity/Base Price |  |  | Unit Price/Discount % (Excluding VAT) | Total |  | Unit Price/Discount % (Excluding VAT) | Total |  | Unit Price/Discount % (Excluding VAT) | Total |  | Unit Price/Discount % (Excluding VAT) | Total | Unit Price/Discount % (Excluding VAT) | Total | Unit Price/Discount % (Excluding VAT) | Total
2.197.15 | B7.2.9 | (*) Columns |  | m3 | 7 |  |  | 1460 | 10220 |  | 1710 | 11970 |  | 1970 | 13790 |  | 2116 | 14812 | 3004.79 | 21033.53 | 1600 | 11200
2.197.16 | B7.2.10 | (*) Drop Beams |  | m3 | 7 |  |  | 1447 | 10129 |  | 1710 | 11970 |  | 1500 | 10500 |  | 1992 | 13944 | 2798.64 | 19590.48 | 1500 | 10500
2.197.17 | B7.2.11 | (*) Solid slab |  | m3 | 22 |  |  | 1328 | 29216 |  | 1710 | 37620 |  | 1460 | 32120 |  | 1405 | 30910 | 2196.96 | 48333.12 | 1400 | 30800
2.197.18 | B7.2.12 | (*) Parapet |  | m3 | 12 |  |  | 1328 | 15936 |  | 1710 | 20520 |  | 1580 | 18960 |  | 1914 | 22968 | 2798.64 | 33583.68 | 1500 | 18000
2.197.19 | B7.2.13 | (*) foundation for the roof equipment |  | Item | 1 |  |  | 12742 | 12742 |  | 11400 | 11400 |  | 6000 | 6000 |  | 3548 | 3548 | 1549.74 | 1549.74 | 12000 | 12000
2.197.20 | B7.2.14 | (*) Cement Claustra LW2 |  | No. | 1 |  |  | 1328 | 1328 |  | 1710 | 1710 |  | 0 | 0 |  | 1380 | 1380 | 1797.84 | 1797.84 | 72000 | 72000
| Note | Note Details
2.197.21 | - | Sundries
| Item Code | Description | Item Remarks | Unit of Measurement | Quantity/Base Price |  |  | Unit Price/Discount % (Excluding VAT) | Total |  | Unit Price/Discount % (Excluding VAT) | Total |  | Unit Price/Discount % (Excluding VAT) | Total |  | Unit Price/Discount % (Excluding VAT) | Total | Unit Price/Discount % (Excluding VAT) | Total | Unit Price/Discount % (Excluding VAT) | Total
2.197.22 | B7.2.15 | (*) Expansion joints; all in accordance with the Specifications |  | Item | 1 |  |  | 1150 | 1150 |  | 3420 | 3420 |  | 5000 | 5000 |  | 17250 | 17250 | 4494.6 | 4494.6 | 10000 | 10000
| Note | Note Details
2.197.23 | - | Additional items
| Item Code | Description | Item Remarks | Unit of Measurement | Quantity/Base Price |  |  | Unit Price/Discount % (Excluding VAT) | Total |  | Unit Price/Discount % (Excluding VAT) | Total |  | Unit Price/Discount % (Excluding VAT) | Total |  | Unit Price/Discount % (Excluding VAT) | Total | Unit Price/Discount % (Excluding VAT) | Total | Unit Price/Discount % (Excluding VAT) | Total
2.197.24 | AI | (*) Contractor may price here any items which has been shown in the Contract drawings or any other Contract Documents but overlooked or not specifically mentioned inthe schedule of items and is necessary for the satisfactory completion of the Works. Should the Contractor fail to insert any item here, it will be deemed that lump sum Contract Price includes all such items and no claims for additional items will be entertained. |  | Item | 1 |  |  | 0 | 0 |  | 0 | 0 |  | 0 | 0 |  | 0 | 0 | 0 | 0 | 0 | 0
| Note | Note Details
2.197.25 | - | Please attach one PDF file to be named "Additional Items for (insert bill no/name & Section No/name)" for the details of these additional items in the additional attachment area at the end of the BOQ.
2.198 PPS-UB: B7-03 MASONRY | [6 empty] | 27220 | 5 (out of 5) | 23963 |  | 5 (out of 5) | 33692.7 |  | 5 (out of 5) | 23025 |  | 5 (out of 5) | 33995 | 5 (out of 5) | 32989.31 | 5 (out of 5) | 35150
| Note | Note Details
2.198.1 | - | Block Walls
2.198.2 | - | Thermal concrete masonry units bedded and jointed in cement including mortar including concrete filling, wall ties, bed joints, reinforcement metal lath (where required), head restraint,anchors, and column stiffeners; including all necessary accessories; as shown on Drawing all in accordance with the Specifications
| Item Code | Description | Item Remarks | Unit of Measurement | Quantity/Base Price |  |  | Unit Price/Discount % (Excluding VAT) | Total |  | Unit Price/Discount % (Excluding VAT) | Total |  | Unit Price/Discount % (Excluding VAT) | Total |  | Unit Price/Discount % (Excluding VAT) | Total | Unit Price/Discount % (Excluding VAT) | Total | Unit Price/Discount % (Excluding VAT) | Total
2.198.3 | B7.3.1 | (*) 200 mm thick External Solid Block walls |  | m2 | 122 |  |  | 93 | 11346 |  | 148.2 | 18080.4 |  | 110 | 13420 |  | 135 | 16470 | 140.23 | 17108.06 | 140 | 17080
2.198.4 | B7.3.2 | (*) Precast Claustra |  | m2 | 6 |  |  | 672 | 4032 |  | 228 | 1368 |  | 0 | 0 |  | 1320 | 7920 | 269.68 | 1618.08 | 1000 | 6000
| Note | Note Details
2.198.5 | - | Concrete masonry units bedded and jointed in cement including mortar including concrete filling, wall ties, bed joints, reinforcement metal lath (where required), head restraint,anchors, and column stiffeners; including all necessary accessories; as shown on Drawing all in accordance with the Specifications
| Item Code | Description | Item Remarks | Unit of Measurement | Quantity/Base Price |  |  | Unit Price/Discount % (Excluding VAT) | Total |  | Unit Price/Discount % (Excluding VAT) | Total |  | Unit Price/Discount % (Excluding VAT) | Total |  | Unit Price/Discount % (Excluding VAT) | Total | Unit Price/Discount % (Excluding VAT) | Total | Unit Price/Discount % (Excluding VAT) | Total
2.198.6 | B7.3.3 | (*) 200 mm thick Hollow Block walls |  | m2 | 85 |  |  | 79 | 6715 |  | 136.8 | 11628 |  | 75 | 6375 |  | 86 | 7310 | 135.44 | 11512.4 | 110 | 9350
2.198.7 | B7.3.4 | (*) 250 mm thick Solid Block |  | m2 | 17 |  |  | 110 | 1870 |  | 153.9 | 2616.3 |  | 190 | 3230 |  | 135 | 2295 | 161.81 | 2750.77 | 160 | 2720
| Note | Note Details
2.198.8 | - | Additional items
| Item Code | Description | Item Remarks | Unit of Measurement | Quantity/Base Price |  |  | Unit Price/Discount % (Excluding VAT) | Total |  | Unit Price/Discount % (Excluding VAT) | Total |  | Unit Price/Discount % (Excluding VAT) | Total |  | Unit Price/Discount % (Excluding VAT) | Total | Unit Price/Discount % (Excluding VAT) | Total | Unit Price/Discount % (Excluding VAT) | Total
2.198.9 | AI | (*) Contractor may price here any items which has been shown in the Contract drawings or any other Contract Documents but overlooked or not specifically mentioned inthe schedule of items and is necessary for the satisfactory completion of the Works. Should the Contractor fail to insert any item here, it will be deemed that lump sum Contract Price includes all such items and no claims for additional items will be entertained. |  | Item | 1 |  |  | 0 | 0 |  | 0 | 0 |  | 0 | 0 |  | 0 | 0 | 0 | 0 | 0 | 0
| Note | Note Details
2.198.10 | - | Please attach one PDF file to be named "Additional Items for (insert bill no/name & Section No/name)" for the details of these additional items in the additional attachment area at the end of the BOQ.
2.199 PPS-UB: B7-04 METAL WORK | [6 empty] | 26400 | 5 (out of 5) | 29920 |  | 5 (out of 5) | 12312 |  | 5 (out of 5) | 39300 |  | 5 (out of 5) | 18521 | 5 (out of 5) | 30563.29 | 5 (out of 5) | 41400
| Note | Note Details
2.199.1 | - | checkered plate
2.199.2 | - | Supply and installation of checkered plate including all accessories,fixing etc. all complete as detailed on drawing and engineer approval
| Item Code | Description | Item Remarks | Unit of Measurement | Quantity/Base Price |  |  | Unit Price/Discount % (Excluding VAT) | Total |  | Unit Price/Discount % (Excluding VAT) | Total |  | Unit Price/Discount % (Excluding VAT) | Total |  | Unit Price/Discount % (Excluding VAT) | Total | Unit Price/Discount % (Excluding VAT) | Total | Unit Price/Discount % (Excluding VAT) | Total
2.199.3 | B7.4.1 | (*) 6mm thk checkered plate cover |  | m2 | 12 |  |  | 660 | 7920 |  | 456 | 5472 |  | 900 | 10800 |  | 403 | 4836 | 898.92 | 10787.04 | 1200 | 14400
| Note | Note Details
2.199.4 | - | Cat Ladder
2.199.5 | - | Supply and installation of Aluminium Cat Ladder including all accessories,fixing etc. all complete as detailed on drawing and engineer approval
| Item Code | Description | Item Remarks | Unit of Measurement | Quantity/Base Price |  |  | Unit Price/Discount % (Excluding VAT) | Total |  | Unit Price/Discount % (Excluding VAT) | Total |  | Unit Price/Discount % (Excluding VAT) | Total |  | Unit Price/Discount % (Excluding VAT) | Total | Unit Price/Discount % (Excluding VAT) | Total | Unit Price/Discount % (Excluding VAT) | Total
2.199.6 | B7.4.2 | (*) Cat ladder 5000mm ht |  | No. | 1 |  |  | 5500 | 5500 |  | 3420 | 3420 |  | 10500 | 10500 |  | 6900 | 6900 | 7191.37 | 7191.37 | 7500 | 7500
| Note | Note Details
2.199.7 | - | Access hatch
2.199.8 | - | Supply and installation of access hatch including all accessories,fixing etc. all complete as detailed on drawing and engineer approval
| Item Code | Description | Item Remarks | Unit of Measurement | Quantity/Base Price |  |  | Unit Price/Discount % (Excluding VAT) | Total |  | Unit Price/Discount % (Excluding VAT) | Total |  | Unit Price/Discount % (Excluding VAT) | Total |  | Unit Price/Discount % (Excluding VAT) | Total | Unit Price/Discount % (Excluding VAT) | Total | Unit Price/Discount % (Excluding VAT) | Total
2.199.9 | B7.4.3 | (*) roof access hatch |  | No. | 1 |  |  | 5500 | 5500 |  | 1140 | 1140 |  | 6000 | 6000 |  | 4025 | 4025 | 4194.96 | 4194.96 | 6500 | 6500
2.199.10 | B7.4.4 | (*) Under ground tank access hatch |  | No. | 2 |  |  | 5500 | 11000 |  | 1140 | 2280 |  | 6000 | 12000 |  | 1380 | 2760 | 4194.96 | 8389.92 | 6500 | 13000
| Note | Note Details
2.199.11 | - | Additional items
| Item Code | Description | Item Remarks | Unit of Measurement | Quantity/Base Price |  |  | Unit Price/Discount % (Excluding VAT) | Total |  | Unit Price/Discount % (Excluding VAT) | Total |  | Unit Price/Discount % (Excluding VAT) | Total |  | Unit Price/Discount % (Excluding VAT) | Total | Unit Price/Discount % (Excluding VAT) | Total | Unit Price/Discount % (Excluding VAT) | Total
2.199.12 | AI | (*) Contractor may price here any items which has been shown in the Contract drawings or any other Contract Documents but overlooked or not specifically mentioned inthe schedule of items and is necessary for the satisfactory completion of the Works. Should the Contractor fail to insert any item here, it will be deemed that lump sum Contract Price includes all such items and no claims for additional items will be entertained. |  | Item | 1 |  |  | 0 | 0 |  | 0 | 0 |  | 0 | 0 |  | 0 | 0 | 0 | 0 | 0 | 0
| Note | Note Details
2.199.13 | - | Please attach one PDF file to be named "Additional Items for (insert bill no/name & Section No/name)" for the details of these additional items in the additional attachment area at the end of the BOQ.
2.200 PPS-UB: B7-05 THERMAL AND MOISTURE PROTECTION | [6 empty] | 70448 | 9 (out of 9) | 69277 |  | 9 (out of 9) | 147526.26 |  | 9 (out of 9) | 137394 |  | 9 (out of 9) | 102800 | 9 (out of 9) | 175269.73 | 9 (out of 9) | 107260
| Note | Note Details
2.200.1 | - | Waterproofing courses
2.200.2 | - | Waterproofing system for the substructure, bitumen paint thk as per drawings and specifications.
| Item Code | Description | Item Remarks | Unit of Measurement | Quantity/Base Price |  |  | Unit Price/Discount % (Excluding VAT) | Total |  | Unit Price/Discount % (Excluding VAT) | Total |  | Unit Price/Discount % (Excluding VAT) | Total |  | Unit Price/Discount % (Excluding VAT) | Total | Unit Price/Discount % (Excluding VAT) | Total | Unit Price/Discount % (Excluding VAT) | Total
2.200.3 | B7.5.1 | (*) To horizontal and vertical areas |  | m2 | 324 |  |  | 10 | 3240 |  | 136.8 | 44323.2 |  | 10 | 3240 |  | 72 | 23328 | 104.27 | 33783.48 | 35 | 11340
| Note | Note Details
2.200.4 | - | 1000 Gauge Polythene Sheet, all in accordance with the Specifications
| Item Code | Description | Item Remarks | Unit of Measurement | Quantity/Base Price |  |  | Unit Price/Discount % (Excluding VAT) | Total |  | Unit Price/Discount % (Excluding VAT) | Total |  | Unit Price/Discount % (Excluding VAT) | Total |  | Unit Price/Discount % (Excluding VAT) | Total | Unit Price/Discount % (Excluding VAT) | Total | Unit Price/Discount % (Excluding VAT) | Total
2.200.5 | B7.5.2 | (*) To horizontal areas |  | m2 | 177 |  |  | 5 | 885 |  | 13.68 | 2421.36 |  | 7 | 1239 |  | 4 | 708 | 4.44 | 785.88 | 35 | 6195
| Note | Note Details
2.200.6 | - | Waterproofing system for U/G water tank, as per drawings and specifications.
| Item Code | Description | Item Remarks | Unit of Measurement | Quantity/Base Price |  |  | Unit Price/Discount % (Excluding VAT) | Total |  | Unit Price/Discount % (Excluding VAT) | Total |  | Unit Price/Discount % (Excluding VAT) | Total |  | Unit Price/Discount % (Excluding VAT) | Total | Unit Price/Discount % (Excluding VAT) | Total | Unit Price/Discount % (Excluding VAT) | Total
2.200.7 | B7.5.3 | (*) 4mm Membrane for U/G water tank |  | m2 | 151 |  |  | 38 | 5738 |  | 171 | 25821 |  | 90 | 13590 |  | 72 | 10872 | 57.53 | 8687.03 | 90 | 13590
| Note | Note Details
2.200.8 | - | GRP Lining for U/G water tank, as per drawings and specifications.
| Item Code | Description | Item Remarks | Unit of Measurement | Quantity/Base Price |  |  | Unit Price/Discount % (Excluding VAT) | Total |  | Unit Price/Discount % (Excluding VAT) | Total |  | Unit Price/Discount % (Excluding VAT) | Total |  | Unit Price/Discount % (Excluding VAT) | Total | Unit Price/Discount % (Excluding VAT) | Total | Unit Price/Discount % (Excluding VAT) | Total
2.200.9 | B7.5.4 | (*) GRP Lining |  | m2 | 156 |  |  | 130 | 20280 |  | 285 | 44460 |  | 500 | 78000 |  | 198 | 30888 | 479.42 | 74789.52 | 220 | 34320
| Note | Note Details
2.200.10 | - | Isolation joints for grade slabs, as per drawings and specifications.
| Item Code | Description | Item Remarks | Unit of Measurement | Quantity/Base Price |  |  | Unit Price/Discount % (Excluding VAT) | Total |  | Unit Price/Discount % (Excluding VAT) | Total |  | Unit Price/Discount % (Excluding VAT) | Total |  | Unit Price/Discount % (Excluding VAT) | Total | Unit Price/Discount % (Excluding VAT) | Total | Unit Price/Discount % (Excluding VAT) | Total
2.200.11 | B7.5.5 | (*) 12mm Isolation joints for grade slabs |  | m | 101 |  |  | 22 | 2222 |  | 17.1 | 1727.1 |  | 10 | 1010 |  | 33 | 3333 | 148.62 | 15010.62 | 35 | 3535
| Note | Note Details
2.200.12 | - | Water stopper, as per drawings and specifications.
| Item Code | Description | Item Remarks | Unit of Measurement | Quantity/Base Price |  |  | Unit Price/Discount % (Excluding VAT) | Total |  | Unit Price/Discount % (Excluding VAT) | Total |  | Unit Price/Discount % (Excluding VAT) | Total |  | Unit Price/Discount % (Excluding VAT) | Total | Unit Price/Discount % (Excluding VAT) | Total | Unit Price/Discount % (Excluding VAT) | Total
2.200.13 | B7.5.6 | (*) Water stopper |  | m | 101 |  |  | 55 | 5555 |  | 57 | 5757 |  | 60 | 6060 |  | 77 | 7777 | 89.89 | 9078.89 | 80 | 8080
| Note | Note Details
2.200.14 | - | Waterproofing system for roofing
2.200.15 | - | Supply and apply waterproofing system for roof as per drawings ,specifications
| Item Code | Description | Item Remarks | Unit of Measurement | Quantity/Base Price |  |  | Unit Price/Discount % (Excluding VAT) | Total |  | Unit Price/Discount % (Excluding VAT) | Total |  | Unit Price/Discount % (Excluding VAT) | Total |  | Unit Price/Discount % (Excluding VAT) | Total | Unit Price/Discount % (Excluding VAT) | Total | Unit Price/Discount % (Excluding VAT) | Total
2.200.16 | B7.5.7 | (*) Combo Roof System As shown in the drawings. |  | m2 | 107 |  |  | 275 | 29425 |  | 171 | 18297 |  | 275 | 29425 |  | 242 | 25894 | 251.7 | 26931.9 | 250 | 26750
2.200.17 | B7.5.8 | (*) Roof Waterproofing skirting |  | m | 69 |  |  | 28 | 1932 |  | 68.4 | 4719.6 |  | 70 | 4830 |  | 0 | 0 | 89.89 | 6202.41 | 50 | 3450
| Note | Note Details
2.200.18 | - | Additional items
| Item Code | Description | Item Remarks | Unit of Measurement | Quantity/Base Price |  |  | Unit Price/Discount % (Excluding VAT) | Total |  | Unit Price/Discount % (Excluding VAT) | Total |  | Unit Price/Discount % (Excluding VAT) | Total |  | Unit Price/Discount % (Excluding VAT) | Total | Unit Price/Discount % (Excluding VAT) | Total | Unit Price/Discount % (Excluding VAT) | Total
2.200.19 | AI | (*) Contractor may price here any items which has been shown in the Contract drawings or any other Contract Documents but overlooked or not specifically mentioned inthe schedule of items and is necessary for the satisfactory completion of the Works. Should the Contractor fail to insert any item here, it will be deemed that lump sum Contract Price includes all such items and no claims for additional items will be entertained. |  | Item | 1 |  |  | 0 | 0 |  | 0 | 0 |  | 0 | 0 |  | 0 | 0 | 0 | 0 | 0 | 0
| Note | Note Details
2.200.20 | - | Please attach one PDF file to be named "Additional Items for (insert bill no/name & Section No/name)" for the details of these additional items in the additional attachment area at the end of the BOQ.
2.201 PPS-UB: B7-06 DOORS AND WINDOWS | [6 empty] | 70608 | 6 (out of 6) | 43905 |  | 6 (out of 6) | 35910 |  | 6 (out of 6) | 22620 |  | 6 (out of 6) | 46992 | 6 (out of 6) | 96604.03 | 6 (out of 6) | 77500
| Note | Note Details
2.201.1 | - | Aluminum Doors
2.201.2 | - | Supply and install powder coated aluminum sandwich panel ,including all accessories needed for installation as per mention in drawings & specifications
| Item Code | Description | Item Remarks | Unit of Measurement | Quantity/Base Price |  |  | Unit Price/Discount % (Excluding VAT) | Total |  | Unit Price/Discount % (Excluding VAT) | Total |  | Unit Price/Discount % (Excluding VAT) | Total |  | Unit Price/Discount % (Excluding VAT) | Total | Unit Price/Discount % (Excluding VAT) | Total | Unit Price/Discount % (Excluding VAT) | Total
2.201.3 | B7.6.2 | (*) AD1, size 2400mm x 2400mm. Aluminum door |  | No. | 1 |  |  | 6020 | 6020 |  | 5700 | 5700 |  | 3400 | 3400 |  | 8870 | 8870 | 11386.33 | 11386.33 | 12000 | 12000
2.201.4 | B7.6.3 | (*) AD2, size 1000mm x 2400mm. Aluminum door |  | No. | 1 |  |  | 2508 | 2508 |  | 3420 | 3420 |  | 1720 | 1720 |  | 3696 | 3696 | 4914.1 | 4914.1 | 4500 | 4500
| Note | Note Details
2.201.5 | - | Steel Doors
2.201.6 | - | Supply and install Steel doors ,including all accessories needed for installation as per mention in drawings & specifications
| Item Code | Description | Item Remarks | Unit of Measurement | Quantity/Base Price |  |  | Unit Price/Discount % (Excluding VAT) | Total |  | Unit Price/Discount % (Excluding VAT) | Total |  | Unit Price/Discount % (Excluding VAT) | Total |  | Unit Price/Discount % (Excluding VAT) | Total | Unit Price/Discount % (Excluding VAT) | Total | Unit Price/Discount % (Excluding VAT) | Total
2.201.7 | B7.6.3 | (*) LD1, 2400mm x 2400mm steel door |  | No. | 2 |  |  | 8237 | 16474 |  | 6840 | 13680 |  | 7000 | 14000 |  | 8237 | 16474 | 21574.1 | 43148.2 | 14400 | 28800
2.201.8 | B7.6.4 | (*) LD2, 2400mm x 3200mm steel door |  | No. | 1 |  |  | 10983 | 10983 |  | 9120 | 9120 |  | 0 | 0 |  | 10982 | 10982 | 26368.35 | 26368.35 | 19200 | 19200
| Note | Note Details
2.201.9 | - | Louver Windows
2.201.10 | - | Supply and install Power coated aluminum ,including all accessories needed for installation as per mention in drawings & specifications
| Item Code | Description | Item Remarks | Unit of Measurement | Quantity/Base Price |  |  | Unit Price/Discount % (Excluding VAT) | Total |  | Unit Price/Discount % (Excluding VAT) | Total |  | Unit Price/Discount % (Excluding VAT) | Total |  | Unit Price/Discount % (Excluding VAT) | Total | Unit Price/Discount % (Excluding VAT) | Total | Unit Price/Discount % (Excluding VAT) | Total
2.201.11 | B7.6.5 | (*) Louver window, size 2400 x 2400mm LW1 |  | No. | 1 |  |  | 7920 | 7920 |  | 3990 | 3990 |  | 3500 | 3500 |  | 6970 | 6970 | 10787.05 | 10787.05 | 13000 | 13000
| Note | Note Details
2.201.12 | - | Additional items
| Item Code | Description | Item Remarks | Unit of Measurement | Quantity/Base Price |  |  | Unit Price/Discount % (Excluding VAT) | Total |  | Unit Price/Discount % (Excluding VAT) | Total |  | Unit Price/Discount % (Excluding VAT) | Total |  | Unit Price/Discount % (Excluding VAT) | Total | Unit Price/Discount % (Excluding VAT) | Total | Unit Price/Discount % (Excluding VAT) | Total
2.201.13 | AI | (*) Contractor may price here any items which has been shown in the Contract drawings or any other Contract Documents but overlooked or not specifically mentioned inthe schedule of items and is necessary for the satisfactory completion of the Works. Should the Contractor fail to insert any item here, it will be deemed that lump sum Contract Price includes all such items and no claims for additional items will be entertained. |  | Item | 1 |  |  | 0 | 0 |  | 0 | 0 |  | 0 | 0 |  | 0 | 0 | 0 | 0 | 0 | 0
| Note | Note Details
2.201.14 | - | Please attach one PDF file to be named "Additional Items for (insert bill no/name & Section No/name)" for the details of these additional items in the additional attachment area at the end of the BOQ.
2.202 PPS-UB: B7-07 FINISHES | [6 empty] | 73418 | 10 (out of 10) | 59790 |  | 10 (out of 10) | 170783.4 |  | 10 (out of 10) | 67345 |  | 10 (out of 10) | 66963 | 10 (out of 10) | 136162.77 | 10 (out of 10) | 103860
| Note | Note Details
2.202.1 | - | External Finish
2.202.2 | - | Prepare and apply Epoxy paint on Plaster including all necessary wrok as per drawing and specifications ,Division 9- 09 96 56
| Item Code | Description | Item Remarks | Unit of Measurement | Quantity/Base Price |  |  | Unit Price/Discount % (Excluding VAT) | Total |  | Unit Price/Discount % (Excluding VAT) | Total |  | Unit Price/Discount % (Excluding VAT) | Total |  | Unit Price/Discount % (Excluding VAT) | Total | Unit Price/Discount % (Excluding VAT) | Total | Unit Price/Discount % (Excluding VAT) | Total
2.202.3 | B7.7.1 | (*) External epoxy Paint over plaster to walls |  | m2 | 335 |  |  | 45 | 15075 |  | 91.2 | 30552 |  | 30 | 10050 |  | 46 | 15410 | 65.92 | 22083.2 | 130 | 43550
| Note | Note Details
2.202.4 | - | Prepare and Fix porcelain skirting including all necessary wrok as per drawing and specifications ,Division 9- 09 96 56
| Item Code | Description | Item Remarks | Unit of Measurement | Quantity/Base Price |  |  | Unit Price/Discount % (Excluding VAT) | Total |  | Unit Price/Discount % (Excluding VAT) | Total |  | Unit Price/Discount % (Excluding VAT) | Total |  | Unit Price/Discount % (Excluding VAT) | Total | Unit Price/Discount % (Excluding VAT) | Total | Unit Price/Discount % (Excluding VAT) | Total
2.202.5 | B7.7.2 | (*) porcelain skirting |  | m2 | 55 |  |  | 38 | 2090 |  | 57 | 3135 |  | 40 | 2200 |  | 46 | 2530 | 41.95 | 2307.25 | 50 | 2750
| Note | Note Details
2.202.6 | - | Wall Finishes
2.202.7 | - | Prepare and apply Epoxy paint on Plaster including all necessary wrok as per drawing and specifications ,Division 9- 09 96 56
| Item Code | Description | Item Remarks | Unit of Measurement | Quantity/Base Price |  |  | Unit Price/Discount % (Excluding VAT) | Total |  | Unit Price/Discount % (Excluding VAT) | Total |  | Unit Price/Discount % (Excluding VAT) | Total |  | Unit Price/Discount % (Excluding VAT) | Total | Unit Price/Discount % (Excluding VAT) | Total | Unit Price/Discount % (Excluding VAT) | Total
2.202.8 | B7.7.3 | (*) Epoxy paint |  | m2 | 271 |  |  | 15 | 4065 |  | 68.4 | 18536.4 |  | 25 | 6775 |  | 40 | 10840 | 41.95 | 11368.45 | 60 | 16260
| Note | Note Details
2.202.9 | - | Floor Finishes
2.202.10 | - | Prapare and apply Epoxy paint including all necessary wrok as per drawing and specifications ,Division 9- 09 67 00
| Item Code | Description | Item Remarks | Unit of Measurement | Quantity/Base Price |  |  | Unit Price/Discount % (Excluding VAT) | Total |  | Unit Price/Discount % (Excluding VAT) | Total |  | Unit Price/Discount % (Excluding VAT) | Total |  | Unit Price/Discount % (Excluding VAT) | Total | Unit Price/Discount % (Excluding VAT) | Total | Unit Price/Discount % (Excluding VAT) | Total
2.202.11 | B7.7.4 | (*) Epoxy Paint over Fair Face concrete |  | m2 | 101 |  |  | 50 | 5050 |  | 91.2 | 9211.2 |  | 165 | 16665 |  | 71 | 7171 | 53.94 | 5447.94 | 60 | 6060
| Note | Note Details
2.202.12 | - | Skirting Finishes
2.202.13 | - | Prapare and apply Epoxy paint including all necessary wrok as per drawing and specifications
| Item Code | Description | Item Remarks | Unit of Measurement | Quantity/Base Price |  |  | Unit Price/Discount % (Excluding VAT) | Total |  | Unit Price/Discount % (Excluding VAT) | Total |  | Unit Price/Discount % (Excluding VAT) | Total |  | Unit Price/Discount % (Excluding VAT) | Total | Unit Price/Discount % (Excluding VAT) | Total | Unit Price/Discount % (Excluding VAT) | Total
2.202.14 | B7.7.5 | (*) 150mm epoxy skirting |  | m | 53 |  |  | 12 | 636 |  | 28.5 | 1510.5 |  | 10 | 530 |  | 39 | 2067 | 17.98 | 952.94 | 30 | 1590
| Note | Note Details
2.202.15 | - | Ceiling Finishes
2.202.16 | - | Prapare and apply Emulsion paint on Plaster including all necessary wrok as per drawing and specifications ,Division 9- 09 91 23
| Item Code | Description | Item Remarks | Unit of Measurement | Quantity/Base Price |  |  | Unit Price/Discount % (Excluding VAT) | Total |  | Unit Price/Discount % (Excluding VAT) | Total |  | Unit Price/Discount % (Excluding VAT) | Total |  | Unit Price/Discount % (Excluding VAT) | Total | Unit Price/Discount % (Excluding VAT) | Total | Unit Price/Discount % (Excluding VAT) | Total
2.202.17 | B7.7.6 | (*) Washable Emulsion paint |  | m2 | 101 |  |  | 15 | 1515 |  | 22.8 | 2302.8 |  | 25 | 2525 |  | 18 | 1818 | 26.37 | 2663.37 | 55 | 5555
| Note | Note Details
2.202.18 | - | Backgrounds
2.202.19 | - | Supply and apply ready mixed sand cement plaster with all related accessories mesh, angles, etc., as per drawings and specifications. Cement plaster finish to internal surfaces
| Item Code | Description | Item Remarks | Unit of Measurement | Quantity/Base Price |  |  | Unit Price/Discount % (Excluding VAT) | Total |  | Unit Price/Discount % (Excluding VAT) | Total |  | Unit Price/Discount % (Excluding VAT) | Total |  | Unit Price/Discount % (Excluding VAT) | Total | Unit Price/Discount % (Excluding VAT) | Total | Unit Price/Discount % (Excluding VAT) | Total
2.202.20 | B7.7.7 | (*) Walls |  | m2 | 271 |  |  | 39 | 10569 |  | 148.2 | 40162.2 |  | 35 | 9485 |  | 36 | 9756 | 113.86 | 30856.06 | 35 | 9485
2.202.21 | B7.7.8 | (*) Ceiling and flooring |  | m2 | 101 |  |  | 40 | 4040 |  | 136.8 | 13816.8 |  | 40 | 4040 |  | 36 | 3636 | 113.86 | 11499.86 | 35 | 3535
2.202.22 | B7.7.9 | (*) Elevations |  | m2 | 335 |  |  | 50 | 16750 |  | 153.9 | 51556.5 |  | 45 | 15075 |  | 41 | 13735 | 146.22 | 48983.7 | 45 | 15075
| Note | Note Details
2.202.23 | - | Additional items
| Item Code | Description | Item Remarks | Unit of Measurement | Quantity/Base Price |  |  | Unit Price/Discount % (Excluding VAT) | Total |  | Unit Price/Discount % (Excluding VAT) | Total |  | Unit Price/Discount % (Excluding VAT) | Total |  | Unit Price/Discount % (Excluding VAT) | Total | Unit Price/Discount % (Excluding VAT) | Total | Unit Price/Discount % (Excluding VAT) | Total
2.202.24 | AI | (*) Contractor may price here any items which has been shown in the Contract drawings or any other Contract Documents but overlooked or not specifically mentioned inthe schedule of items and is necessary for the satisfactory completion of the Works. Should the Contractor fail to insert any item here, it will be deemed that lump sum Contract Price includes all such items and no claims for additional items will be entertained. |  | Item | 1 |  |  | 0 | 0 |  | 0 | 0 |  | 0 | 0 |  | 0 | 0 | 0 | 0 | 0 | 0
| Note | Note Details
2.202.25 | - | Please attach one PDF file to be named "Additional Items for (insert bill no/name & Section No/name)" for the details of these additional items in the additional attachment area at the end of the BOQ.
2.203 PPS-UB: B7-08 ACCESSORIES | [6 empty] | 11000 | 3 (out of 3) | 9210 |  | 3 (out of 3) | 9120 |  | 3 (out of 3) | 7500 |  | 3 (out of 3) | 43750 | 3 (out of 3) | 23371.95 | 3 (out of 3) | 26000
| Note | Note Details
2.203.1 | - | Furnishings and Equipment
2.203.2 | - | Supply and install Signage ,including all accessories needed for installation as per mention in drawings & specifications
| Item Code | Description | Item Remarks | Unit of Measurement | Quantity/Base Price |  |  | Unit Price/Discount % (Excluding VAT) | Total |  | Unit Price/Discount % (Excluding VAT) | Total |  | Unit Price/Discount % (Excluding VAT) | Total |  | Unit Price/Discount % (Excluding VAT) | Total | Unit Price/Discount % (Excluding VAT) | Total | Unit Price/Discount % (Excluding VAT) | Total
2.203.3 | B7.8.1 | (*) Internal & extenal building signage |  | Item | 1 |  |  | 6000 | 6000 |  | 5700 | 5700 |  | 5000 | 5000 |  | 37500 | 37500 | 17978.42 | 17978.42 | 10000 | 10000
| Note | Note Details
2.203.4 | - | GRP Ladder
2.203.5 | - | Supply and install GRP Ladder, all accessories needed for installation as per mention in drawings & specifications
| Item Code | Description | Item Remarks | Unit of Measurement | Quantity/Base Price |  |  | Unit Price/Discount % (Excluding VAT) | Total |  | Unit Price/Discount % (Excluding VAT) | Total |  | Unit Price/Discount % (Excluding VAT) | Total |  | Unit Price/Discount % (Excluding VAT) | Total | Unit Price/Discount % (Excluding VAT) | Total | Unit Price/Discount % (Excluding VAT) | Total
2.203.6 | B7.8.2 | (*) GRP Ladder |  | No. | 1 |  |  | 3210 | 3210 |  | 3420 | 3420 |  | 2500 | 2500 |  | 6250 | 6250 | 5393.53 | 5393.53 | 16000 | 16000
| Note | Note Details
2.203.7 | - | Additional items
| Item Code | Description | Item Remarks | Unit of Measurement | Quantity/Base Price |  |  | Unit Price/Discount % (Excluding VAT) | Total |  | Unit Price/Discount % (Excluding VAT) | Total |  | Unit Price/Discount % (Excluding VAT) | Total |  | Unit Price/Discount % (Excluding VAT) | Total | Unit Price/Discount % (Excluding VAT) | Total | Unit Price/Discount % (Excluding VAT) | Total
2.203.8 | AI | (*) Contractor may price here any items which has been shown in the Contract drawings or any other Contract Documents but overlooked or not specifically mentioned inthe schedule of items and is necessary for the satisfactory completion of the Works. Should the Contractor fail to insert any item here, it will be deemed that lump sum Contract Price includes all such items and no claims for additional items will be entertained. |  | Item | 1 |  |  | 0 | 0 |  | 0 | 0 |  | 0 | 0 |  | 0 | 0 | 0 | 0 | 0 | 0
| Note | Note Details
2.203.9 | - | Please attach one PDF file to be named "Additional Items for (insert bill no/name & Section No/name)" for the details of these additional items in the additional attachment area at the end of the BOQ.
2.204 PPS-UB: B7-9 MECHANICAL INSTALLATION | [6 empty] | 202740 | 33 (out of 33) | 157090 |  | 33 (out of 33) | 854304.6 |  | 33 (out of 33) | 1217300 |  | 33 (out of 33) | 0 | 33 (out of 33) | 2031707.15 | 33 (out of 33) | 108000
| Note | Note Details
2.204.1 | - | The Drawings ,B.O.Q and specification are one unit.
2.204.2 | - | All Items and quantities are based on the Drawings, B.O.Q and specifications.
2.204.3 | - | All Items including supply and installation as per specifications and client requirements.
2.204.4 | - | All Items including supply and installation unless otherwise mentioned.
2.204.5 | - | All Items must be reviewed and approved by Civil Defense , Client or his representative before installation.
2.204.6 | - | Rates shall include all testing , commissioning as specified and follow the condition of contract and estidama requirment.
2.204.7 | - | Allow for work to be carried out on materials to be supplied on fees to be paid in respect of authority to be expended at the direction of the engineer.
2.204.8 | - | Allow for work to be connected to existing connection points for water supply , drainge network , fire fighting system.
2.204.9 | - | Heating, ventilating and air-conditioning
2.204.10 | - | Supply, installation, testing, balancing & commissioning of complete Air Conditioning, Heating & Ventilation ,System as specified complete with in all respects as per drawings, specification, applicable standards, manufacturer recommendations, and as per drawings, mentioned in specification complete in all respects ready to operate including all builders work, coordination with other trades etc but not limited to the following;
| Item Code | Description | Item Remarks | Unit of Measurement | Quantity/Base Price |  |  | Unit Price/Discount % (Excluding VAT) | Total |  | Unit Price/Discount % (Excluding VAT) | Total |  | Unit Price/Discount % (Excluding VAT) | Total |  | Unit Price/Discount % (Excluding VAT) | Total | Unit Price/Discount % (Excluding VAT) | Total | Unit Price/Discount % (Excluding VAT) | Total
2.204.11 | B7.9.1 | (*) Wall Mounted Unit |  | No. | 4 |  |  | 0 | 0 |  | 9120 | 36480 |  | 10000 | 40000 |  | 0 | 0 | 18735.41 | 74941.64 | 0 | 0
2.204.12 | B7.9.2 | (*) VRF Outdoor Unit with refrigerant copper pipe |  | No. | 1 |  |  | 0 | 0 |  | 6840 | 6840 |  | 5500 | 5500 |  | 0 | 0 | 17032.19 | 17032.19 | 0 | 0
2.204.13 | B7.9.3 | (*) Rain water inlet |  | No. | 2 |  |  | 0 | 0 |  | 627 | 1254 |  | 850 | 1700 |  | 0 | 0 | 908.38 | 1816.76 | 0 | 0
2.204.14 | B7.9.4 | (*) Rain water pipe 100 mm |  | m | 10 |  |  | 0 | 0 |  | 125.4 | 1254 |  | 120 | 1200 |  | 0 | 0 | 136.26 | 1362.6 | 0 | 0
2.204.15 | B7.9.5 | (*) Condensate drain pipe 25mm dia |  | m | 7 |  |  | 0 | 0 |  | 22.8 | 159.6 |  | 50 | 350 |  | 0 | 0 | 39.74 | 278.18 | 0 | 0
2.204.16 | B7.9.6 | (*) Ceiling Cleanout |  | No. | 1 |  |  | 0 | 0 |  | 513 | 513 |  | 200 | 200 |  | 0 | 0 | 567.74 | 567.74 | 0 | 0
| Note | Note Details
2.204.17 | - | Water Supply
| Item Code | Description | Item Remarks | Unit of Measurement | Quantity/Base Price |  |  | Unit Price/Discount % (Excluding VAT) | Total |  | Unit Price/Discount % (Excluding VAT) | Total |  | Unit Price/Discount % (Excluding VAT) | Total |  | Unit Price/Discount % (Excluding VAT) | Total | Unit Price/Discount % (Excluding VAT) | Total | Unit Price/Discount % (Excluding VAT) | Total
2.204.18 | B7.9.7 | (*) Transfer Pump |  | No. | 1 |  |  | 0 | 0 |  | 27360 | 27360 |  | 15000 | 15000 |  | 0 | 0 | 283869.78 | 283869.78 | 0 | 0
2.204.19 | B7.9.8 | (*) GRP Water Tank |  | No. | 1 |  |  | 0 | 0 |  | 5700 | 5700 |  | 71000 | 71000 |  | 0 | 0 | 39741.77 | 39741.77 | 0 | 0
2.204.20 | B7.9.9 | (*) Filter Pump |  | No. | 1 |  |  | 0 | 0 |  | 17100 | 17100 |  | 10000 | 10000 |  | 0 | 0 | 68128.75 | 68128.75 | 0 | 0
2.204.21 | B7.9.10 | (*) Multimedia Filtration System |  | No. | 1 |  |  | 0 | 0 |  | 28500 | 28500 |  | 50000 | 50000 |  | 0 | 0 | 113547.91 | 113547.91 | 0 | 0
2.204.22 | B7.9.11 | (*) UV Ionizer |  | Item | 1 |  |  | 0 | 0 |  | 11400 | 11400 |  | 95000 | 95000 |  | 0 | 0 | 22709.58 | 22709.58 | 0 | 0
| Note | Note Details
2.204.23 | - | Fire protection
2.204.24 | - | Supply and installation, testing, commissioning fire fighting system with all accessories as per ADDC latest code
| Item Code | Description | Item Remarks | Unit of Measurement | Quantity/Base Price |  |  | Unit Price/Discount % (Excluding VAT) | Total |  | Unit Price/Discount % (Excluding VAT) | Total |  | Unit Price/Discount % (Excluding VAT) | Total |  | Unit Price/Discount % (Excluding VAT) | Total | Unit Price/Discount % (Excluding VAT) | Total | Unit Price/Discount % (Excluding VAT) | Total
2.204.25 | B7.9.12 | (*) 6 kg dry powder fire extinguisher |  | No. | 5 |  |  | 0 | 0 |  | 228 | 1140 |  | 400 | 2000 |  | 0 | 0 | 510.97 | 2554.85 | 0 | 0
2.204.26 | B7.9.13 | (*) 5 kg co2 fire extinguisher |  | No. | 5 |  |  | 0 | 0 |  | 285 | 1425 |  | 420 | 2100 |  | 0 | 0 | 567.74 | 2838.7 | 0 | 0
2.204.27 | B7.9.14 | (*) 9 ltr foam fire extinguisher |  | No. | 1 |  |  | 0 | 0 |  | 399 | 399 |  | 750 | 750 |  | 0 | 0 | 5677.4 | 5677.4 | 0 | 0
2.204.28 | B7.9.15 | (*) Circulation Pump |  | No. | 1 |  |  | 0 | 0 |  | 13680 | 13680 |  | 45000 | 45000 |  | 0 | 0 | 227095.82 | 227095.82 | 0 | 0
2.204.29 | B7.9.16 | (*) Fire Fighting Pump Set |  | No. | 1 |  |  | 0 | 0 |  | 444600 | 444600 |  | 615000 | 615000 |  | 0 | 0 | 851609.34 | 851609.34 | 0 | 0
2.204.30 | B7.9.17 | (*) Clean Agent System |  | No. | 1 |  |  | 0 | 0 |  | 91200 | 91200 |  | 55000 | 55000 |  | 0 | 0 | 85160.93 | 85160.93 | 0 | 0
2.204.31 | B7.9.18 | (*) Foam Spray System |  | No. | 1 |  |  | 0 | 0 |  | 68400 | 68400 |  | 125000 | 125000 |  | 0 | 0 | 56773.96 | 56773.96 | 0 | 0
2.204.32 | B7.9.19 | (*) UL/FM Fire Pump Controller |  | No. | 1 |  |  | 0 | 0 |  | 22800 | 22800 |  | 25000 | 25000 |  | 0 | 0 | 28386.98 | 28386.98 | 0 | 0
| Note | Note Details
2.204.33 | - | SUNDRIES:-
| Item Code | Description | Item Remarks | Unit of Measurement | Quantity/Base Price |  |  | Unit Price/Discount % (Excluding VAT) | Total |  | Unit Price/Discount % (Excluding VAT) | Total |  | Unit Price/Discount % (Excluding VAT) | Total |  | Unit Price/Discount % (Excluding VAT) | Total | Unit Price/Discount % (Excluding VAT) | Total | Unit Price/Discount % (Excluding VAT) | Total
2.204.34 | B7.9.20 | (*) Allow for supports |  | Item | 1 |  |  | 0 | 0 |  | 2280 | 2280 |  | 15000 | 15000 |  | 0 | 0 | 11354.79 | 11354.79 | 0 | 0
2.204.35 | B7.9.21 | (*) Allow for identifications, tag plates, labels, signage and colour coding for all services. |  | Item | 1 |  |  | 0 | 0 |  | 5700 | 5700 |  | 5000 | 5000 |  | 0 | 0 | 11354.79 | 11354.79 | 0 | 0
2.204.36 | B7.9.22 | (*) Allow for testing and pre-commissioning |  | Item | 1 |  |  | 0 | 0 |  | 3420 | 3420 |  | 1000 | 1000 |  | 0 | 0 | 11354.79 | 11354.79 | 0 | 0
2.204.37 | B7.9.23 | (*) Allow for commissioning |  | Item | 1 |  |  | 0 | 0 |  | 2280 | 2280 |  | 1000 | 1000 |  | 0 | 0 | 11354.79 | 11354.79 | 0 | 0
2.204.38 | B7.9.24 | (*) Allow for tools and spares |  | Item | 1 |  |  | 0 | 0 |  | 5700 | 5700 |  | 500 | 500 |  | 0 | 0 | 11354.79 | 11354.79 | 0 | 0
2.204.39 | B7.9.25 | (*) Allow for document and certification |  | Item | 1 |  |  | 0 | 0 |  | 11400 | 11400 |  | 1500 | 1500 |  | 0 | 0 | 11354.79 | 11354.79 | 0 | 0
2.204.40 | B7.9.26 | (*) Allow for co-ordination with other services |  | Item | 1 |  |  | 0 | 0 |  | 2280 | 2280 |  | 1000 | 1000 |  | 0 | 0 | 11354.79 | 11354.79 | 0 | 0
2.204.41 | B7.9.27 | (*) Allow for cutting or forming holes, mortises, chases, or the like and making good finishing |  | Item | 1 |  |  | 0 | 0 |  | 2280 | 2280 |  | 2000 | 2000 |  | 0 | 0 | 11354.79 | 11354.79 | 0 | 0
2.204.42 | B7.9.28 | (*) Allow for building in or cutting and pinning brackets or the like and making good finishing |  | Item | 1 |  |  | 0 | 0 |  | 3420 | 3420 |  | 3000 | 3000 |  | 0 | 0 | 11354.79 | 11354.79 | 0 | 0
2.204.43 | B7.9.29 | (*) Allow for protective painting to all systems |  | Item | 1 |  |  | 0 | 0 |  | 4560 | 4560 |  | 2000 | 2000 |  | 0 | 0 | 11354.79 | 11354.79 | 0 | 0
2.204.44 | B7.9.30 | (*) Allow for decorative painting to all systems |  | Item | 1 |  |  | 0 | 0 |  | 4560 | 4560 |  | 2000 | 2000 |  | 0 | 0 | 11354.79 | 11354.79 | 0 | 0
2.204.45 | B7.9.31 | (*) Allow for drawings, manuals, submittal, samples inspections, instruction books |  | Item | 1 |  |  | 0 | 0 |  | 17100 | 17100 |  | 3500 | 3500 |  | 0 | 0 | 11354.79 | 11354.79 | 0 | 0
2.204.46 | B7.9.32 | (*) Allow for builders work |  | Item | 1 |  |  | 157090 | 157090 |  | 9120 | 9120 |  | 20000 | 20000 |  | 0 | 0 | 11354.79 | 11354.79 | 0 | 0
| Note | Note Details
2.204.47 | - | Additional items
| Item Code | Description | Item Remarks | Unit of Measurement | Quantity/Base Price |  |  | Unit Price/Discount % (Excluding VAT) | Total |  | Unit Price/Discount % (Excluding VAT) | Total |  | Unit Price/Discount % (Excluding VAT) | Total |  | Unit Price/Discount % (Excluding VAT) | Total | Unit Price/Discount % (Excluding VAT) | Total | Unit Price/Discount % (Excluding VAT) | Total
2.204.48 | AI | (*) Contractor may price here any items which has been shown in the Contract drawings or any other Contract Documents but overlooked or not specifically mentioned inthe schedule of items and is necessary for the satisfactory completion of the Works. Should the Contractor fail to insert any item here, it will be deemed that lump sum Contract Price includes all such items and no claims for additional items will be entertained. |  | Item | 1 |  |  | 0 | 0 |  | 0 | 0 |  | 0 | 0 |  | 0 | 0 | 0 | 0 | 108000 | 108000
| Note | Note Details
2.204.49 | - | Please attach one PDF file to be named "Additional Items for (insert bill no/name & Section No/name)" for the details of these additional items in the additional attachment area at the end of the BOQ.
2.205 PPS-UB: B7-10 ELECTRICAL INSTALLATION | [6 empty] | 790800 | 54 (out of 54) | 678605 |  | 54 (out of 54) | 2060441.7 |  | 54 (out of 54) | 1366720 |  | 54 (out of 54) | 0 | 54 (out of 54) | 1266473.18 | 54 (out of 54) | 115000
| Item Code | Description | Item Remarks | Unit of Measurement | Quantity/Base Price |  |  | Unit Price/Discount % (Excluding VAT) | Total |  | Unit Price/Discount % (Excluding VAT) | Total |  | Unit Price/Discount % (Excluding VAT) | Total |  | Unit Price/Discount % (Excluding VAT) | Total | Unit Price/Discount % (Excluding VAT) | Total | Unit Price/Discount % (Excluding VAT) | Total
2.205.1 | B7.10.1 | (*) SUPPLY INSTALL TEST & COMMISSION 4C300MM2 XLPE/SWA/PVC = 1CX150MM2 CU PVC |  | M | 1200 |  |  | 0 | 0 |  | 1231.2 | 1477440 |  | 705 | 846000 |  | 0 | 0 | 510.97 | 613164 | 0 | 0
2.205.2 | B7.10.2 | (*) SUPPLY INSTALL TEST & COMMISSION LV PANEL |  | No. | 1 |  |  | 678605 | 678605 |  | 228000 | 228000 |  | 90000 | 90000 |  | 0 | 0 | 141934.89 | 141934.89 | 0 | 0
2.205.3 | B7.10.3 | (*) SUPPLY INSTALL TEST & COMMISSION CAPACITOR BANK |  | No. | 1 |  |  | 0 | 0 |  | 62700 | 62700 |  | 40000 | 40000 |  | 0 | 0 | 56773.96 | 56773.96 | 0 | 0
| Note | Note Details
2.205.4 | - | Final Distribution Board
2.205.5 | - | Supply, install, test and commission Wall mounted/ Free Standing Final Distribution Boards including circuit breakers, energy monitoring, conduits, ducts and trays from incoming/Outgoing power supply and all terminations as shown on the Drawings & Specifications for the following:-
| Item Code | Description | Item Remarks | Unit of Measurement | Quantity/Base Price |  |  | Unit Price/Discount % (Excluding VAT) | Total |  | Unit Price/Discount % (Excluding VAT) | Total |  | Unit Price/Discount % (Excluding VAT) | Total |  | Unit Price/Discount % (Excluding VAT) | Total | Unit Price/Discount % (Excluding VAT) | Total | Unit Price/Discount % (Excluding VAT) | Total
2.205.6 | B7.10.4 | (*) DB-UT |  | No. | 1 |  |  | 0 | 0 |  | 1995 | 1995 |  | 4000 | 4000 |  | 0 | 0 | 6812.87 | 6812.87 | 0 | 0
2.205.7 | B7.10.5 | (*) DB-GU |  | No. | 1 |  |  | 0 | 0 |  | 1995 | 1995 |  | 2500 | 2500 |  | 0 | 0 | 6812.87 | 6812.87 | 0 | 0
2.205.8 | B7.10.6 | (*) CONTAIMENT & UPVC DUCT |  | LS | 1 |  |  | 0 | 0 |  | 17100 | 17100 |  | 150000 | 150000 |  | 0 | 0 | 10219.31 | 10219.31 | 0 | 0
| Note | Note Details
2.205.9 | - | CABLES AND CABLES SUPPORT SYSTEMS:-
2.205.10 | - | Supply, install, test and commission of Low Voltage armoured cables including glands, connections, conduits, cable ducts, Cable Trays, GI cable trunking, civil works, cable cleats, earthing cable, fixings and termination complete as shown on Drawings and Specifications
2.205.11 | - | Cables from LV PANEL TO the following
| Item Code | Description | Item Remarks | Unit of Measurement | Quantity/Base Price |  |  | Unit Price/Discount % (Excluding VAT) | Total |  | Unit Price/Discount % (Excluding VAT) | Total |  | Unit Price/Discount % (Excluding VAT) | Total |  | Unit Price/Discount % (Excluding VAT) | Total | Unit Price/Discount % (Excluding VAT) | Total | Unit Price/Discount % (Excluding VAT) | Total
2.205.12 | B7.10.7 | (*) (4C 10mm2 XLPE/SWA/PVC + 1C 10mm2 CU PVC) DB GU |  | m | 120 |  |  | 0 | 0 |  | 41.04 | 4924.8 |  | 55 | 6600 |  | 0 | 0 | 68.13 | 8175.6 | 0 | 0
2.205.13 | B7.10.8 | (*) (4C50mm2 XLPE/SWA/PVC + 1C 25mm2 CU PVC) SMDB ADMIN |  | m | 100 |  |  | 0 | 0 |  | 96.9 | 9690 |  | 135 | 13500 |  | 0 | 0 | 170.32 | 17032 | 0 | 0
2.205.14 | B7.10.9 | (*) (4C 70mm2 XLPE/SWA/PVC + 1C 35mm2 CU PVC) SMDB WORKSHOP, FIRE FIGHTING PUMP |  | m | 120 |  |  | 0 | 0 |  | 142.5 | 17100 |  | 150 | 18000 |  | 0 | 0 | 198.71 | 23845.2 | 0 | 0
2.205.15 | B7.10.10 | (*) (4C 120mm2 XLPE/SWA/PVC + 1C 70mm2 CU PVC) |  | m | 10 |  |  | 0 | 0 |  | 240.54 | 2405.4 |  | 295 | 2950 |  | 0 | 0 | 245.26 | 2452.6 | 0 | 0
| Note | Note Details
2.205.16 | - | Cables Trays and Trunking
2.205.17 | - | Internal armoured cables, cable trays, cable ducts, GI cable trunking, civil works etc. including all fixings and termination complete as per shown in schematic diagram, load schedules and drawings.
| Item Code | Description | Item Remarks | Unit of Measurement | Quantity/Base Price |  |  | Unit Price/Discount % (Excluding VAT) | Total |  | Unit Price/Discount % (Excluding VAT) | Total |  | Unit Price/Discount % (Excluding VAT) | Total |  | Unit Price/Discount % (Excluding VAT) | Total | Unit Price/Discount % (Excluding VAT) | Total | Unit Price/Discount % (Excluding VAT) | Total
2.205.18 | B7.10.11 | (*) GI Trunking 50mm x 50mm |  | Item | 1 |  |  | 0 | 0 |  | 1231.2 | 1231.2 |  | 1000 | 1000 |  | 0 | 0 | 8516.09 | 8516.09 | 0 | 0
2.205.19 | B7.10.12 | (*) GI Trunking 100mm x 100mm |  | Item | 1 |  |  | 0 | 0 |  | 1869.6 | 1869.6 |  | 1000 | 1000 |  | 0 | 0 | 9651.57 | 9651.57 | 0 | 0
2.205.20 | B7.10.13 | (*) GI Trunking 150mm x 150mm |  | Item | 1 |  |  | 0 | 0 |  | 3055.2 | 3055.2 |  | 1000 | 1000 |  | 0 | 0 | 9935.44 | 9935.44 | 0 | 0
2.205.21 | B7.10.14 | (*) 100mm HDGI cable tray |  | Item | 1 |  |  | 0 | 0 |  | 3283.2 | 3283.2 |  | 2000 | 2000 |  | 0 | 0 | 9083.83 | 9083.83 | 0 | 0
2.205.22 | B7.10.15 | (*) 150 mm HDGI cable tray |  | Item | 1 |  |  | 0 | 0 |  | 3420 | 3420 |  | 2000 | 2000 |  | 0 | 0 | 9651.57 | 9651.57 | 0 | 0
2.205.23 | B7.10.16 | (*) 200 mm HDGI cable tray |  | Item | 1 |  |  | 0 | 0 |  | 3648 | 3648 |  | 2000 | 2000 |  | 0 | 0 | 11354.79 | 11354.79 | 0 | 0
2.205.24 | B7.10.17 | (*) 300 mm HDGI cable tray |  | Item | 1 |  |  | 0 | 0 |  | 4560 | 4560 |  | 2000 | 2000 |  | 0 | 0 | 13625.75 | 13625.75 | 0 | 0
| Note | Note Details
2.205.25 | - | DISCONNECTING SWITCHES:-
2.205.26 | - | Supply ,Install, testing and commissioning AC23,IP65 Disconnecting switches including all interconnecting cables, wires , trays and Equipments Points from SMD panels and terminations.
| Item Code | Description | Item Remarks | Unit of Measurement | Quantity/Base Price |  |  | Unit Price/Discount % (Excluding VAT) | Total |  | Unit Price/Discount % (Excluding VAT) | Total |  | Unit Price/Discount % (Excluding VAT) | Total |  | Unit Price/Discount % (Excluding VAT) | Total | Unit Price/Discount % (Excluding VAT) | Total | Unit Price/Discount % (Excluding VAT) | Total
2.205.27 | B7.10.18 | (*) Single phase Isolator (SPN) IP65 |  | No. | 4 |  |  | 0 | 0 |  | 969 | 3876 |  | 450 | 1800 |  | 0 | 0 | 965.16 | 3860.64 | 0 | 0
2.205.28 | B7.10.19 | (*) Three Phase Isolator (TPN) IP 65 |  | No. | 2 |  |  | 0 | 0 |  | 1596 | 3192 |  | 1500 | 3000 |  | 0 | 0 | 1703.22 | 3406.44 | 0 | 0
| Note | Note Details
2.205.29 | - | POWER INSTALLATION:
2.205.30 | - | Wiring Devices Points
2.205.31 | - | Supply ,Install, testing and commissioning complete including points of Wiring devices with cover plates and outlet boxes , wiring cable tray & required all terminations,conduits,boxes , back boxes, couplers, draw boxes, junction boxes, wiring etc complete as per Drawings and Specifications.
| Item Code | Description | Item Remarks | Unit of Measurement | Quantity/Base Price |  |  | Unit Price/Discount % (Excluding VAT) | Total |  | Unit Price/Discount % (Excluding VAT) | Total |  | Unit Price/Discount % (Excluding VAT) | Total |  | Unit Price/Discount % (Excluding VAT) | Total | Unit Price/Discount % (Excluding VAT) | Total | Unit Price/Discount % (Excluding VAT) | Total
2.205.32 | B7.10.20 | (*) 13A switched single socket outlet W/P |  | No. | 4 |  |  | 0 | 0 |  | 285 | 1140 |  | 420 | 1680 |  | 0 | 0 | 851.61 | 3406.44 | 0 | 0
2.205.33 | B7.10.21 | (*) 13A switched double socket outlet |  | No. | 10 |  |  | 0 | 0 |  | 273.6 | 2736 |  | 380 | 3800 |  | 0 | 0 | 908.38 | 9083.8 | 0 | 0
| Note | Note Details
2.205.34 | - | LIGHTING FIXTURES ELECTRICAL POINTS:-
2.205.35 | - | Supply, install, testing and commissioning complete Light fittings including cabling, wiring, conduits and switches in connections to permanent wiring system
| Item Code | Description | Item Remarks | Unit of Measurement | Quantity/Base Price |  |  | Unit Price/Discount % (Excluding VAT) | Total |  | Unit Price/Discount % (Excluding VAT) | Total |  | Unit Price/Discount % (Excluding VAT) | Total |  | Unit Price/Discount % (Excluding VAT) | Total | Unit Price/Discount % (Excluding VAT) | Total | Unit Price/Discount % (Excluding VAT) | Total
2.205.36 | B7.10.22 | (*) Electrical points for Type L8 |  | No. | 21 |  |  | 0 | 0 |  | 513 | 10773 |  | 900 | 18900 |  | 0 | 0 | 908.38 | 19075.98 | 0 | 0
2.205.37 | B7.10.23 | (*) Electrical points for Type L9 |  | No. | 8 |  |  | 0 | 0 |  | 1197 | 9576 |  | 2140 | 17120 |  | 0 | 0 | 1021.93 | 8175.44 | 0 | 0
2.205.38 | B7.10.24 | (*) Surface Mountain Self Contained Non Maintained, 3 Hours Duration 1x12W Emergency Light |  | No. | 6 |  |  | 0 | 0 |  | 478.8 | 2872.8 |  | 1320 | 7920 |  | 0 | 0 | 1703.22 | 10219.32 | 0 | 0
| Note | Note Details
2.205.39 | - | WIRING DEVICES & ACCESSORIES
2.205.40 | - | Supply, install and connect the following devices including device boxes, cover, plates, conduits and wiring between devices and distribution boards, switch panels, etc. as per drawings:
| Item Code | Description | Item Remarks | Unit of Measurement | Quantity/Base Price |  |  | Unit Price/Discount % (Excluding VAT) | Total |  | Unit Price/Discount % (Excluding VAT) | Total |  | Unit Price/Discount % (Excluding VAT) | Total |  | Unit Price/Discount % (Excluding VAT) | Total | Unit Price/Discount % (Excluding VAT) | Total | Unit Price/Discount % (Excluding VAT) | Total
2.205.41 | B7.10.25 | (*) 20A double pole switch | Quantity updated | No. | 5 |  |  | 0 | 0 |  | 222.3 | 1111.5 |  | 300 | 1500 |  | 0 | 0 | 851.61 | 4258.05 | 0 | 0
2.205.42 | B7.10.26 | (*) One way Two gang lighting grid switch | Quantity updated | No. | 5 |  |  | 0 | 0 |  | 205.2 | 1026 |  | 320 | 1600 |  | 0 | 0 | 738.06 | 3690.3 | 0 | 0
| Note | Note Details
2.205.43 | - | CCTV System Installation
2.205.44 | - | Allow for all necessary works in connection with CCTV installation complete including supply, installation, testing and commissioning as per the drawings and/or the specifications
2.205.45 | - | CCTV system shall including supply, installation, connections, testing & commissioning and documentation but not limmted to the followings:
| Item Code | Description | Item Remarks | Unit of Measurement | Quantity/Base Price |  |  | Unit Price/Discount % (Excluding VAT) | Total |  | Unit Price/Discount % (Excluding VAT) | Total |  | Unit Price/Discount % (Excluding VAT) | Total |  | Unit Price/Discount % (Excluding VAT) | Total | Unit Price/Discount % (Excluding VAT) | Total | Unit Price/Discount % (Excluding VAT) | Total
2.205.46 | B7.10.27 | (*) Fixed camera IP (DAY & Night )POE weather proof ,Recongize |  | No. | 2 |  |  | 0 | 0 |  | 1710 | 3420 |  | 7500 | 15000 |  | 0 | 0 | 9083.83 | 18167.66 | 0 | 0
| Note | Note Details
2.205.47 | - | Earthing & bonding System
| Item Code | Description | Item Remarks | Unit of Measurement | Quantity/Base Price |  |  | Unit Price/Discount % (Excluding VAT) | Total |  | Unit Price/Discount % (Excluding VAT) | Total |  | Unit Price/Discount % (Excluding VAT) | Total |  | Unit Price/Discount % (Excluding VAT) | Total | Unit Price/Discount % (Excluding VAT) | Total | Unit Price/Discount % (Excluding VAT) | Total
2.205.48 | B7.10.28 | (*) Supply, install ,testing and commissioning with all accessories of the earthing and bonding system complete including Earth Bar main earth electrodes , earthing continuity conductors ,bonding conductors and earth pit etc, as specified. |  | Item | 1 |  |  | 0 | 0 |  | 11400 | 11400 |  | 18000 | 18000 |  | 0 | 0 | 28386.98 | 28386.98 | 0 | 0
| Note | Note Details
2.205.49 | - | Lightning Protection System
2.205.50 | - | Supply, install, test and commission complete lightning protection system air termination network, fitting and connection complete in accordance with Specifications and Drawings.
| Item Code | Description | Item Remarks | Unit of Measurement | Quantity/Base Price |  |  | Unit Price/Discount % (Excluding VAT) | Total |  | Unit Price/Discount % (Excluding VAT) | Total |  | Unit Price/Discount % (Excluding VAT) | Total |  | Unit Price/Discount % (Excluding VAT) | Total | Unit Price/Discount % (Excluding VAT) | Total | Unit Price/Discount % (Excluding VAT) | Total
2.205.51 | B7.10.29 | (*) Earth pit |  | Item | 1 |  |  | 0 | 0 |  | 5700 | 5700 |  | 15000 | 15000 |  | 0 | 0 | 17032.19 | 17032.19 | 0 | 0
2.205.52 | B7.10.30 | (*) Free standing air terminal for protection of mechanical equipment. |  | Item | 1 |  |  | 0 | 0 |  | 9120 | 9120 |  | 2500 | 2500 |  | 0 | 0 | 14193.49 | 14193.49 | 0 | 0
2.205.53 | B7.10.31 | (*) Thermo weld in all joints |  | Item | 1 |  |  | 0 | 0 |  | 2280 | 2280 |  | 1200 | 1200 |  | 0 | 0 | 5677.4 | 5677.4 | 0 | 0
2.205.54 | B7.10.32 | (*) Copper tape down conductor |  | Item | 1 |  |  | 0 | 0 |  | 4560 | 4560 |  | 2000 | 2000 |  | 0 | 0 | 5677.4 | 5677.4 | 0 | 0
2.205.55 | B7.10.33 | (*) Down conductor to earth pit |  | Item | 1 |  |  | 0 | 0 |  | 1368 | 1368 |  | 2000 | 2000 |  | 0 | 0 | 10219.31 | 10219.31 | 0 | 0
2.205.56 | B7.10.34 | (*) 1C 70mm² PVC/SC direct buried cable |  | Item | 1 |  |  | 0 | 0 |  | 5700 | 5700 |  | 3000 | 3000 |  | 0 | 0 | 5677.4 | 5677.4 | 0 | 0
2.205.57 | B7.10.35 | (*) 25x 3mm bare copper tape lightning protection air terminal |  | Item | 1 |  |  | 0 | 0 |  | 7980 | 7980 |  | 7500 | 7500 |  | 0 | 0 | 9651.57 | 9651.57 | 0 | 0
| Note | Note Details
2.205.58 | - | FIRE ALARM & SECURITY SYSTEMS
2.205.59 | - | ANALOGUE ADDRESSABLE FIRE ALARM SYSTEM
2.205.60 | - | Fire Alarm Installation
2.205.61 | - | Allow for all necessary works in connection with fire alarm installation complete including supply, installation, testing and commissioning as per the drawings and/or the specifications
2.205.62 | - | Complete addressable fire alarm system including all devices / elements as shown on the drawings and/or in specificationshall including supply, installation, connections, testing & commissioning and documentation for the following but not limtted to:
| Item Code | Description | Item Remarks | Unit of Measurement | Quantity/Base Price |  |  | Unit Price/Discount % (Excluding VAT) | Total |  | Unit Price/Discount % (Excluding VAT) | Total |  | Unit Price/Discount % (Excluding VAT) | Total |  | Unit Price/Discount % (Excluding VAT) | Total | Unit Price/Discount % (Excluding VAT) | Total | Unit Price/Discount % (Excluding VAT) | Total
2.205.63 | B7.10.36 | (*) Addressable Smoke detector |  | No. | 2 |  |  | 0 | 0 |  | 399 | 798 |  | 350 | 700 |  | 0 | 0 | 1362.57 | 2725.14 | 0 | 0
2.205.64 | B7.10.37 | (*) Addressable heat detector |  | No. | 4 |  |  | 0 | 0 |  | 399 | 1596 |  | 450 | 1800 |  | 0 | 0 | 1419.35 | 5677.4 | 0 | 0
2.205.65 | B7.10.38 | (*) Addressable manual call point |  | No. | 1 |  |  | 0 | 0 |  | 399 | 399 |  | 500 | 500 |  | 0 | 0 | 1419.35 | 1419.35 | 0 | 0
2.205.66 | B7.10.39 | (*) Addressable Fire Alarm sounder with strobe weather proof |  | No. | 1 |  |  | 0 | 0 |  | 2280 | 2280 |  | 650 | 650 |  | 0 | 0 | 1362.57 | 1362.57 | 0 | 0
2.205.67 | B7.10.40 | (*) Monitor Module |  | No. | 2 |  |  | 0 | 0 |  | 11400 | 22800 |  | 1500 | 3000 |  | 0 | 0 | 2838.7 | 5677.4 | 0 | 0
| Note | Note Details
2.205.68 | - | SUNDRIES:-
| Item Code | Description | Item Remarks | Unit of Measurement | Quantity/Base Price |  |  | Unit Price/Discount % (Excluding VAT) | Total |  | Unit Price/Discount % (Excluding VAT) | Total |  | Unit Price/Discount % (Excluding VAT) | Total |  | Unit Price/Discount % (Excluding VAT) | Total | Unit Price/Discount % (Excluding VAT) | Total | Unit Price/Discount % (Excluding VAT) | Total
2.205.69 | B7.10.41 | (*) Allow for supports |  | Item | 1 |  |  | 0 | 0 |  | 2850 | 2850 |  | 8000 | 8000 |  | 0 | 0 | 8516.09 | 8516.09 | 0 | 0
2.205.70 | B7.10.42 | (*) Allow for identifications, tag plates, labels, signage and colour coding for all services. |  | Item | 1 |  |  | 0 | 0 |  | 2850 | 2850 |  | 2000 | 2000 |  | 0 | 0 | 8516.09 | 8516.09 | 0 | 0
2.205.71 | B7.10.43 | (*) Allow for testing and pre-commissioning |  | Item | 1 |  |  | 0 | 0 |  | 11400 | 11400 |  | 1000 | 1000 |  | 0 | 0 | 8516.09 | 8516.09 | 0 | 0
2.205.72 | B7.10.44 | (*) Allow for commissioning |  | Item | 1 |  |  | 0 | 0 |  | 28500 | 28500 |  | 500 | 500 |  | 0 | 0 | 8516.09 | 8516.09 | 0 | 0
2.205.73 | B7.10.45 | (*) Allow for tools and spares |  | Item | 1 |  |  | 0 | 0 |  | 17100 | 17100 |  | 500 | 500 |  | 0 | 0 | 8516.09 | 8516.09 | 0 | 0
2.205.74 | B7.10.46 | (*) Allow for document and certification |  | Item | 1 |  |  | 0 | 0 |  | 11400 | 11400 |  | 1500 | 1500 |  | 0 | 0 | 8516.09 | 8516.09 | 0 | 0
2.205.75 | B7.10.47 | (*) Allow for co-ordination with other services |  | Item | 1 |  |  | 0 | 0 |  | 5700 | 5700 |  | 1000 | 1000 |  | 0 | 0 | 8516.09 | 8516.09 | 0 | 0
2.205.76 | B7.10.48 | (*) Allow for cutting or forming holes, mortises, chases, or the like and making good finishing |  | Item | 1 |  |  | 0 | 0 |  | 3420 | 3420 |  | 2500 | 2500 |  | 0 | 0 | 8516.09 | 8516.09 | 0 | 0
2.205.77 | B7.10.49 | (*) Allow for building in or cutting and pinning brackets or the like and making good finishing |  | Item | 1 |  |  | 0 | 0 |  | 5700 | 5700 |  | 2500 | 2500 |  | 0 | 0 | 8516.09 | 8516.09 | 0 | 0
2.205.78 | B7.10.50 | (*) Allow for protective painting to all systems |  | Item | 1 |  |  | 0 | 0 |  | 1710 | 1710 |  | 2000 | 2000 |  | 0 | 0 | 8516.09 | 8516.09 | 0 | 0
2.205.79 | B7.10.51 | (*) Allow for decorative painting to all systems |  | Item | 1 |  |  | 0 | 0 |  | 2280 | 2280 |  | 2000 | 2000 |  | 0 | 0 | 8516.09 | 8516.09 | 0 | 0
2.205.80 | B7.10.52 | (*) Allow for drawings, manuals, submittal, samples inspections, instruction books |  | Item | 1 |  |  | 0 | 0 |  | 3420 | 3420 |  | 3500 | 3500 |  | 0 | 0 | 8516.09 | 8516.09 | 0 | 0
2.205.81 | B7.10.53 | (*) Allow for builders work |  | Item | 1 |  |  | 0 | 0 |  | 3990 | 3990 |  | 25000 | 25000 |  | 0 | 0 | 8516.09 | 8516.09 | 0 | 0
| Note | Note Details
2.205.82 | - | Additional items
| Item Code | Description | Item Remarks | Unit of Measurement | Quantity/Base Price |  |  | Unit Price/Discount % (Excluding VAT) | Total |  | Unit Price/Discount % (Excluding VAT) | Total |  | Unit Price/Discount % (Excluding VAT) | Total |  | Unit Price/Discount % (Excluding VAT) | Total | Unit Price/Discount % (Excluding VAT) | Total | Unit Price/Discount % (Excluding VAT) | Total
2.205.83 | AI | (*) Contractor may price here any items which has been shown in the Contract drawings or any other Contract Documents but overlooked or not specifically mentioned inthe schedule of items and is necessary for the satisfactory completion of the Works. Should the Contractor fail to insert any item here, it will be deemed that lump sum Contract Price includes all such items and no claims for additional items will be entertained. |  | Item | 1 |  |  | 0 | 0 |  | 0 | 0 |  | 0 | 0 |  | 0 | 0 | 0 | 0 | 115000 | 115000
| Note | Note Details
2.205.84 | - | Please attach one PDF file to be named "Additional Items for (insert bill no/name & Section No/name)" for the details of these additional items in the additional attachment area at the end of the BOQ.
2.206 PPS-EW: BILL NO 08 - EXTERNAL WORKS | [6 empty] | 4010104 |  | 4185119 |  | 0 (out of 0) | 4044959.4 |  | 0 (out of 0) | 4424800 |  | 0 (out of 0) | 4574603 | 0 (out of 0) | 6804703.48 | 0 (out of 0) | 6674440
2.207 PPS-EW: B8-01 EXTERNAL CIVIL WORKS | [6 empty] | 3232104 | 13 (out of 13) | 2886255 |  | 13 (out of 13) | 3320535 |  | 13 (out of 13) | 3070810 |  | 13 (out of 13) | 4574603 | 13 (out of 13) | 5544237.62 | 13 (out of 13) | 5811540
| Note | Note Details
2.207.1 | - | Site preparation
| Item Code | Description | Item Remarks | Unit of Measurement | Quantity/Base Price |  |  | Unit Price/Discount % (Excluding VAT) | Total |  | Unit Price/Discount % (Excluding VAT) | Total |  | Unit Price/Discount % (Excluding VAT) | Total |  | Unit Price/Discount % (Excluding VAT) | Total | Unit Price/Discount % (Excluding VAT) | Total | Unit Price/Discount % (Excluding VAT) | Total
2.207.2 | B8.1.1 | (*) Clearing the site including removing rubbish, vegetation,undergrowth, bushes, hedges, trees ,etc |  | m2 | 14306 |  |  | 4 | 57224 |  | 28.5 | 407721 |  | 10 | 143060 |  | 12 | 171672 | 9.59 | 137194.54 | 50 | 715300
| Note | Note Details
2.207.3 | - | Pavments
| Item Code | Description | Item Remarks | Unit of Measurement | Quantity/Base Price |  |  | Unit Price/Discount % (Excluding VAT) | Total |  | Unit Price/Discount % (Excluding VAT) | Total |  | Unit Price/Discount % (Excluding VAT) | Total |  | Unit Price/Discount % (Excluding VAT) | Total | Unit Price/Discount % (Excluding VAT) | Total | Unit Price/Discount % (Excluding VAT) | Total
2.207.4 | B8.1.2 | (*) 80mm thk interlocking tiles Drive way & parkings |  | m2 | 9601 |  |  | 91 | 873691 |  | 114 | 1094514 |  | 100 | 960100 |  | 156 | 1497756 | 113.86 | 1093169.86 | 140 | 1344140
2.207.5 | B8.1.3 | (*) Gravel to Area Adjecat to Boundary wall |  | m2 | 2480 |  |  | 64 | 158720 |  | 17.1 | 42408 |  | 40 | 99200 |  | 61 | 151280 | 41.95 | 104036 | 100 | 248000
| Note | Note Details
2.207.6 | - | Kerbstone
| Item Code | Description | Item Remarks | Unit of Measurement | Quantity/Base Price |  |  | Unit Price/Discount % (Excluding VAT) | Total |  | Unit Price/Discount % (Excluding VAT) | Total |  | Unit Price/Discount % (Excluding VAT) | Total |  | Unit Price/Discount % (Excluding VAT) | Total | Unit Price/Discount % (Excluding VAT) | Total | Unit Price/Discount % (Excluding VAT) | Total
2.207.7 | B8.1.4 | (*) Upstand Kerbstone |  | m | 1300 |  |  | 85 | 110500 |  | 136.8 | 177840 |  | 100 | 130000 |  | 163 | 211900 | 107.87 | 140231 | 110 | 143000
2.207.8 | B8.1.5 | (*) Flush kerbstone |  | m | 6 |  |  | 85 | 510 |  | 136.8 | 820.8 |  | 100 | 600 |  | 163 | 978 | 95.88 | 575.28 | 100 | 600
| Note | Note Details
2.207.9 | - | Precast boundary wall
| Item Code | Description | Item Remarks | Unit of Measurement | Quantity/Base Price |  |  | Unit Price/Discount % (Excluding VAT) | Total |  | Unit Price/Discount % (Excluding VAT) | Total |  | Unit Price/Discount % (Excluding VAT) | Total |  | Unit Price/Discount % (Excluding VAT) | Total | Unit Price/Discount % (Excluding VAT) | Total | Unit Price/Discount % (Excluding VAT) | Total
2.207.10 | B8.1.6 | (*) Complete construction of Boundary Wall including but not limited to footings, precast columns, tie beams and coping beams (concrete, reinforcement and formworks),, and paint finish, ...etc. as shown on drawing. |  | m | 403 |  |  | 1166 | 469898 |  | 1311 | 528333 |  | 1350 | 544050 |  | 1081 | 435643 | 3296.04 | 1328304.12 | 3300 | 1329900
| Note | Note Details
2.207.11 | - | Fabric Shades
2.207.12 | - | Complete construction of fabric shade including footing ,pedestal ,waterproof etc
| Item Code | Description | Item Remarks | Unit of Measurement | Quantity/Base Price |  |  | Unit Price/Discount % (Excluding VAT) | Total |  | Unit Price/Discount % (Excluding VAT) | Total |  | Unit Price/Discount % (Excluding VAT) | Total |  | Unit Price/Discount % (Excluding VAT) | Total | Unit Price/Discount % (Excluding VAT) | Total | Unit Price/Discount % (Excluding VAT) | Total
2.207.13 | B8.1.7 | (*) Tensile fabric shed 5400 x 5640mm |  | No. | 48 |  |  | 11300 | 542400 |  | 11400 | 547200 |  | 20000 | 960000 |  | 8125 | 390000 | 29964.03 | 1438273.44 | 15000 | 720000
| Note | Note Details
2.207.14 | - | Road markings and signage
| Item Code | Description | Item Remarks | Unit of Measurement | Quantity/Base Price |  |  | Unit Price/Discount % (Excluding VAT) | Total |  | Unit Price/Discount % (Excluding VAT) | Total |  | Unit Price/Discount % (Excluding VAT) | Total |  | Unit Price/Discount % (Excluding VAT) | Total | Unit Price/Discount % (Excluding VAT) | Total | Unit Price/Discount % (Excluding VAT) | Total
2.207.15 | B8.1.8 | (*) Road markings and signage |  | Item | 1 |  |  | 26500 | 26500 |  | 22800 | 22800 |  | 5000 | 5000 |  | 88326 | 88326 | 89892.1 | 89892.1 | 180000 | 180000
| Note | Note Details
2.207.16 | - | Wheel stopper
| Item Code | Description | Item Remarks | Unit of Measurement | Quantity/Base Price |  |  | Unit Price/Discount % (Excluding VAT) | Total |  | Unit Price/Discount % (Excluding VAT) | Total |  | Unit Price/Discount % (Excluding VAT) | Total |  | Unit Price/Discount % (Excluding VAT) | Total | Unit Price/Discount % (Excluding VAT) | Total | Unit Price/Discount % (Excluding VAT) | Total
2.207.17 | B8.1.9 | (*) Wheel stopper 600MM X2 |  | No. | 202 |  |  | 212 | 42824 |  | 131.1 | 26482.2 |  | 200 | 40400 |  | 611 | 123422 | 389.53 | 78685.06 | 300 | 60600
| Note | Note Details
2.207.18 | - | Manholes
| Item Code | Description | Item Remarks | Unit of Measurement | Quantity/Base Price |  |  | Unit Price/Discount % (Excluding VAT) | Total |  | Unit Price/Discount % (Excluding VAT) | Total |  | Unit Price/Discount % (Excluding VAT) | Total |  | Unit Price/Discount % (Excluding VAT) | Total | Unit Price/Discount % (Excluding VAT) | Total | Unit Price/Discount % (Excluding VAT) | Total
2.207.19 | B8.1.10 | (*) Manholes for storm water & DR |  | No. | 32 |  |  | 8480 | 271360 |  | 3420 | 109440 |  | 5000 | 160000 |  | 26090 | 834880 | 17978.42 | 575309.44 | 7000 | 224000
| Note | Note Details
2.207.20 | - | Concrete Protection
| Item Code | Description | Item Remarks | Unit of Measurement | Quantity/Base Price |  |  | Unit Price/Discount % (Excluding VAT) | Total |  | Unit Price/Discount % (Excluding VAT) | Total |  | Unit Price/Discount % (Excluding VAT) | Total |  | Unit Price/Discount % (Excluding VAT) | Total | Unit Price/Discount % (Excluding VAT) | Total | Unit Price/Discount % (Excluding VAT) | Total
2.207.21 | B8.1.11 | (*) Concrete Protection for External MEP Underground pipes |  | m3 | 23 |  |  | 636 | 14628 |  | 912 | 20976 |  | 800 | 18400 |  | 1902 | 43746 | 835.4 | 19214.2 | 2000 | 46000
2.207.22 | B8.1.12 | (*) Civil work for fuel tanks |  | Item | 1 |  |  | 318000 | 318000 |  | 342000 | 342000 |  | 10000 | 10000 |  | 625000 | 625000 | 539352.58 | 539352.58 | 800000 | 800000
| Note | Note Details
2.207.23 | - | Additional items
| Item Code | Description | Item Remarks | Unit of Measurement | Quantity/Base Price |  |  | Unit Price/Discount % (Excluding VAT) | Total |  | Unit Price/Discount % (Excluding VAT) | Total |  | Unit Price/Discount % (Excluding VAT) | Total |  | Unit Price/Discount % (Excluding VAT) | Total | Unit Price/Discount % (Excluding VAT) | Total | Unit Price/Discount % (Excluding VAT) | Total
2.207.24 | AI | (*) Contractor may price here any items which has been shown in the Contract drawings or any other Contract Documents but overlooked or not specifically mentioned inthe schedule of items and is necessary for the satisfactory completion of the Works. Should the Contractor fail to insert any item here, it will be deemed that lump sum Contract Price includes all such items and no claims for additional items will be entertained. |  | Item | 1 |  |  | 0 | 0 |  | 0 | 0 |  | 0 | 0 |  | 0 | 0 | 0 | 0 | 0 | 0
| Note | Note Details
2.207.25 | - | Please attach one PDF file to be named "Additional Items for (insert bill no/name & Section No/name)" for the details of these additional items in the additional attachment area at the end of the BOQ.
2.208 PPS-EW: B8-2 EXTERNAL MECHANICAL WORKS | [6 empty] | 34300 | 31 (out of 31) | 972991 |  | 31 (out of 31) | 475209 |  | 31 (out of 31) | 736590 |  | 31 (out of 31) | 0 | 31 (out of 31) | 712994.76 | 31 (out of 31) | 862900
| Note | Note Details
2.208.1 | - | The Drawings ,B.O.Q and specification are one unit.
2.208.2 | - | All Items and quantities are based on the Drawings, B.O.Q and specifications.
2.208.3 | - | All Items including supply and installation as per specifications and client requirements.
2.208.4 | - | All Items including supply and installation unless otherwise mentioned.
2.208.5 | - | All Items must be reviewed and approved by Civil Defense , Client or his representative before installation.
2.208.6 | - | Rates shall include all testing , commissioning as specified and follow the condition of contract and estidama requirment.
2.208.7 | - | Allow for work to be carried out on materials to be supplied on fees to be paid in respect of authority to be expended at the direction of the engineer.
2.208.8 | - | Allow for work to be connected to existing connection points for water supply , drainge network , fire fighting system.
2.208.9 | - | Water Supply
| Item Code | Description | Item Remarks | Unit of Measurement | Quantity/Base Price |  |  | Unit Price/Discount % (Excluding VAT) | Total |  | Unit Price/Discount % (Excluding VAT) | Total |  | Unit Price/Discount % (Excluding VAT) | Total |  | Unit Price/Discount % (Excluding VAT) | Total | Unit Price/Discount % (Excluding VAT) | Total | Unit Price/Discount % (Excluding VAT) | Total
2.208.10 | B8.2.1 | (*) Cold water HDPE pipe 50mm dia |  | m | 25 |  |  | 223 | 5575 |  | 74.1 | 1852.5 |  | 120 | 3000 |  | 0 | 0 | 113.55 | 2838.75 | 180 | 4500
2.208.11 | B8.2.2 | (*) Cold water HDPE pipe 32mm dia |  | m | 85 |  |  | 197 | 16745 |  | 45.6 | 3876 |  | 100 | 8500 |  | 0 | 0 | 68.13 | 5791.05 | 130 | 11050
2.208.12 | B8.2.2 | (*) Main Gate Valve |  | No. | 3 |  |  | 5300 | 15900 |  | 142.5 | 427.5 |  | 1500 | 4500 |  | 0 | 0 | 1703.22 | 5109.66 | 5000 | 15000
2.208.13 | B8.2.2 | (*) Water Meter |  | No. | 1 |  |  | 5300 | 5300 |  | 2052 | 2052 |  | 2500 | 2500 |  | 0 | 0 | 3974.18 | 3974.18 | 5000 | 5000
2.208.14 | B8.2.2 | (*) Water Meter Manhole Cover |  | No. | 1 |  |  | 15900 | 15900 |  | 2850 | 2850 |  | 2500 | 2500 |  | 0 | 0 | 3406.44 | 3406.44 | 2800 | 2800
2.208.15 | B8.2.3 | (*) Main Gate Valve Manhole Cover |  | No. | 1 |  |  | 12720 | 12720 |  | 2850 | 2850 |  | 2500 | 2500 |  | 0 | 0 | 8516.09 | 8516.09 | 2500 | 2500
| Note | Note Details
2.208.16 | - | Fire protection
2.208.17 | - | Supply and installation, testing, commissioning fire fighting system with all accessories as per ADDC latest code
| Item Code | Description | Item Remarks | Unit of Measurement | Quantity/Base Price |  |  | Unit Price/Discount % (Excluding VAT) | Total |  | Unit Price/Discount % (Excluding VAT) | Total |  | Unit Price/Discount % (Excluding VAT) | Total |  | Unit Price/Discount % (Excluding VAT) | Total | Unit Price/Discount % (Excluding VAT) | Total | Unit Price/Discount % (Excluding VAT) | Total
2.208.18 | B8.2.3 | (*) Fire fighting HDPE pipe ∅ 25 |  | m | 10 |  |  | 170 | 1700 |  | 91.2 | 912 |  | 175 | 1750 |  | 0 | 0 | 56.77 | 567.7 | 100 | 1000
2.208.19 | B8.2.3 | (*) Fire fighting HDPE pipe ∅ 65 |  | m | 117 |  |  | 223 | 26091 |  | 114 | 13338 |  | 220 | 25740 |  | 0 | 0 | 141.93 | 16605.81 | 150 | 17550
2.208.20 | B8.2.3 | (*) Fire fighting HDPE pipe ∅ 80 |  | m | 175 |  |  | 250 | 43750 |  | 171 | 29925 |  | 250 | 43750 |  | 0 | 0 | 170.32 | 29806 | 180 | 31500
2.208.21 | B8.2.4 | (*) Fire fighting HDPE pipe ∅ 100 |  | m | 40 |  |  | 287 | 11480 |  | 199.5 | 7980 |  | 280 | 11200 |  | 0 | 0 | 204.39 | 8175.6 | 250 | 10000
2.208.22 | B8.2.5 | (*) Breachig inltet |  | No. | 1 |  |  | 12720 | 12720 |  | 2850 | 2850 |  | 10000 | 10000 |  | 0 | 0 | 11354.79 | 11354.79 | 20000 | 20000
| Note | Note Details
2.208.23 | - | Stormwater
| Item Code | Description | Item Remarks | Unit of Measurement | Quantity/Base Price |  |  | Unit Price/Discount % (Excluding VAT) | Total |  | Unit Price/Discount % (Excluding VAT) | Total |  | Unit Price/Discount % (Excluding VAT) | Total |  | Unit Price/Discount % (Excluding VAT) | Total | Unit Price/Discount % (Excluding VAT) | Total | Unit Price/Discount % (Excluding VAT) | Total
2.208.24 | B8.2.6 | (*) Rain water manhole cover |  | No. | 20 |  |  | 10600 | 212000 |  | 5700 | 114000 |  | 9500 | 190000 |  | 0 | 0 | 10219.31 | 204386.2 | 5500 | 110000
2.208.25 | B8.2.7 | (*) Rain water pipe 150 mm |  | m | 230 |  |  | 271 | 62330 |  | 188.1 | 43263 |  | 195 | 44850 |  | 0 | 0 | 170.32 | 39173.6 | 400 | 92000
2.208.26 | B8.2.7 | (*) Rain water pipe 200 mm |  | m | 350 |  |  | 636 | 222600 |  | 256.5 | 89775 |  | 280 | 98000 |  | 0 | 0 | 198.71 | 69548.5 | 450 | 157500
2.208.27 | B8.2.8 | (*) catch basin |  | No. | 10 |  |  | 8480 | 84800 |  | 513 | 5130 |  | 6500 | 65000 |  | 0 | 0 | 13625.75 | 136257.5 | 6000 | 60000
| Note | Note Details
2.208.28 | - | Drainage
| Item Code | Description | Item Remarks | Unit of Measurement | Quantity/Base Price |  |  | Unit Price/Discount % (Excluding VAT) | Total |  | Unit Price/Discount % (Excluding VAT) | Total |  | Unit Price/Discount % (Excluding VAT) | Total |  | Unit Price/Discount % (Excluding VAT) | Total | Unit Price/Discount % (Excluding VAT) | Total | Unit Price/Discount % (Excluding VAT) | Total
2.208.29 | B8.2.9 | (*) Manhole cover |  | No. | 9 |  |  | 10600 | 95400 |  | 5700 | 51300 |  | 12000 | 108000 |  | 0 | 0 | 7380.61 | 66425.49 | 6500 | 58500
2.208.30 | B8.2.10 | (*) Drainage pipe 150 mm |  | m | 160 |  |  | 303 | 48480 |  | 171 | 27360 |  | 195 | 31200 |  | 0 | 0 | 170.32 | 27251.2 | 400 | 64000
| Note | Note Details
2.208.31 | - | SUNDRIES:-
| Item Code | Description | Item Remarks | Unit of Measurement | Quantity/Base Price |  |  | Unit Price/Discount % (Excluding VAT) | Total |  | Unit Price/Discount % (Excluding VAT) | Total |  | Unit Price/Discount % (Excluding VAT) | Total |  | Unit Price/Discount % (Excluding VAT) | Total | Unit Price/Discount % (Excluding VAT) | Total | Unit Price/Discount % (Excluding VAT) | Total
2.208.32 | B8.2.11 | (*) Allow for supports |  | Item | 1 |  |  | 79500 | 79500 |  | 2280 | 2280 |  | 5000 | 5000 |  | 0 | 0 | 5677.4 | 5677.4 | 0 | 0
2.208.33 | B8.2.12 | (*) Allow for identifications, tag plates, labels, signage and colour coding for all services. |  | Item | 1 |  |  | 0 | 0 |  | 5700 | 5700 |  | 1000 | 1000 |  | 0 | 0 | 5677.4 | 5677.4 | 0 | 0
2.208.34 | B8.2.13 | (*) Allow for testing and pre-commissioning |  | Item | 1 |  |  | 0 | 0 |  | 3420 | 3420 |  | 500 | 500 |  | 0 | 0 | 5677.4 | 5677.4 | 0 | 0
2.208.35 | B8.2.14 | (*) Allow for commissioning |  | Item | 1 |  |  | 0 | 0 |  | 2280 | 2280 |  | 500 | 500 |  | 0 | 0 | 5677.4 | 5677.4 | 0 | 0
2.208.36 | B8.2.15 | (*) Allow for tools and spares |  | Item | 1 |  |  | 0 | 0 |  | 5700 | 5700 |  | 100 | 100 |  | 0 | 0 | 5677.4 | 5677.4 | 0 | 0
2.208.37 | B8.2.16 | (*) Allow for document and certification |  | Item | 1 |  |  | 0 | 0 |  | 11400 | 11400 |  | 1500 | 1500 |  | 0 | 0 | 5677.4 | 5677.4 | 0 | 0
2.208.38 | B8.2.17 | (*) Allow for co-ordination with other services |  | Item | 1 |  |  | 0 | 0 |  | 2280 | 2280 |  | 1500 | 1500 |  | 0 | 0 | 5677.4 | 5677.4 | 0 | 0
2.208.39 | B8.2.18 | (*) Allow for cutting or forming holes, mortises, chases, or the like and making good finishing |  | Item | 1 |  |  | 0 | 0 |  | 2280 | 2280 |  | 2000 | 2000 |  | 0 | 0 | 5677.4 | 5677.4 | 0 | 0
2.208.40 | B8.2.19 | (*) Allow for building in or cutting and pinning brackets or the like and making good finishing |  | Item | 1 |  |  | 0 | 0 |  | 3420 | 3420 |  | 2000 | 2000 |  | 0 | 0 | 5677.4 | 5677.4 | 0 | 0
2.208.41 | B8.2.20 | (*) Allow for protective painting to all systems |  | Item | 1 |  |  | 0 | 0 |  | 4560 | 4560 |  | 1500 | 1500 |  | 0 | 0 | 5677.4 | 5677.4 | 0 | 0
2.208.42 | B8.2.21 | (*) Allow for decorative painting to all systems |  | Item | 1 |  |  | 0 | 0 |  | 4560 | 4560 |  | 1500 | 1500 |  | 0 | 0 | 5677.4 | 5677.4 | 0 | 0
2.208.43 | B8.2.22 | (*) Allow for drawings, manuals, submittal, samples inspections, instruction books |  | Item | 1 |  |  | 0 | 0 |  | 17100 | 17100 |  | 1500 | 1500 |  | 0 | 0 | 5677.4 | 5677.4 | 0 | 0
2.208.44 | B8.2.23 | (*) Allow for builders work |  | Item | 1 |  |  | 0 | 0 |  | 9120 | 9120 |  | 65000 | 65000 |  | 0 | 0 | 5677.4 | 5677.4 | 200000 | 200000
| Note | Note Details
2.208.45 | - | Additional items
| Item Code | Description | Item Remarks | Unit of Measurement | Quantity/Base Price |  |  | Unit Price/Discount % (Excluding VAT) | Total |  | Unit Price/Discount % (Excluding VAT) | Total |  | Unit Price/Discount % (Excluding VAT) | Total |  | Unit Price/Discount % (Excluding VAT) | Total | Unit Price/Discount % (Excluding VAT) | Total | Unit Price/Discount % (Excluding VAT) | Total
2.208.46 | AI | (*) Contractor may price here any items which has been shown in the Contract drawings or any other Contract Documents but overlooked or not specifically mentioned inthe schedule of items and is necessary for the satisfactory completion of the Works. Should the Contractor fail to insert any item here, it will be deemed that lump sum Contract Price includes all such items and no claims for additional items will be entertained. |  | Item | 1 |  |  | 0 | 0 |  | 1368 | 1368 |  | 0 | 0 |  | 0 | 0 | 0 | 0 | 0 | 0
| Note | Note Details
2.208.47 | - | Please attach one PDF file to be named "Additional Items for (insert bill no/name & Section No/name)" for the details of these additional items in the additional attachment area at the end of the BOQ.
2.209 PPS-EW: B8-3 EXTERNAL ELECTRICAL INSTALLATION | [6 empty] | 743700 | 23 (out of 23) | 325873 |  | 23 (out of 23) | 249215.4 |  | 23 (out of 23) | 617400 |  | 23 (out of 23) | 0 | 23 (out of 23) | 547471.1 | 23 (out of 23) | 436000
| Note | Note Details
2.209.1 | - | Final Distribution Board
2.209.2 | - | Supply, install, test and commission Wall mounted/ Free Standing Final Distribution Boards including circuit breakers, energy monitoring, conduits, ducts and trays from incoming/Outgoing power supply and all terminations as shown on the Drawings & Specifications for the following:-
| Item Code | Description | Item Remarks | Unit of Measurement | Quantity/Base Price |  |  | Unit Price/Discount % (Excluding VAT) | Total |  | Unit Price/Discount % (Excluding VAT) | Total |  | Unit Price/Discount % (Excluding VAT) | Total |  | Unit Price/Discount % (Excluding VAT) | Total | Unit Price/Discount % (Excluding VAT) | Total | Unit Price/Discount % (Excluding VAT) | Total
2.209.3 | B8.3.1 | (*) LCC - LIGHTING CONTROL CABINET |  | No. | 1 |  |  | 10600 | 10600 |  | 27360 | 27360 |  | 30000 | 30000 |  | 0 | 0 | 17032.19 | 17032.19 | 25000 | 25000
| Note | Note Details
2.209.4 | - | DISCONNECTING SWITCHES:-
2.209.5 | - | Supply ,Install, testing and commissioning AC23,IP65 Disconnecting switches including all interconnecting cables, wires , trays and Equipments Points from SMD panels and terminations.
| Item Code | Description | Item Remarks | Unit of Measurement | Quantity/Base Price |  |  | Unit Price/Discount % (Excluding VAT) | Total |  | Unit Price/Discount % (Excluding VAT) | Total |  | Unit Price/Discount % (Excluding VAT) | Total |  | Unit Price/Discount % (Excluding VAT) | Total | Unit Price/Discount % (Excluding VAT) | Total | Unit Price/Discount % (Excluding VAT) | Total
2.209.6 | B8.3.2 | (*) Single phase Isolator (SPN) IP65 |  | Item | 1 |  |  | 21200 | 21200 |  | 969 | 969 |  | 2000 | 2000 |  | 0 | 0 | 965.16 | 965.16 | 35000 | 35000
| Note | Note Details
2.209.7 | - | LIGHTING FIXTURES ELECTRICAL POINTS:-
2.209.8 | - | Supply, install, testing and commissioning complete Light fittings including cabling, wiring, conduits and switches in connections to permanent wiring system
| Item Code | Description | Item Remarks | Unit of Measurement | Quantity/Base Price |  |  | Unit Price/Discount % (Excluding VAT) | Total |  | Unit Price/Discount % (Excluding VAT) | Total |  | Unit Price/Discount % (Excluding VAT) | Total |  | Unit Price/Discount % (Excluding VAT) | Total | Unit Price/Discount % (Excluding VAT) | Total | Unit Price/Discount % (Excluding VAT) | Total
2.209.9 | B8.3.3 | (*) Electrical points for Type L13 |  | No. | 17 |  |  | 261 | 4437 |  | 741 | 12597 |  | 4100 | 69700 |  | 0 | 0 | 6812.87 | 115818.79 | 500 | 8500
2.209.10 | B8.3.4 | (*) Electrical points for Type L14 |  | No. | 16 |  |  | 1161 | 18576 |  | 381.9 | 6110.4 |  | 4100 | 65600 |  | 0 | 0 | 9083.83 | 145341.28 | 500 | 8000
2.209.11 | B8.3.5 | (*) Electrical points for Type L15 |  | No. | 16 |  |  | 580 | 9280 |  | 627 | 10032 |  | 5300 | 84800 |  | 0 | 0 | 1021.93 | 16350.88 | 500 | 8000
2.209.12 | B8.3.6 | (*) Electrical points for Type L16 |  | No. | 31 |  |  | 580 | 17980 |  | 627 | 19437 |  | 5300 | 164300 |  | 0 | 0 | 1021.93 | 31679.83 | 500 | 15500
| Note | Note Details
2.209.13 | - | CCTV System Installation
2.209.14 | - | Allow for all necessary works in connection with CCTV installation complete including supply, installation, testing and commissioning as per the drawings and/or the specifications
2.209.15 | - | Complete CCTV system including NVR,work station,CAT6 cabling ,power caling... ETC and all devices / elements as shown on the drawings and/or in specification including supply, installation, connections, testing & commissioning and documentation. Include all builders work, fixing accessories, wires/ cables, tagging, cable tray with cover, trunking, conduits, supports, back boxes,couplers and accessories as required
| Item Code | Description | Item Remarks | Unit of Measurement | Quantity/Base Price |  |  | Unit Price/Discount % (Excluding VAT) | Total |  | Unit Price/Discount % (Excluding VAT) | Total |  | Unit Price/Discount % (Excluding VAT) | Total |  | Unit Price/Discount % (Excluding VAT) | Total | Unit Price/Discount % (Excluding VAT) | Total | Unit Price/Discount % (Excluding VAT) | Total
2.209.16 | B8.3.7 | (*) Fixed camera IP (DAY & Night )POE weather proof ,Recongize | Quantity updated | No. | 12 |  |  | 10600 | 127200 |  | 5130 | 61560 |  | 6000 | 72000 |  | 0 | 0 | 9083.83 | 109005.96 | 8000 | 96000
2.209.17 | B8.3.8 | (*) Fixed camera IP (DAY & Night )POE weather proof ,NUMBER PLAT |  | No. | 1 |  |  | 10600 | 10600 |  | 5130 | 5130 |  | 9500 | 9500 |  | 0 | 0 | 9083.83 | 9083.83 | 10000 | 10000
2.209.18 | B8.3.9 | (*) Conduites, wiring, patch panels, cables, termination, trunking, ,junction boxes,earthing and trays... etc related of Infrastructure work required for CCTV system |  | Item | 1 |  |  | 53000 | 53000 |  | 5700 | 5700 |  | 45000 | 45000 |  | 0 | 0 | 28386.98 | 28386.98 | 150000 | 150000
| Note | Note Details
2.209.19 | - | SUNDRIES:-
| Item Code | Description | Item Remarks | Unit of Measurement | Quantity/Base Price |  |  | Unit Price/Discount % (Excluding VAT) | Total |  | Unit Price/Discount % (Excluding VAT) | Total |  | Unit Price/Discount % (Excluding VAT) | Total |  | Unit Price/Discount % (Excluding VAT) | Total | Unit Price/Discount % (Excluding VAT) | Total | Unit Price/Discount % (Excluding VAT) | Total
2.209.20 | B8.3.10 | (*) Allow for supports |  | Item | 1 |  |  | 53000 | 53000 |  | 2850 | 2850 |  | 8000 | 8000 |  | 0 | 0 | 5677.4 | 5677.4 | 0 | 0
2.209.21 | B8.3.11 | (*) Allow for identifications, tag plates, labels, signage and colour coding for all services. |  | Item | 1 |  |  | 0 | 0 |  | 2850 | 2850 |  | 4000 | 4000 |  | 0 | 0 | 5677.4 | 5677.4 | 0 | 0
2.209.22 | B8.3.12 | (*) Allow for testing and pre-commissioning |  | Item | 1 |  |  | 0 | 0 |  | 11400 | 11400 |  | 1000 | 1000 |  | 0 | 0 | 5677.4 | 5677.4 | 0 | 0
2.209.23 | B8.3.13 | (*) Allow for commissioning |  | Item | 1 |  |  | 0 | 0 |  | 28500 | 28500 |  | 1000 | 1000 |  | 0 | 0 | 5677.4 | 5677.4 | 0 | 0
2.209.24 | B8.3.14 | (*) Allow for tools and spares |  | Item | 1 |  |  | 0 | 0 |  | 17100 | 17100 |  | 500 | 500 |  | 0 | 0 | 5677.4 | 5677.4 | 0 | 0
2.209.25 | B8.3.15 | (*) Allow for document and certification |  | Item | 1 |  |  | 0 | 0 |  | 11400 | 11400 |  | 1500 | 1500 |  | 0 | 0 | 5677.4 | 5677.4 | 0 | 0
2.209.26 | B8.3.16 | (*) Allow for co-ordination with other services |  | Item | 1 |  |  | 0 | 0 |  | 5700 | 5700 |  | 1500 | 1500 |  | 0 | 0 | 5677.4 | 5677.4 | 0 | 0
2.209.27 | B8.3.17 | (*) Allow for cutting or forming holes, mortises, chases, or the like and making good finishing |  | Item | 1 |  |  | 0 | 0 |  | 3420 | 3420 |  | 1000 | 1000 |  | 0 | 0 | 5677.4 | 5677.4 | 0 | 0
2.209.28 | B8.3.18 | (*) Allow for building in or cutting and pinning brackets or the like and making good finishing |  | Item | 1 |  |  | 0 | 0 |  | 5700 | 5700 |  | 1000 | 1000 |  | 0 | 0 | 5677.4 | 5677.4 | 0 | 0
2.209.29 | B8.3.19 | (*) Allow for protective painting to all systems |  | Item | 1 |  |  | 0 | 0 |  | 1710 | 1710 |  | 1000 | 1000 |  | 0 | 0 | 5677.4 | 5677.4 | 0 | 0
2.209.30 | B8.3.20 | (*) Allow for decorative painting to all systems |  | Item | 1 |  |  | 0 | 0 |  | 2280 | 2280 |  | 1000 | 1000 |  | 0 | 0 | 5677.4 | 5677.4 | 0 | 0
2.209.31 | B8.3.21 | (*) Allow for drawings, manuals, submittal, samples inspections, instruction books |  | Item | 1 |  |  | 0 | 0 |  | 3420 | 3420 |  | 3000 | 3000 |  | 0 | 0 | 5677.4 | 5677.4 | 0 | 0
2.209.32 | B8.3.22 | (*) Allow for builders work |  | Item | 1 |  |  | 0 | 0 |  | 3990 | 3990 |  | 50000 | 50000 |  | 0 | 0 | 5677.4 | 5677.4 | 80000 | 80000
| Note | Note Details
2.209.33 | - | Additional items
| Item Code | Description | Item Remarks | Unit of Measurement | Quantity/Base Price |  |  | Unit Price/Discount % (Excluding VAT) | Total |  | Unit Price/Discount % (Excluding VAT) | Total |  | Unit Price/Discount % (Excluding VAT) | Total |  | Unit Price/Discount % (Excluding VAT) | Total | Unit Price/Discount % (Excluding VAT) | Total | Unit Price/Discount % (Excluding VAT) | Total
2.209.34 | AI | (*) Contractor may price here any items which has been shown in the Contract drawings or any other Contract Documents but overlooked or not specifically mentioned inthe schedule of items and is necessary for the satisfactory completion of the Works. Should the Contractor fail to insert any item here, it will be deemed that lump sum Contract Price includes all such items and no claims for additional items will be entertained. |  | Item | 1 |  |  | 0 | 0 |  | 0 | 0 |  | 0 | 0 |  | 0 | 0 | 0 | 0 | 0 | 0
| Note | Note Details
2.209.35 | - | Please attach one PDF file to be named "Additional Items for (insert bill no/name & Section No/name)" for the details of these additional items in the additional attachment area at the end of the BOQ.
2.210 PPS- B9 PROVISIONAL SUM | [7 empty] | 3 (out of 3) | 254400 |  | 3 (out of 3) | 288000 |  | 3 (out of 3) | 271200 |  | 3 (out of 3) | 259200 | 3 (out of 3) | 276000 | 3 (out of 3) | 264000
| Note | Note Details
2.210.1 | - | Each of the below item shall be executed in whole or in part upon receipt of written instruction from the Employer/Engineer of the Project.
2.210.2 | - | Fabric Shades
2.210.3 | - | Please enter AED 240,000.00 in the price field
| Item Code | Description | Item Remarks | Unit of Measurement | Quantity/Base Price |  |  | Unit Price/Discount % (Excluding VAT) | Total |  | Unit Price/Discount % (Excluding VAT) | Total |  | Unit Price/Discount % (Excluding VAT) | Total |  | Unit Price/Discount % (Excluding VAT) | Total | Unit Price/Discount % (Excluding VAT) | Total | Unit Price/Discount % (Excluding VAT) | Total
2.210.4 | PS-01 | (*) Provisional Sum of AED 240,000.00 AED for Tensile fabric shed for heavy vechiles 8000 x 3000 mm supply and complete construction of fabric shade including footing,pedestal ,waterproof etc |  | P.S. | 1 |  |  | 240000 | 240000 |  | 240000 | 240000 |  | 240000 | 240000 |  | 240000 | 240000 | 240000 | 240000 | 240000 | 240000
| Note | Note Details
2.210.5 | - | Please enter the percentage as per the example (Example: if 8% please enter it as 0.08)
| Item Code | Description | Item Remarks | Unit of Measurement | Quantity/Base Price |  |  | Unit Price/Discount % (Excluding VAT) | Total |  | Unit Price/Discount % (Excluding VAT) | Total |  | Unit Price/Discount % (Excluding VAT) | Total |  | Unit Price/Discount % (Excluding VAT) | Total | Unit Price/Discount % (Excluding VAT) | Total | Unit Price/Discount % (Excluding VAT) | Total
2.210.6 | PS-02 | (*) Allow for Main Contractor's Overhead and Profit |  | % | 240000 |  |  | 0.05 | 12000 |  | 0.1 | 24000 |  | 0.1 | 24000 |  | 0.05 | 12000 | 0.08 | 19200 | 0.05 | 12000
2.210.7 | PS-03 | (*) Allow for General Attendance |  | % | 240000 |  |  | 0.01 | 2400 |  | 0.1 | 24000 |  | 0.03 | 7200 |  | 0.03 | 7200 | 0.07 | 16800 | 0.05 | 12000
2.211 NEW CHIMPANZEE PARK | [6 empty] | 7215036.5 |  | 11151266.18 |  | 0 (out of 0) | 15338955.04 |  | 0 (out of 0) | 14628000 |  | 0 (out of 0) | 12077248.36 | 0 (out of 0) | 23406018.04 | 0 (out of 0) | 21865295
2.212 NCP: BILL NO 01 - PRELIMINARIES AND GENERAL REQUIREMENTS | [6 empty] | 655900 | 42 (out of 42) | 2028725 |  | 42 (out of 42) | 1594960 |  | 42 (out of 42) | 1138104 |  | 42 (out of 42) | 0 | 42 (out of 42) | 4334000 | 42 (out of 42) | 4650472
| Note | Note Details
2.212.1 | - | General Notes on General Requirements
2.212.2 | - | These General Requirements are applicable to the whole of the Works. The Contractor shall price each of the lumpsum contained herein individually. The Tenderer shall not enter any lumpsum covering more than one or all lumpsum Where any lump sum of the General Requirements has not been priced, it will be deemed that the value of such lumpsum is included elsewhere in the Bill of Quantities.
2.212.3 | - | The Contractor is referred to the requirements of the Contract/Tender Documents.
2.212.4 | - | The Contractor shall price herein any obligations contained in the following for which he has not included elsewhere and wishes to price separately.
2.212.5 | - | The Contractor is responsible for the design, construction, maintenance and removal of all temporary works. The Contractor is to submit to the Engineer his proposals for all temporary works for approval. The Engineer’s approval will no way relieve the Contractor of his responsibility for the safety of the works, operatives, adjoining property, structure or services and compliance with appropriate regulations and Codes of Practice.
2.212.6 | - | Pricing Generally
2.212.7 | - | The Contractor shall satisfy himself as to the meaning of every item in the Bills of Quantities and the rates and prices inserted by him will be deemed to cover all his obligations under the Contract and all matters and things necessary for the proper construction and completion of the Works including, but not by any way of limitation, all temporary work required (including any that may be required by subcontractors, whether nominated or otherwise).
2.212.8 | - | The prices shall include for all materials and labour and for the provision and use of all plant whether mechanical or non-mechanical required for the expeditious carrying out of the Works in their proper sequence - for shifting, altering and adapting such temporary work and plant as may be required during the progress of the Works and removing at completion and making good any surfaces disturbed and if not included in the prices inserted against the Conditions of Contract clauses above; (continued)
2.212.9 | - | (continuation) for the costs of preparing a tender; for the work in connection with measurements and the final account, for profit and for all other establishment charges and on costs of whatever nature. No claim for additional payment will be allowed for any error or misunderstanding by the contractor in these respects.
2.212.10 | - | All accommodation required for the safety, health and welfare facilities including adequate shelter from inclement weather, accommodation for the storage and drying of clothes, taking of meals and sanitary and washing facilities for all people employed on the site, first aid facilities, (continued)
2.212.11 | - | (continuation) fire fighting equipment and drinking water facilities, including all necessary service connections, etc., all in accordance with the Specification, the laws and regulations of relevant UAE authorities and compliance with Estidama requirements for livable conditions.
2.212.12 | - | Contract Insurances
| Item Code | Description | Item Remarks | Unit of Measurement | Quantity/Base Price |  |  | Unit Price/Discount % (Excluding VAT) | Total |  | Unit Price/Discount % (Excluding VAT) | Total |  | Unit Price/Discount % (Excluding VAT) | Total |  | Unit Price/Discount % (Excluding VAT) | Total | Unit Price/Discount % (Excluding VAT) | Total | Unit Price/Discount % (Excluding VAT) | Total
2.212.13 | B1.01 | (*) The Contractor should allow for provision of all the contract insurances in accordance with the Conditions of Contract. The contract insurances shall be from an approved insurance company in the Abu Dhabi Emirate and to the approval of the Engineer and the Employer. |  | Item | 1 |  |  | 2028725 | 2028725 |  | 101990 | 101990 |  | 15000 | 15000 |  | 0 | 0 | 105000 | 105000 | 53350 | 53350
| Note | Note Details
2.212.14 | - | Bonds
| Item Code | Description | Item Remarks | Unit of Measurement | Quantity/Base Price |  |  | Unit Price/Discount % (Excluding VAT) | Total |  | Unit Price/Discount % (Excluding VAT) | Total |  | Unit Price/Discount % (Excluding VAT) | Total |  | Unit Price/Discount % (Excluding VAT) | Total | Unit Price/Discount % (Excluding VAT) | Total | Unit Price/Discount % (Excluding VAT) | Total
2.212.15 | B1.02 | (*) The Contractor should allow for all bonds including performance security in accordance with the Conditions of Contract. The Bonds be from an approved bank/finance institute in the Abu Dhabi Emirate and to the approval of the Engineer and the Employer. |  | Item | 1 |  |  | 0 | 0 |  | 101990 | 101990 |  | 15000 | 15000 |  | 0 | 0 | 105000 | 105000 | 169812 | 169812
| Note | Note Details
2.212.16 | - | Guarantees & Warrantees
| Item Code | Description | Item Remarks | Unit of Measurement | Quantity/Base Price |  |  | Unit Price/Discount % (Excluding VAT) | Total |  | Unit Price/Discount % (Excluding VAT) | Total |  | Unit Price/Discount % (Excluding VAT) | Total |  | Unit Price/Discount % (Excluding VAT) | Total | Unit Price/Discount % (Excluding VAT) | Total | Unit Price/Discount % (Excluding VAT) | Total
2.212.17 | B1.03 | (*) The Contractor should allow for provision of all necessary contract warranties in accordance with the Conditions of Contract and Specification. The guarantee's shall be to the approval of the Engineer and the Employer. |  | Item | 1 |  |  | 0 | 0 |  | 93490 | 93490 |  | 500 | 500 |  | 0 | 0 | 15000 | 15000 | 25300 | 25300
| Note | Note Details
2.212.18 | - | Permits, Statutory Approvals and Co-ordination
| Item Code | Description | Item Remarks | Unit of Measurement | Quantity/Base Price |  |  | Unit Price/Discount % (Excluding VAT) | Total |  | Unit Price/Discount % (Excluding VAT) | Total |  | Unit Price/Discount % (Excluding VAT) | Total |  | Unit Price/Discount % (Excluding VAT) | Total | Unit Price/Discount % (Excluding VAT) | Total | Unit Price/Discount % (Excluding VAT) | Total
2.212.19 | B1.04 | (*) The Contractor shall be responsible for coordinating with all relevant Government Departments and obtaining all necessary approvals, certificates and permits including building permits from the relevant Government Departments, the Police, local Service Authorities and Institutions (i.e. Electricity & Water Authority, Etisalat, Civil Defense, etc.) as required in the performance of this Contract. |  | Item | 1 |  |  | 0 | 0 |  | 45000 | 45000 |  | 7000 | 7000 |  | 0 | 0 | 40000 | 40000 | 46750 | 46750
| Note | Note Details
2.212.20 | Deleted | Office Facilities for the Staff of Employer and the Engineer
2.212.21 | Deleted | The Contractor shall provide, maintain and remove temporary site offices for the staff of the Employer and Engineer along with welfare facilities (pantry, toilets, etc.), utility services, office furniture, computers, photocopy machines, IT, telephone & fax services, vehicle parking facilities, etc., acceptable to the Employer/Engineer and as per the specification and drawings. (continued)
2.212.22 | Deleted | (Continuation) The contractor shall ensure that all facilities shall be in full compliance with Abu Dhabi Civil Defense requirements. The facilities shall include the protective clothing, safety accessories and equipment (PPE) with Musanada logo as required for the personnel.
2.212.23 | Deleted | Establishment of site offices and equipment
2.212.24 | Deleted | Maintenance of the site offices and equipment including pay all electricity, water and Etisalat charges for the duration of the construction period.
2.212.25 | Deleted | Removal of site offices and equipment
2.212.26 | Deleted | Provide all consumables and refreshments for use within the site offices, as required.
2.212.27 | Deleted | Offices and Facilities of the Contractor
2.212.28 | Deleted | The Contractor is to provide, in positions to be approved by the Engineer, all necessary furnished offices for his site staff and the site staff of all sub-contractors all in accordance with the drawings and Specification.
2.212.29 | Deleted | Establishment charge (fixed cost)
2.212.30 | Deleted | Maintenance charge (Fixed cost)
2.212.31 | Deleted | Removal charge (fixed cost)
2.212.32 | Deleted | The Contractor is to provide and maintain weatherproof lock-up sheds, workshops and stores for the storage and protection of materials, tools and plant, all in accordance with the Specification and project requirements.
2.212.33 | Deleted | Contractor's Plants and Equipment
2.212.34 | Deleted | The Contractor shall provide all constructional plant, lifting equipment, transport facilities, tools and services, etc. required for the proper execution of the Works. This responsibility shall include shipment, customs clearance, off-loading, loading and handling and transportation to the site. The facilities shall include the protective clothing and safety equipment (PPE).
2.212.35 | Deleted | Mobilaisation charges (fixed cost)
2.212.36 | Deleted | Maintenance charge (Fixed cost)
2.212.37 | Deleted | De-mobilisation charges (fixed cost)
2.212.38 | - | Temporary Water and Electricity Services for the Construction Works
2.212.39 | - | The Contractor shall provide and maintain temporary water and electricity services required for the Works including that required by the sub-contractors. Pay all charges and bear all costs for the necessary temporary installation including pipe work, pumps, water tankers, storage tanks, generating equipment, etc., and remove on completion and make good all work disturbed.
| Item Code | Description | Item Remarks | Unit of Measurement | Quantity/Base Price |  |  | Unit Price/Discount % (Excluding VAT) | Total |  | Unit Price/Discount % (Excluding VAT) | Total |  | Unit Price/Discount % (Excluding VAT) | Total |  | Unit Price/Discount % (Excluding VAT) | Total | Unit Price/Discount % (Excluding VAT) | Total | Unit Price/Discount % (Excluding VAT) | Total
2.212.40 | B1.16 | (*) Establishment charge (fixed cost) |  | Item | 1 |  |  | 0 | 0 |  | 38250 | 38250 |  | 100000 | 100000 |  | 0 | 0 | 0 | 0 | 657030 | 657030
2.212.41 | B1.17 | (*) Maintenance charge (fixed cost) |  | Item | 1 |  |  | 0 | 0 |  | 4250 | 4250 |  | 20000 | 20000 |  | 0 | 0 | 0 | 0 | 92400 | 92400
2.212.42 | B1.18 | (*) Removal charge (fixed cost) |  | Item | 1 |  |  | 0 | 0 |  | 1270 | 1270 |  | 2000 | 2000 |  | 0 | 0 | 0 | 0 | 7700 | 7700
| Note | Note Details
2.212.43 | - | Site Administration and Supervision
| Item Code | Description | Item Remarks | Unit of Measurement | Quantity/Base Price |  |  | Unit Price/Discount % (Excluding VAT) | Total |  | Unit Price/Discount % (Excluding VAT) | Total |  | Unit Price/Discount % (Excluding VAT) | Total |  | Unit Price/Discount % (Excluding VAT) | Total | Unit Price/Discount % (Excluding VAT) | Total | Unit Price/Discount % (Excluding VAT) | Total
2.212.44 | B1.19 | (*) The Contractor is to allow in his tender for his all site administration and supervision costs. |  | Item | 1 |  |  | 0 | 0 |  | 655770 | 655770 |  | 200000 | 200000 |  | 0 | 0 | 3200000 | 3200000 | 1609080 | 1609080
| Note | Note Details
2.212.45 | - | Labour Camp / Accomodation
| Item Code | Description | Item Remarks | Unit of Measurement | Quantity/Base Price |  |  | Unit Price/Discount % (Excluding VAT) | Total |  | Unit Price/Discount % (Excluding VAT) | Total |  | Unit Price/Discount % (Excluding VAT) | Total |  | Unit Price/Discount % (Excluding VAT) | Total | Unit Price/Discount % (Excluding VAT) | Total | Unit Price/Discount % (Excluding VAT) | Total
2.212.46 | B1.20 | (*) Allow for Labour Accomodation. Watchman and security staff only may be accommodated on site. No labour camp will be permitted on Site. |  | Item | 1 |  |  | 0 | 0 |  | 1700 | 1700 |  | 300000 | 300000 |  | 0 | 0 | 0 | 0 | 365200 | 365200
| Note | Note Details
2.212.47 | - | Security Arrangements at Site
2.212.48 | - | Provide and maintain necessary security arrangements including watchmen, all lighting requirements required to safeguard the Site, plant, equipment, public and adjoining properties, etc. The Contractor shall be liable for any claims arising from loss or damages suffered and for reinstating and making good after any damage or theft.
| Item Code | Description | Item Remarks | Unit of Measurement | Quantity/Base Price |  |  | Unit Price/Discount % (Excluding VAT) | Total |  | Unit Price/Discount % (Excluding VAT) | Total |  | Unit Price/Discount % (Excluding VAT) | Total |  | Unit Price/Discount % (Excluding VAT) | Total | Unit Price/Discount % (Excluding VAT) | Total | Unit Price/Discount % (Excluding VAT) | Total
2.212.49 | B1.21 | (*) Establishment charge (fixed cost) |  | Item | 1 |  |  | 0 | 0 |  | 171430 | 171430 |  | 25000 | 25000 |  | 0 | 0 | 20000 | 20000 | 154000 | 154000
2.212.50 | B1.22 | (*) Maintenance charge (fixed cos) |  | Item | 1 |  |  | 0 | 0 |  | 17140 | 17140 |  | 25000 | 25000 |  | 0 | 0 | 150000 | 150000 | 105600 | 105600
2.212.51 | B1.23 | (*) Removal charge (fixed cost) |  | Item | 1 |  |  | 0 | 0 |  | 11430 | 11430 |  | 500 | 500 |  | 0 | 0 | 10000 | 10000 | 7700 | 7700
| Note | Note Details
2.212.52 | - | Protection
| Item Code | Description | Item Remarks | Unit of Measurement | Quantity/Base Price |  |  | Unit Price/Discount % (Excluding VAT) | Total |  | Unit Price/Discount % (Excluding VAT) | Total |  | Unit Price/Discount % (Excluding VAT) | Total |  | Unit Price/Discount % (Excluding VAT) | Total | Unit Price/Discount % (Excluding VAT) | Total | Unit Price/Discount % (Excluding VAT) | Total
2.212.53 | B1.24 | (*) Adequate protection against any form of damage or deterioration shall be provided for all sections of the Works. |  | Item | 1 |  |  | 0 | 0 |  | 10200 | 10200 |  | 1000 | 1000 |  | 0 | 0 | 40000 | 40000 | 50050 | 50050
2.212.54 | B1.25 | (*) The Contractor shall take all necessary precautions to protect existing buildings, fences, roads, passages, culverts and other apparatus, if found, and he shall not demolish or remove any of these works except according to specific instructions by the Engineer. |  | Item | 1 |  |  | 0 | 0 |  | 15300 | 15300 |  | 1000 | 1000 |  | 0 | 0 | 25000 | 25000 | 92400 | 92400
| Note | Note Details
2.212.55 | - | A condition survey of adjacent structures shall be carried out by the Contractor in the presence of the Engineer both before and after the provision of supports. The Contractor shall be responsible for the reinstatement or repair of any adjacent structures damaged as a result of the execution of the Works.
2.212.56 | - | Site Hoarding
2.212.57 | - | The Contractor shall be responsible for the complete installation, maintenance and removal of the site hoarding including make good where necessary and clean the site as per the specification, drawings and Authorities requirements and to the satisfaction of the Engineer.
| Item Code | Description | Item Remarks | Unit of Measurement | Quantity/Base Price |  |  | Unit Price/Discount % (Excluding VAT) | Total |  | Unit Price/Discount % (Excluding VAT) | Total |  | Unit Price/Discount % (Excluding VAT) | Total |  | Unit Price/Discount % (Excluding VAT) | Total | Unit Price/Discount % (Excluding VAT) | Total | Unit Price/Discount % (Excluding VAT) | Total
2.212.58 | B1.26 | (*) Establishment charge |  | Item | 1 |  |  | 0 | 0 |  | 41310 | 41310 |  | 140000 | 140000 |  | 0 | 0 | 30000 | 30000 | 70000 | 70000
2.212.59 | B1.27 | (*) Maintenance charge |  | Item | 1 |  |  | 0 | 0 |  | 3400 | 3400 |  | 20000 | 20000 |  | 0 | 0 | 20000 | 20000 | 18000 | 18000
2.212.60 | B1.28 | (*) Removal charge |  | Item | 1 |  |  | 0 | 0 |  | 2120 | 2120 |  | 1000 | 1000 |  | 0 | 0 | 10000 | 10000 | 5000 | 5000
| Note | Note Details
2.212.61 | - | Project Sign Boards
2.212.62 | - | The Contractor is to allow for supply, installation and maintenance and removal including make good where necessary of Project Sign Board throughout the construction period, in accordance with the specification and drawings. No other sign boards or advertisements on or around the site will be permitted unless approved in writing by the Engineer.
| Item Code | Description | Item Remarks | Unit of Measurement | Quantity/Base Price |  |  | Unit Price/Discount % (Excluding VAT) | Total |  | Unit Price/Discount % (Excluding VAT) | Total |  | Unit Price/Discount % (Excluding VAT) | Total |  | Unit Price/Discount % (Excluding VAT) | Total | Unit Price/Discount % (Excluding VAT) | Total | Unit Price/Discount % (Excluding VAT) | Total
2.212.63 | B1.29 | (*) Establishment charge (fixed cost) |  | Item | 1 |  |  | 0 | 0 |  | 50000 | 50000 |  | 50000 | 50000 |  | 0 | 0 | 30000 | 30000 | 40000 | 40000
2.212.64 | B1.30 | (*) Maintenance charge (Fixed cost) |  | Item | 1 |  |  | 0 | 0 |  | 4290 | 4290 |  | 5000 | 5000 |  | 0 | 0 | 6000 | 6000 | 6000 | 6000
2.212.65 | B1.31 | (*) Removal charge (fixed cost) |  | Item | 1 |  |  | 0 | 0 |  | 4290 | 4290 |  | 1000 | 1000 |  | 0 | 0 | 3000 | 3000 | 5000 | 5000
| Note | Note Details
2.212.66 | - | Tests
| Item Code | Description | Item Remarks | Unit of Measurement | Quantity/Base Price |  |  | Unit Price/Discount % (Excluding VAT) | Total |  | Unit Price/Discount % (Excluding VAT) | Total |  | Unit Price/Discount % (Excluding VAT) | Total |  | Unit Price/Discount % (Excluding VAT) | Total | Unit Price/Discount % (Excluding VAT) | Total | Unit Price/Discount % (Excluding VAT) | Total
2.212.67 | B1.32 | (*) The Contractor shall allow for all requirements, obligations, etc., with regard to all tests that are to be carried out by an approved independent Abu Dhabi Municipality accredited laboratory. |  | Item | 1 |  |  | 0 | 0 |  | 17000 | 17000 |  | 500 | 500 |  | 0 | 0 | 30000 | 30000 | 50000 | 50000
| Note | Note Details
2.212.68 | - | Works Free From Water
| Item Code | Description | Item Remarks | Unit of Measurement | Quantity/Base Price |  |  | Unit Price/Discount % (Excluding VAT) | Total |  | Unit Price/Discount % (Excluding VAT) | Total |  | Unit Price/Discount % (Excluding VAT) | Total |  | Unit Price/Discount % (Excluding VAT) | Total | Unit Price/Discount % (Excluding VAT) | Total | Unit Price/Discount % (Excluding VAT) | Total
2.212.69 | B1.33 | (*) Except where underwater construction is required, the Contractor shall execute all works in the dry condition and shall construct any temporary drains, water courses and other works that may be necessary for the purpose. |  | Item | 1 |  |  | 0 | 0 |  | 2970 | 2970 |  | 500 | 500 |  | 0 | 0 | 0 | 0 | 30000 | 30000
| Note | Note Details
2.212.70 | - | Abatement of Nuisance from Noise, Pollution, Dust, etc.
| Item Code | Description | Item Remarks | Unit of Measurement | Quantity/Base Price |  |  | Unit Price/Discount % (Excluding VAT) | Total |  | Unit Price/Discount % (Excluding VAT) | Total |  | Unit Price/Discount % (Excluding VAT) | Total |  | Unit Price/Discount % (Excluding VAT) | Total | Unit Price/Discount % (Excluding VAT) | Total | Unit Price/Discount % (Excluding VAT) | Total
2.212.71 | B1.34 | (*) The Contractor shall take precautions to minimise nuisance arising from noise, dust, etc. The Contractor shall be held responsible for any nuisance caused by his workmenship, noise, pollution, dust, etc. The Contractor is to submit to the Engineer his proposals for approval. |  | Item | 1 |  |  | 0 | 0 |  | 21430 | 21430 |  | 500 | 500 |  | 0 | 0 | 0 | 0 | 28000 | 28000
| Note | Note Details
2.212.72 | - | Surveying Equipment
| Item Code | Description | Item Remarks | Unit of Measurement | Quantity/Base Price |  |  | Unit Price/Discount % (Excluding VAT) | Total |  | Unit Price/Discount % (Excluding VAT) | Total |  | Unit Price/Discount % (Excluding VAT) | Total |  | Unit Price/Discount % (Excluding VAT) | Total | Unit Price/Discount % (Excluding VAT) | Total | Unit Price/Discount % (Excluding VAT) | Total
2.212.73 | B1.35 | (*) The Contractor shall provide at all times for the duration of the Contract, all such chainmen, staff and survey instruments as may be required for the proper construction of and completion of the works. |  | Item | 1 |  |  | 0 | 0 |  | 25500 | 25500 |  | 500 | 500 |  | 0 | 0 | 30000 | 30000 | 35000 | 35000
| Note | Note Details
2.212.74 | - | Public and Private Roads Adjacent to the Site
| Item Code | Description | Item Remarks | Unit of Measurement | Quantity/Base Price |  |  | Unit Price/Discount % (Excluding VAT) | Total |  | Unit Price/Discount % (Excluding VAT) | Total |  | Unit Price/Discount % (Excluding VAT) | Total |  | Unit Price/Discount % (Excluding VAT) | Total | Unit Price/Discount % (Excluding VAT) | Total | Unit Price/Discount % (Excluding VAT) | Total
2.212.75 | B1.36 | (*) The Contractor shall take all reasonable and proper steps for protection and maintenance of all public and private roads adjacent to the Site which can be affected due to the performance of the Works in accordance with the Engineer's instructions. The roads shall be kept free for access at all times. |  | Item | 1 |  |  | 0 | 0 |  | 31430 | 31430 |  | 500 | 500 |  | 0 | 0 | 20000 | 20000 | 80000 | 80000
| Note | Note Details
2.212.76 | - | Traffic Regulations
2.212.77 | - | The Contractor is to observe and allow for all requirements, obligations, etc., with regard to traffic regulations, including safety, control and any temporary diversion of traffic, including the loading and unloading of or waiting of the Contractor's and Sub-contractors' vehicles on public highways, (continued)..
2.212.78 | - | (Continuation).. construction of temporary detours' pavement layers, traffic signs, road marking, safety measure, etc. as per specifications and authorities' regulations and the Contract Sum is deemed to include for the strict compliance therewith.
| Item Code | Description | Item Remarks | Unit of Measurement | Quantity/Base Price |  |  | Unit Price/Discount % (Excluding VAT) | Total |  | Unit Price/Discount % (Excluding VAT) | Total |  | Unit Price/Discount % (Excluding VAT) | Total |  | Unit Price/Discount % (Excluding VAT) | Total | Unit Price/Discount % (Excluding VAT) | Total | Unit Price/Discount % (Excluding VAT) | Total
2.212.79 | B1.37 | (*) Establishment charge (fixed cost) |  | Item | 1 |  |  | 0 | 0 |  | 10200 | 10200 |  | 1000 | 1000 |  | 0 | 0 | 40000 | 40000 | 50000 | 50000
2.212.80 | B1.38 | (*) Maintenance charge (fixed cost) |  | Item | 1 |  |  | 0 | 0 |  | 1490 | 1490 |  | 500 | 500 |  | 0 | 0 | 60000 | 60000 | 36000 | 36000
2.212.81 | B1.39 | (*) Removal charge (fixed cost) |  | Item | 1 |  |  | 0 | 0 |  | 1490 | 1490 |  | 500 | 500 |  | 0 | 0 | 5000 | 5000 | 10000 | 10000
| Note | Note Details
2.212.82 | - | Samples according to Specification and Drawings (As per Engineer/Employer's requirements)
| Item Code | Description | Item Remarks | Unit of Measurement | Quantity/Base Price |  |  | Unit Price/Discount % (Excluding VAT) | Total |  | Unit Price/Discount % (Excluding VAT) | Total |  | Unit Price/Discount % (Excluding VAT) | Total |  | Unit Price/Discount % (Excluding VAT) | Total | Unit Price/Discount % (Excluding VAT) | Total | Unit Price/Discount % (Excluding VAT) | Total
2.212.83 | B1.40 | (*) The Contractor shall provide samples of all materials and manufacturers of materials proposed to be used / incorporated in the works, all samples, goods, literature and the like. |  | Item | 1 |  |  | 0 | 0 |  | 1000 | 1000 |  | 500 | 500 |  | 0 | 0 | 10000 | 10000 | 50000 | 50000
| Note | Note Details
2.212.84 | - | Labour and Materials and Assistance to the Engineer
| Item Code | Description | Item Remarks | Unit of Measurement | Quantity/Base Price |  |  | Unit Price/Discount % (Excluding VAT) | Total |  | Unit Price/Discount % (Excluding VAT) | Total |  | Unit Price/Discount % (Excluding VAT) | Total |  | Unit Price/Discount % (Excluding VAT) | Total | Unit Price/Discount % (Excluding VAT) | Total | Unit Price/Discount % (Excluding VAT) | Total
2.212.85 | B1.41 | (*) The Contractor shall provide for the exclusive use of the Engineer all necessary assistance.The Contractor shall provide such labour, materials and transport as the Engineer's representative may require to assist him in carrying out tests and checks on materials and workmanship and setting out and measurement of works and for any other attendance on the Engineer. |  | Item | 1 |  |  | 0 | 0 |  | 15300 | 15300 |  | 1000 | 1000 |  | 0 | 0 | 30000 | 30000 | 36000 | 36000
| Note | Note Details
2.212.86 | - | Programme of Works
| Item Code | Description | Item Remarks | Unit of Measurement | Quantity/Base Price |  |  | Unit Price/Discount % (Excluding VAT) | Total |  | Unit Price/Discount % (Excluding VAT) | Total |  | Unit Price/Discount % (Excluding VAT) | Total |  | Unit Price/Discount % (Excluding VAT) | Total | Unit Price/Discount % (Excluding VAT) | Total | Unit Price/Discount % (Excluding VAT) | Total
2.212.87 | B1.42 | (*) The Contractor shall submit to the Engineer for approval a Critical Path Programme, in both hard and electronic format, and other supporting documentation of the works within the time stipulated in the Conditions of Contract together with details of equipment, procedures and method of work which the Contractor intends to utilize and to follow. |  | Item | 1 |  |  | 0 | 0 |  | 590 | 590 |  | 500 | 500 |  | 0 | 0 | 10000 | 10000 | 36000 | 36000
| Note | Note Details
2.212.88 | - | Method Statements
| Item Code | Description | Item Remarks | Unit of Measurement | Quantity/Base Price |  |  | Unit Price/Discount % (Excluding VAT) | Total |  | Unit Price/Discount % (Excluding VAT) | Total |  | Unit Price/Discount % (Excluding VAT) | Total |  | Unit Price/Discount % (Excluding VAT) | Total | Unit Price/Discount % (Excluding VAT) | Total | Unit Price/Discount % (Excluding VAT) | Total
2.212.89 | B1.43 | (*) The Contractor shall compile and submit a detailed schedule of method statements, as specified and as required by the Engineer. |  | Item | 1 |  |  | 0 | 0 |  | 590 | 590 |  | 500 | 500 |  | 0 | 0 | 0 | 0 | 36000 | 36000
| Note | Note Details
2.212.90 | - | Progress Photographs
| Item Code | Description | Item Remarks | Unit of Measurement | Quantity/Base Price |  |  | Unit Price/Discount % (Excluding VAT) | Total |  | Unit Price/Discount % (Excluding VAT) | Total |  | Unit Price/Discount % (Excluding VAT) | Total |  | Unit Price/Discount % (Excluding VAT) | Total | Unit Price/Discount % (Excluding VAT) | Total | Unit Price/Discount % (Excluding VAT) | Total
2.212.91 | B1.44 | (*) The Contractor shall arrange for monthly record photographs of Works as directed and specified by the Engineer. |  | Item | 1 |  |  | 0 | 0 |  | 1780 | 1780 |  | 500 | 500 |  | 0 | 0 | 10000 | 10000 | 24000 | 24000
| Note | Note Details
2.212.92 | - | Documents
| Item Code | Description | Item Remarks | Unit of Measurement | Quantity/Base Price |  |  | Unit Price/Discount % (Excluding VAT) | Total |  | Unit Price/Discount % (Excluding VAT) | Total |  | Unit Price/Discount % (Excluding VAT) | Total |  | Unit Price/Discount % (Excluding VAT) | Total | Unit Price/Discount % (Excluding VAT) | Total | Unit Price/Discount % (Excluding VAT) | Total
2.212.93 | B1.45 | (*) The Contractor shall supply all the Testing and Commissioning Certificates; Training materials; Health and Safety Plan; As Built Drawings; Keys and any necessary passwords or codes and any other documentation required in accordance with the Contract. |  | Item | 1 |  |  | 0 | 0 |  | 2970 | 2970 |  | 500 | 500 |  | 0 | 0 | 20000 | 20000 | 60000 | 60000
| Note | Note Details
2.212.94 | - | Reports and Records
| Item Code | Description | Item Remarks | Unit of Measurement | Quantity/Base Price |  |  | Unit Price/Discount % (Excluding VAT) | Total |  | Unit Price/Discount % (Excluding VAT) | Total |  | Unit Price/Discount % (Excluding VAT) | Total |  | Unit Price/Discount % (Excluding VAT) | Total | Unit Price/Discount % (Excluding VAT) | Total | Unit Price/Discount % (Excluding VAT) | Total
2.212.95 | B1.46 | (*) During the progress of the Works, records of all details and dimensions of the Works as constructed and shall at any time, submit such records to the Engineer as he may require. |  | Item | 1 |  |  | 0 | 0 |  | 5950 | 5950 |  | 500 | 500 |  | 0 | 0 | 0 | 0 | 36000 | 36000
| Note | Note Details
2.212.96 | - | In addition to those records which are specifically required by the Specification (e.g. test cubes of concrete, air temperature, etc.,) a site record shall be kept of the completion dates of the various works in each trade, with particular reference to work which requires time for drying out, such as solid backgrounds which receive insitu screeds and finishing's, including the completion time of the individual layers of each application. (continued)
| Item Code | Description | Item Remarks | Unit of Measurement | Quantity/Base Price |  |  | Unit Price/Discount % (Excluding VAT) | Total |  | Unit Price/Discount % (Excluding VAT) | Total |  | Unit Price/Discount % (Excluding VAT) | Total |  | Unit Price/Discount % (Excluding VAT) | Total | Unit Price/Discount % (Excluding VAT) | Total | Unit Price/Discount % (Excluding VAT) | Total
2.212.97 | B1.47 | (*) (continuation) The Contractor shall arrange for the original to be signed by the Engineer each calendar month, and for a copy to be issued to the Engineer at site meetings. |  | Item | 1 |  |  | 0 | 0 |  | 2970 | 2970 |  | 500 | 500 |  | 0 | 0 | 0 | 0 | 36000 | 36000
| Note | Note Details
2.212.98 | - | Contract Documents
| Item Code | Description | Item Remarks | Unit of Measurement | Quantity/Base Price |  |  | Unit Price/Discount % (Excluding VAT) | Total |  | Unit Price/Discount % (Excluding VAT) | Total |  | Unit Price/Discount % (Excluding VAT) | Total |  | Unit Price/Discount % (Excluding VAT) | Total | Unit Price/Discount % (Excluding VAT) | Total | Unit Price/Discount % (Excluding VAT) | Total
2.212.99 | B1.48 | (*) The Contractor shall submit to Engineer / Employer with 3 sets (colored) hard copy and 5 CDs of scanned copy of the complete Contract Documents within 5 days of receipt of the fully signed Contract. |  | Item | 1 |  |  | 0 | 0 |  | 1190 | 1190 |  | 500 | 500 |  | 0 | 0 | 0 | 0 | 10000 | 10000
| Note | Note Details
2.212.100 | - | Preventive Maintenance During Defects Notification Period
| Item Code | Description | Item Remarks | Unit of Measurement | Quantity/Base Price |  |  | Unit Price/Discount % (Excluding VAT) | Total |  | Unit Price/Discount % (Excluding VAT) | Total |  | Unit Price/Discount % (Excluding VAT) | Total |  | Unit Price/Discount % (Excluding VAT) | Total | Unit Price/Discount % (Excluding VAT) | Total | Unit Price/Discount % (Excluding VAT) | Total
2.212.101 | B1.49 | (*) Allow for complete preventive maintenance during Defects Notification Period for all Civil & Electro-Mechanical works as per the Contract. |  | Item | 1 |  |  | 0 | 0 |  | 5950 | 5950 |  | 500 | 500 |  | 0 | 0 | 60000 | 60000 | 180000 | 180000
| Note | Note Details
2.212.102 | - | Geotechnical and Geophysical surveys
| Item Code | Description | Item Remarks | Unit of Measurement | Quantity/Base Price |  |  | Unit Price/Discount % (Excluding VAT) | Total |  | Unit Price/Discount % (Excluding VAT) | Total |  | Unit Price/Discount % (Excluding VAT) | Total |  | Unit Price/Discount % (Excluding VAT) | Total | Unit Price/Discount % (Excluding VAT) | Total | Unit Price/Discount % (Excluding VAT) | Total
2.212.103 | B1.50 | (*) The contractor shall be responsible for conducting on-site evaluation and Geotechnical and Geophysical surveys as per the specification and as required by the Engineer, including but not limited to test boring, site samples etc. The contractor shall supply all reports, documents, samples, etc. relevant to this work to the Engineer according to Specification and Drawings. |  | Item | 1 |  |  | 0 | 0 |  | 26770 | 26770 |  | 100000 | 100000 |  | 0 | 0 | 40000 | 40000 | 67100 | 67100
| Note | Note Details
2.212.104 | - | Estidama Compliance
| Item Code | Description | Item Remarks | Unit of Measurement | Quantity/Base Price |  |  | Unit Price/Discount % (Excluding VAT) | Total |  | Unit Price/Discount % (Excluding VAT) | Total |  | Unit Price/Discount % (Excluding VAT) | Total |  | Unit Price/Discount % (Excluding VAT) | Total | Unit Price/Discount % (Excluding VAT) | Total | Unit Price/Discount % (Excluding VAT) | Total
2.212.105 | B1.51 | (*) The Contractor should comply with all requirements to ensure the achievement of required Pearl certification level using the Estidama Pearl Building Rating system. This requires that the Contractor be familiar with the mandatory and targeted credit requirements through the Estidama Design Rating submission. Estidama Design rating documentation to be furnished upon award of the Contract. The Contractor is responsible for all documentation required as part of the Estidama Construction Rating submission. |  | Item | 1 |  |  | 0 | 0 |  | 11050 | 11050 |  | 49104 | 49104 |  | 0 | 0 | 120000 | 120000 | 80000 | 80000
| Note | Note Details
2.212.106 | - | Permanent Utility Connections
| Item Code | Description | Item Remarks | Unit of Measurement | Quantity/Base Price |  |  | Unit Price/Discount % (Excluding VAT) | Total |  | Unit Price/Discount % (Excluding VAT) | Total |  | Unit Price/Discount % (Excluding VAT) | Total |  | Unit Price/Discount % (Excluding VAT) | Total | Unit Price/Discount % (Excluding VAT) | Total | Unit Price/Discount % (Excluding VAT) | Total
2.212.107 | B1.52 | (*) Allow for connections to Authorities and Service Providers' utility services tie-in points including payment of fees, charges, coordination and related civil works, etc. |  | Item | 1 |  |  | 0 | 0 |  | 32720 | 32720 |  | 50000 | 50000 |  | 0 | 0 | 40000 | 40000 | 100000 | 100000
| Note | Note Details
2.212.108 | - | Contractor's Adjustment
| Item Code | Description | Item Remarks | Unit of Measurement | Quantity/Base Price |  |  | Unit Price/Discount % (Excluding VAT) | Total |  | Unit Price/Discount % (Excluding VAT) | Total |  | Unit Price/Discount % (Excluding VAT) | Total |  | Unit Price/Discount % (Excluding VAT) | Total | Unit Price/Discount % (Excluding VAT) | Total | Unit Price/Discount % (Excluding VAT) | Total
2.212.109 | B1.53 | (*) Contractor may price here any items which has been shown in the drawings or any other documents but overlooked or not specifically mentioned inthe schedule of items and is necessary for the satisfactory completion of the Works. Should the Contractor fail to insert any item here, it will be deemed that Lump Sum Contract Price includes all such items and no claims for additional items will be entertained. |  | Item | 1 |  |  | 0 | 0 |  | 0 | 0 |  | 0 | 0 |  | 0 | 0 | 0 | 0 | 0 | 0
| Note | Note Details
2.212.110 | - | Please attach one PDF file to be named "Additional Items for (insert bill no/name & Section No/name)" for the details of these additional items in the additional attachment area at the end of the BOQ.
2.213 NCP: SITEWORKS | [6 empty] | 325500 | 8 (out of 8) | 858180 |  | 8 (out of 8) | 735756 |  | 8 (out of 8) | 631500 |  | 8 (out of 8) | 1333200 | 8 (out of 8) | 856937.09 | 8 (out of 8) | 880900
| Note | Note Details
2.213.1 | - | EARTH WORKS
2.213.2 | - | Trial pits and trenches
| Item Code | Description | Item Remarks | Unit of Measurement | Quantity/Base Price |  |  | Unit Price/Discount % (Excluding VAT) | Total |  | Unit Price/Discount % (Excluding VAT) | Total |  | Unit Price/Discount % (Excluding VAT) | Total |  | Unit Price/Discount % (Excluding VAT) | Total | Unit Price/Discount % (Excluding VAT) | Total | Unit Price/Discount % (Excluding VAT) | Total
2.213.3 | 2B.01 | (*) Excavate trial pits and trenches by hand as specified and as necessary to locate existing services within the plot area |  | Item | 1 |  |  | 6000 | 6000 |  | 34200 | 34200 |  | 20000 | 20000 |  | 34500 | 34500 | 2996.4 | 2996.4 | 288000 | 288000
2.213.4 | 2B.02 | (*) Ditto, but outside and adjacent to the plot area including backfilling and making good upon completion as specified |  | Item | 1 |  |  | 6000 | 6000 |  | 34200 | 34200 |  | 10000 | 10000 |  | 34500 | 34500 | 2996.4 | 2996.4 | 140000 | 140000
| Note | Note Details
2.213.5 | - | Demolition
| Item Code | Description | Item Remarks | Unit of Measurement | Quantity/Base Price |  |  | Unit Price/Discount % (Excluding VAT) | Total |  | Unit Price/Discount % (Excluding VAT) | Total |  | Unit Price/Discount % (Excluding VAT) | Total |  | Unit Price/Discount % (Excluding VAT) | Total | Unit Price/Discount % (Excluding VAT) | Total | Unit Price/Discount % (Excluding VAT) | Total
2.213.6 | 2B.03 | (*) Demolition of existing structure and cart away the debris to the designated area |  | Item | 1 |  |  | 750000 | 750000 |  | 456000 | 456000 |  | 500000 | 500000 |  | 1104000 | 1104000 | 599280.64 | 599280.64 | 240000 | 240000
| Note | Note Details
2.213.7 | - | Excavate in any material including levelling and compacting the bottom of excavation as specified in stages as necessary
| Item Code | Description | Item Remarks | Unit of Measurement | Quantity/Base Price |  |  | Unit Price/Discount % (Excluding VAT) | Total |  | Unit Price/Discount % (Excluding VAT) | Total |  | Unit Price/Discount % (Excluding VAT) | Total |  | Unit Price/Discount % (Excluding VAT) | Total | Unit Price/Discount % (Excluding VAT) | Total | Unit Price/Discount % (Excluding VAT) | Total
2.213.8 | 2B.04 | (*) Excavation and cart away |  | m3 | 1810 |  |  | 18 | 32580 |  | 91.2 | 165072 |  | 20 | 36200 |  | 54 | 97740 | 41.95 | 75929.5 | 40 | 72400
| Note | Note Details
2.213.9 | - | Filling
| Item Code | Description | Item Remarks | Unit of Measurement | Quantity/Base Price |  |  | Unit Price/Discount % (Excluding VAT) | Total |  | Unit Price/Discount % (Excluding VAT) | Total |  | Unit Price/Discount % (Excluding VAT) | Total |  | Unit Price/Discount % (Excluding VAT) | Total | Unit Price/Discount % (Excluding VAT) | Total | Unit Price/Discount % (Excluding VAT) | Total
2.213.10 | 2B.05 | (*) Back filling with selected excavated material |  | m3 | 380 |  |  | 18 | 6840 |  | 45.6 | 17328 |  | 25 | 9500 |  | 25 | 9500 | 52.74 | 20041.2 | 75 | 28500
2.213.11 | 2B.06 | (*) Well compacted sand or equivalent and approved fill materials under floor |  | m3 | 1020 |  |  | 48 | 48960 |  | 22.8 | 23256 |  | 40 | 40800 |  | 48 | 48960 | 149.82 | 152816.4 | 100 | 102000
| Note | Note Details
2.213.12 | - | Anti Termite Treatment
| Item Code | Description | Item Remarks | Unit of Measurement | Quantity/Base Price |  |  | Unit Price/Discount % (Excluding VAT) | Total |  | Unit Price/Discount % (Excluding VAT) | Total |  | Unit Price/Discount % (Excluding VAT) | Total |  | Unit Price/Discount % (Excluding VAT) | Total | Unit Price/Discount % (Excluding VAT) | Total | Unit Price/Discount % (Excluding VAT) | Total
2.213.13 | 2B.07 | (*) Allow for anti termite treatment complete as specified |  | Item | 1 |  |  | 7800 | 7800 |  | 5700 | 5700 |  | 15000 | 15000 |  | 4000 | 4000 | 2876.55 | 2876.55 | 10000 | 10000
| Note | Note Details
2.213.14 | - | Contractor's Adjustment
| Item Code | Description | Item Remarks | Unit of Measurement | Quantity/Base Price |  |  | Unit Price/Discount % (Excluding VAT) | Total |  | Unit Price/Discount % (Excluding VAT) | Total |  | Unit Price/Discount % (Excluding VAT) | Total |  | Unit Price/Discount % (Excluding VAT) | Total | Unit Price/Discount % (Excluding VAT) | Total | Unit Price/Discount % (Excluding VAT) | Total
2.213.15 | CA-01 | (*) Contractor may price here any items which has been shown in the drawings or any other documents but overlooked or not specifically mentioned inthe schedule of items and is necessary for the satisfactory completion of the Works. Should the Contractor fail to insert any item here, it will be deemed that Lump Sum Contract Price includes all such items and no claims for additional items will be entertained. |  | Item | 1 |  |  | 0 | 0 |  | 0 | 0 |  | 0 | 0 |  | 0 | 0 | 0 | 0 | 0 | 0
| Note | Note Details
2.213.16 | - | Please attach one PDF file to be named "Additional Items for (insert bill no/name & Section No/name)" for the details of these additional items in the additional attachment area at the end of the BOQ.
2.214 NCP: CONCRETE WORKS | [6 empty] | 1212401 | 23 (out of 23) | 1213985.58 |  | 23 (out of 23) | 1455693.93 |  | 23 (out of 23) | 1337795 |  | 23 (out of 23) | 1139136.77 | 23 (out of 23) | 1528147.23 | 23 (out of 23) | 1893648
| Note | Note Details
2.214.1 | - | SUBSTRUCTURE
2.214.2 | - | Plain concrete, Grade 10/20, with sulphate resisting cement; all in accordance with the specification and drawings
| Item Code | Description | Item Remarks | Unit of Measurement | Quantity/Base Price |  |  | Unit Price/Discount % (Excluding VAT) | Total |  | Unit Price/Discount % (Excluding VAT) | Total |  | Unit Price/Discount % (Excluding VAT) | Total |  | Unit Price/Discount % (Excluding VAT) | Total | Unit Price/Discount % (Excluding VAT) | Total | Unit Price/Discount % (Excluding VAT) | Total
2.214.3 | 2C.01 | (*) In blinding |  | m3 | 72 |  |  | 23 | 1656 |  | 513 | 36936 |  | 385 | 27720 |  | 413 | 29736 | 496.2 | 35726.4 | 600 | 43200
| Note | Note Details
2.214.4 | - | Reinforced concrete with sulphate resisting cement (grade 40/20) as specified
| Item Code | Description | Item Remarks | Unit of Measurement | Quantity/Base Price |  |  | Unit Price/Discount % (Excluding VAT) | Total |  | Unit Price/Discount % (Excluding VAT) | Total |  | Unit Price/Discount % (Excluding VAT) | Total |  | Unit Price/Discount % (Excluding VAT) | Total | Unit Price/Discount % (Excluding VAT) | Total | Unit Price/Discount % (Excluding VAT) | Total
2.214.5 | 2C.02 | (*) In ground slab |  | m3 | 120 |  |  | 845 | 101400 |  | 513 | 61560 |  | 1000 | 120000 |  | 381 | 45720 | 479.42 | 57530.4 | 800 | 96000
| Note | Note Details
2.214.6 | - | Reinforced concrete, Grade 50/20, with sulphate resisting cement; all in accordance with the specification and drawings
| Item Code | Description | Item Remarks | Unit of Measurement | Quantity/Base Price |  |  | Unit Price/Discount % (Excluding VAT) | Total |  | Unit Price/Discount % (Excluding VAT) | Total |  | Unit Price/Discount % (Excluding VAT) | Total |  | Unit Price/Discount % (Excluding VAT) | Total | Unit Price/Discount % (Excluding VAT) | Total | Unit Price/Discount % (Excluding VAT) | Total
2.214.7 | 2C.03 | (*) To footings |  | m3 | 253 |  |  | 845 | 213785 |  | 513 | 129789 |  | 1040 | 263120 |  | 381 | 96393 | 479.42 | 121293.26 | 900 | 227700
| Note | Note Details
2.214.8 | - | Hot rolled deformed high yield bond steel bar reinforcement in any diameter; all in accordance with the specification and drawings
| Item Code | Description | Item Remarks | Unit of Measurement | Quantity/Base Price |  |  | Unit Price/Discount % (Excluding VAT) | Total |  | Unit Price/Discount % (Excluding VAT) | Total |  | Unit Price/Discount % (Excluding VAT) | Total |  | Unit Price/Discount % (Excluding VAT) | Total | Unit Price/Discount % (Excluding VAT) | Total | Unit Price/Discount % (Excluding VAT) | Total
2.214.9 | 2C.04 | (*) In footings |  | Kg | 30360 |  |  | 3.34 | 101402.4 |  | 3.99 | 121136.4 |  | 0 | 0 |  | 3.71 | 112635.6 | 5.03 | 152710.8 | 4 | 121440
2.214.10 | 2C.05 | (*) In ground slabs; 200mm thick |  | Kg | 10200 |  |  | 3.34 | 34068 |  | 3.99 | 40698 |  | 0 | 0 |  | 3.71 | 37842 | 5.03 | 51306 | 4 | 40800
| Note | Note Details
2.214.11 | - | Formwork; all in accordance with the specification and drawings
| Item Code | Description | Item Remarks | Unit of Measurement | Quantity/Base Price |  |  | Unit Price/Discount % (Excluding VAT) | Total |  | Unit Price/Discount % (Excluding VAT) | Total |  | Unit Price/Discount % (Excluding VAT) | Total |  | Unit Price/Discount % (Excluding VAT) | Total | Unit Price/Discount % (Excluding VAT) | Total | Unit Price/Discount % (Excluding VAT) | Total
2.214.12 | 2C.06 | (*) To sides of footings |  | m2 | 374 |  |  | 0 | 0 |  | 136.8 | 51163.2 |  | 0 | 0 |  | 83 | 31042 | 143.83 | 53792.42 | 200 | 74800
| Note | Note Details
2.214.13 | - | SUPERSTRUCTURE
2.214.14 | - | Reinforced concrete, grade 50/20, with ordinary portland cement; all in accordance with the specification and drawings
| Item Code | Description | Item Remarks | Unit of Measurement | Quantity/Base Price |  |  | Unit Price/Discount % (Excluding VAT) | Total |  | Unit Price/Discount % (Excluding VAT) | Total |  | Unit Price/Discount % (Excluding VAT) | Total |  | Unit Price/Discount % (Excluding VAT) | Total | Unit Price/Discount % (Excluding VAT) | Total | Unit Price/Discount % (Excluding VAT) | Total
2.214.15 | 2C.07 | (*) In columns |  | m3 | 16 |  |  | 895 | 14320 |  | 513 | 8208 |  | 2320 | 37120 |  | 389 | 6224 | 491.41 | 7862.56 | 800 | 12800
2.214.16 | 2C.08 | (*) In walls, 300mm thick |  | m3 | 230 |  |  | 895 | 205850 |  | 513 | 117990 |  | 1770 | 407100 |  | 389 | 89470 | 491.41 | 113024.3 | 800 | 184000
2.214.17 | 2C.09 | (*) In beams |  | m3 | 59 |  |  | 895 | 52805 |  | 513 | 30267 |  | 2015 | 118885 |  | 375 | 22125 | 491.41 | 28993.19 | 800 | 47200
2.214.18 | 2C.10 | (*) In slab, 200mm thick |  | m3 | 240 |  |  | 895 | 214800 |  | 513 | 123120 |  | 1325 | 318000 |  | 375 | 90000 | 479.42 | 115060.8 | 800 | 192000
2.214.19 | 2C.11 | (*) In parapet walls |  | m3 | 35 |  |  | 895 | 31325 |  | 513 | 17955 |  | 1310 | 45850 |  | 389 | 13615 | 491.41 | 17199.35 | 800 | 28000
| Note | Note Details
2.214.20 | - | Hot rolled deformed high yield bond steel bar reinforcement in any diameter; all in accordance with the specification and drawings
| Item Code | Description | Item Remarks | Unit of Measurement | Quantity/Base Price |  |  | Unit Price/Discount % (Excluding VAT) | Total |  | Unit Price/Discount % (Excluding VAT) | Total |  | Unit Price/Discount % (Excluding VAT) | Total |  | Unit Price/Discount % (Excluding VAT) | Total | Unit Price/Discount % (Excluding VAT) | Total | Unit Price/Discount % (Excluding VAT) | Total
2.214.21 | 2C.12 | (*) In columns |  | Kg | 4800 |  |  | 3.34 | 16032 |  | 3.99 | 19152 |  | 0 | 0 |  | 3.71 | 17808 | 5.03 | 24144 | 4 | 19200
2.214.22 | 2C.13 | (*) In beams |  | Kg | 10030 |  |  | 3.34 | 33500.2 |  | 3.99 | 40019.7 |  | 0 | 0 |  | 3.71 | 37211.3 | 5.03 | 50450.9 | 4 | 40120
2.214.23 | 2C.14 | (*) In slabs |  | Kg | 20400 |  |  | 3.34 | 68136 |  | 3.99 | 81396 |  | 0 | 0 |  | 3.71 | 75684 | 5.03 | 102612 | 4 | 81600
2.214.24 | 2C.15 | (*) In walls, 300 mm thick |  | Kg | 34500 |  |  | 3.34 | 115230 |  | 3.99 | 137655 |  | 0 | 0 |  | 3.71 | 127995 | 5.03 | 173535 | 4 | 138000
2.214.25 | 2C.16 | (*) In parapet walls |  | Kg | 2045 |  |  | 3.34 | 6830.3 |  | 3.99 | 8159.55 |  | 0 | 0 |  | 3.71 | 7586.95 | 5.03 | 10286.35 | 4 | 8180
2.214.26 | 2C.17 | (*) In shotcrete |  | Kg | 852 |  |  | 3.34 | 2845.68 |  | 3.99 | 3399.48 |  | 0 | 0 |  | 3.71 | 3160.92 | 5.03 | 4285.56 | 4 | 3408
| Note | Note Details
2.214.27 | - | Formwork; all in accordance with the specification and drawings
| Item Code | Description | Item Remarks | Unit of Measurement | Quantity/Base Price |  |  | Unit Price/Discount % (Excluding VAT) | Total |  | Unit Price/Discount % (Excluding VAT) | Total |  | Unit Price/Discount % (Excluding VAT) | Total |  | Unit Price/Discount % (Excluding VAT) | Total | Unit Price/Discount % (Excluding VAT) | Total | Unit Price/Discount % (Excluding VAT) | Total
2.214.28 | 2C.18 | (*) To sides of columns |  | m2 | 136 |  |  | 0 | 0 |  | 159.6 | 21705.6 |  | 0 | 0 |  | 122 | 16592 | 155.81 | 21190.16 | 200 | 27200
2.214.29 | 2C.19 | (*) To sides and soffits of beams |  | m2 | 550 |  |  | 0 | 0 |  | 159.6 | 87780 |  | 0 | 0 |  | 110 | 60500 | 155.81 | 85695.5 | 200 | 110000
2.214.30 | 2C.20 | (*) To soffits of suspended slabs |  | m2 | 1438 |  |  | 0 | 0 |  | 159.6 | 229504.8 |  | 0 | 0 |  | 110 | 158180 | 149.82 | 215441.16 | 200 | 287600
2.214.31 | 2C.21 | (*) To sides of walls |  | m2 | 211 |  |  | 0 | 0 |  | 159.6 | 33675.6 |  | 0 | 0 |  | 108 | 22788 | 155.81 | 32875.91 | 200 | 42200
2.214.32 | 2C.22 | (*) To sides of parapets |  | m2 | 341 |  |  | 0 | 0 |  | 159.6 | 54423.6 |  | 0 | 0 |  | 108 | 36828 | 155.81 | 53131.21 | 200 | 68200
| Note | Note Details
2.214.33 | - | Contractor's Adjustment
| Item Code | Description | Item Remarks | Unit of Measurement | Quantity/Base Price |  |  | Unit Price/Discount % (Excluding VAT) | Total |  | Unit Price/Discount % (Excluding VAT) | Total |  | Unit Price/Discount % (Excluding VAT) | Total |  | Unit Price/Discount % (Excluding VAT) | Total | Unit Price/Discount % (Excluding VAT) | Total | Unit Price/Discount % (Excluding VAT) | Total
2.214.34 | CA-01 | (*) Contractor may price here any items which has been shown in the drawings or any other documents but overlooked or not specifically mentioned inthe schedule of items and is necessary for the satisfactory completion of the Works. Should the Contractor fail to insert any item here, it will be deemed that Lump Sum Contract Price includes all such items and no claims for additional items will be entertained. |  | Item | 1 |  |  | 0 | 0 |  | 0 | 0 |  | 0 | 0 |  | 0 | 0 | 0 | 0 | 0 | 0
| Note | Note Details
2.214.35 | - | Please attach one PDF file to be named "Additional Items for (insert bill no/name & Section No/name)" for the details of these additional items in the additional attachment area at the end of the BOQ.
2.215 NCP: MASONRY WORKS | [6 empty] | 78540 | 5 (out of 5) | 44948 |  | 5 (out of 5) | 73176.6 |  | 5 (out of 5) | 65640 |  | 5 (out of 5) | 49182 | 5 (out of 5) | 93677.88 | 5 (out of 5) | 57500
| Note | Note Details
2.215.1 | - | INTERNAL WALLS
2.215.2 | - | Concrete hollow block work (10N/mm²) in cement sand mortar; all in accordance with the specification and drawings
| Item Code | Description | Item Remarks | Unit of Measurement | Quantity/Base Price |  |  | Unit Price/Discount % (Excluding VAT) | Total |  | Unit Price/Discount % (Excluding VAT) | Total |  | Unit Price/Discount % (Excluding VAT) | Total |  | Unit Price/Discount % (Excluding VAT) | Total | Unit Price/Discount % (Excluding VAT) | Total | Unit Price/Discount % (Excluding VAT) | Total
2.215.3 | 2D.01 | (*) 100mm thick walls |  | m2 | 130 |  |  | 72 | 9360 |  | 131.1 | 17043 |  | 70 | 9100 |  | 75 | 9750 | 113.86 | 14801.8 | 90 | 11700
2.215.4 | 2D.02 | (*) 200mm thick walls |  | m2 | 120 |  |  | 79 | 9480 |  | 136.8 | 16416 |  | 80 | 9600 |  | 86 | 10320 | 136.64 | 16396.8 | 100 | 12000
| Note | Note Details
2.215.5 | - | EXTERNAL WALLS
2.215.6 | - | Concrete hollow block work (10N/mm²) in cement sand mortar; all in accordance with the specification and drawings
| Item Code | Description | Item Remarks | Unit of Measurement | Quantity/Base Price |  |  | Unit Price/Discount % (Excluding VAT) | Total |  | Unit Price/Discount % (Excluding VAT) | Total |  | Unit Price/Discount % (Excluding VAT) | Total |  | Unit Price/Discount % (Excluding VAT) | Total | Unit Price/Discount % (Excluding VAT) | Total | Unit Price/Discount % (Excluding VAT) | Total
2.215.7 | 2D.03 | (*) 300mm thick walls |  | m2 | 220 |  |  | 100 | 22000 |  | 148.2 | 32604 |  | 185 | 40700 |  | 112 | 24640 | 251.7 | 55374 | 130 | 28600
2.215.8 | 2D.04 | (*) 200mm thick walls |  | m2 | 52 |  |  | 79 | 4108 |  | 136.8 | 7113.6 |  | 120 | 6240 |  | 86 | 4472 | 136.64 | 7105.28 | 100 | 5200
| Note | Note Details
2.215.9 | - | Contractor's Adjustment
| Item Code | Description | Item Remarks | Unit of Measurement | Quantity/Base Price |  |  | Unit Price/Discount % (Excluding VAT) | Total |  | Unit Price/Discount % (Excluding VAT) | Total |  | Unit Price/Discount % (Excluding VAT) | Total |  | Unit Price/Discount % (Excluding VAT) | Total | Unit Price/Discount % (Excluding VAT) | Total | Unit Price/Discount % (Excluding VAT) | Total
2.215.10 | CA-01 | (*) Contractor may price here any items which has been shown in the drawings or any other documents but overlooked or not specifically mentioned inthe schedule of items and is necessary for the satisfactory completion of the Works. Should the Contractor fail to insert any item here, it will be deemed that Lump Sum Contract Price includes all such items and no claims for additional items will be entertained. |  | Item | 1 |  |  | 0 | 0 |  | 0 | 0 |  | 0 | 0 |  | 0 | 0 | 0 | 0 | 0 | 0
| Note | Note Details
2.215.11 | - | Please attach one PDF file to be named "Additional Items for (insert bill no/name & Section No/name)" for the details of these additional items in the additional attachment area at the end of the BOQ.
2.216 NCP: METAL WORKS | [6 empty] | 246750 | 7 (out of 7) | 165275 |  | 7 (out of 7) | 268128 |  | 7 (out of 7) | 646300 |  | 7 (out of 7) | 300190 | 7 (out of 7) | 3140470.08 | 7 (out of 7) | 1123000
| Note | Note Details
2.216.1 | - | Non Structural Metalwork
2.216.2 | - | Non structural metal works; all in accordance with the specification and drawings
| Item Code | Description | Item Remarks | Unit of Measurement | Quantity/Base Price |  |  | Unit Price/Discount % (Excluding VAT) | Total |  | Unit Price/Discount % (Excluding VAT) | Total |  | Unit Price/Discount % (Excluding VAT) | Total |  | Unit Price/Discount % (Excluding VAT) | Total | Unit Price/Discount % (Excluding VAT) | Total | Unit Price/Discount % (Excluding VAT) | Total
2.216.3 | 2E.01 | (*) Cat Ladder ~ 2.60m high |  | No. | 4 |  |  | 3300 | 13200 |  | 2052 | 8208 |  | 3000 | 12000 |  | 2588 | 10352 | 4554.53 | 18218.12 | 5000 | 20000
2.216.4 | 2E.02 | (*) Cat Ladder ~ 4.65m high |  | No. | 1 |  |  | 5500 | 5500 |  | 3420 | 3420 |  | 4300 | 4300 |  | 4313 | 4313 | 8989.21 | 8989.21 | 8000 | 8000
2.216.5 | 2E.03 | (*) Floor gratings |  | m | 75 |  |  | 385 | 28875 |  | 456 | 34200 |  | 400 | 30000 |  | 863 | 64725 | 1797.84 | 134838 | 1000 | 75000
2.216.6 | 2E.04 | (*) Metal Works to individual chimpanzee cages, in various sizes, complete in accordance with the drawings and specifications. |  | No. | 16 |  |  | 5500 | 88000 |  | 11400 | 182400 |  | 30000 | 480000 |  | 11500 | 184000 | 179784.19 | 2876547.04 | 60000 | 960000
2.216.7 | 2E.05 | (*) Entry Access as per drawings and specifications |  | No. | 1 |  |  | 16500 | 16500 |  | 11400 | 11400 |  | 100000 | 100000 |  | 13800 | 13800 | 59928.06 | 59928.06 | 50000 | 50000
2.216.8 | 2E.06 | (*) Metal Works for Mobile Cage (1.05 x 1.05 x 3.00) |  | No. | 1 |  |  | 13200 | 13200 |  | 28500 | 28500 |  | 20000 | 20000 |  | 23000 | 23000 | 41949.65 | 41949.65 | 10000 | 10000
| Note | Note Details
2.216.9 | - | Contractor's Adjustment
| Item Code | Description | Item Remarks | Unit of Measurement | Quantity/Base Price |  |  | Unit Price/Discount % (Excluding VAT) | Total |  | Unit Price/Discount % (Excluding VAT) | Total |  | Unit Price/Discount % (Excluding VAT) | Total |  | Unit Price/Discount % (Excluding VAT) | Total | Unit Price/Discount % (Excluding VAT) | Total | Unit Price/Discount % (Excluding VAT) | Total
2.216.10 | CA-01 | (*) Contractor may price here any items which has been shown in the drawings or any other documents but overlooked or not specifically mentioned inthe schedule of items and is necessary for the satisfactory completion of the Works. Should the Contractor fail to insert any item here, it will be deemed that Lump Sum Contract Price includes all such items and no claims for additional items will be entertained. |  | Item | 1 |  |  | 0 | 0 |  | 0 | 0 |  | 0 | 0 |  | 0 | 0 | 0 | 0 | 0 | 0
| Note | Note Details
2.216.11 | - | Please attach one PDF file to be named "Additional Items for (insert bill no/name & Section No/name)" for the details of these additional items in the additional attachment area at the end of the BOQ.
2.217 NCP: THERMAL AND MOISTURE PROTECTION | [6 empty] | 103300 | 13 (out of 13) | 115480 |  | 13 (out of 13) | 291862.8 |  | 13 (out of 13) | 96910 |  | 13 (out of 13) | 257935 | 13 (out of 13) | 306614.05 | 13 (out of 13) | 243400
| Note | Note Details
2.217.1 | - | FOUNDATION WATERPROOFING
2.217.2 | - | Foundation waterproofing; all in accordance with the specification and drawings
| Item Code | Description | Item Remarks | Unit of Measurement | Quantity/Base Price |  |  | Unit Price/Discount % (Excluding VAT) | Total |  | Unit Price/Discount % (Excluding VAT) | Total |  | Unit Price/Discount % (Excluding VAT) | Total |  | Unit Price/Discount % (Excluding VAT) | Total | Unit Price/Discount % (Excluding VAT) | Total | Unit Price/Discount % (Excluding VAT) | Total
2.217.3 | 2G.01 | (*) Approved bitumen emulsion in two coats over an appropriate primer, horizontally |  | m2 | 600 |  |  | 10 | 6000 |  | 136.8 | 82080 |  | 10 | 6000 |  | 72 | 43200 | 57.53 | 34518 | 35 | 21000
2.217.4 | 2G.02 | (*) Ditto; to vertical and top face of concrete |  | m2 | 1000 |  |  | 10 | 10000 |  | 57 | 57000 |  | 10 | 10000 |  | 72 | 72000 | 104.27 | 104270 | 35 | 35000
2.217.5 | 2G.03 | (*) 1000 gauge polythene sheet below ground slab |  | m2 | 600 |  |  | 5 | 3000 |  | 13.68 | 8208 |  | 7 | 4200 |  | 4 | 2400 | 4.44 | 2664 | 6 | 3600
| Note | Note Details
2.217.6 | 2G.04 | WET AREA WATERPROOFING
2.217.7 | - | Wet areas waterproofing; all in accordance with the specification and drawings
| Item Code | Description | Item Remarks | Unit of Measurement | Quantity/Base Price |  |  | Unit Price/Discount % (Excluding VAT) | Total |  | Unit Price/Discount % (Excluding VAT) | Total |  | Unit Price/Discount % (Excluding VAT) | Total |  | Unit Price/Discount % (Excluding VAT) | Total | Unit Price/Discount % (Excluding VAT) | Total | Unit Price/Discount % (Excluding VAT) | Total
2.217.8 | 2G.05 | (*) Liquid applied waterproofing membrane |  | m2 | 25 |  |  | 36 | 900 |  | 114 | 2850 |  | 30 | 750 |  | 55 | 1375 | 56.33 | 1408.25 | 80 | 2000
| Note | Note Details
2.217.9 | - | ROOF WATERPROOFING
2.217.10 | - | Composite waterproofing system and insulation; all in accordance with the specification and drawings
| Item Code | Description | Item Remarks | Unit of Measurement | Quantity/Base Price |  |  | Unit Price/Discount % (Excluding VAT) | Total |  | Unit Price/Discount % (Excluding VAT) | Total |  | Unit Price/Discount % (Excluding VAT) | Total |  | Unit Price/Discount % (Excluding VAT) | Total | Unit Price/Discount % (Excluding VAT) | Total | Unit Price/Discount % (Excluding VAT) | Total
2.217.11 | 2G.06 | (*) Light weight concrete screed sloped to drains (1% slope) with minimum thickness of 40mm |  | m2 | 600 |  |  | 17 | 10200 |  | 28.5 | 17100 |  | 20 | 12000 |  | 53 | 31800 | 46.74 | 28044 | 40 | 24000
2.217.12 | 2G.07 | (*) One coat bituminous primer |  | m2 | 780 |  |  | 3 | 2340 |  | 4.56 | 3556.8 |  | 2 | 1560 |  | 9 | 7020 | 14.38 | 11216.4 | 5 | 3900
2.217.13 | 2G.08 | (*) 4mm Modified bituminous based waterproofing membrane on concrete slab |  | m2 | 780 |  |  | 38 | 29640 |  | 57 | 44460 |  | 30 | 23400 |  | 33 | 25740 | 56.33 | 43937.4 | 55 | 42900
2.217.14 | 2G.09 | (*) One separation layer of geotextile |  | m2 | 600 |  |  | 5 | 3000 |  | 6.84 | 4104 |  | 5 | 3000 |  | 4 | 2400 | 5.4 | 3240 | 6 | 3600
2.217.15 | 2G.10 | (*) Light weight foam concrete |  | m2 | 600 |  |  | 25 | 15000 |  | 11.4 | 6840 |  | 20 | 12000 |  | 44 | 26400 | 53.94 | 32364 | 40 | 24000
2.217.16 | 2G.11 | (*) Extruded polystyrene heat insulation board |  | m2 | 600 |  |  | 38 | 22800 |  | 57 | 34200 |  | 25 | 15000 |  | 44 | 26400 | 53.94 | 32364 | 68 | 40800
2.217.17 | 2G.12 | (*) One separation layer of geotextile |  | m2 | 600 |  |  | 4 | 2400 |  | 6.84 | 4104 |  | 5 | 3000 |  | 4 | 2400 | 5.4 | 3240 | 6 | 3600
2.217.18 | 2G.13 | (*) Dry sand bed |  | m2 | 600 |  |  | 17 | 10200 |  | 45.6 | 27360 |  | 10 | 6000 |  | 28 | 16800 | 15.58 | 9348 | 65 | 39000
| Note | Note Details
2.217.19 | - | Contractor's Adjustment
| Item Code | Description | Item Remarks | Unit of Measurement | Quantity/Base Price |  |  | Unit Price/Discount % (Excluding VAT) | Total |  | Unit Price/Discount % (Excluding VAT) | Total |  | Unit Price/Discount % (Excluding VAT) | Total |  | Unit Price/Discount % (Excluding VAT) | Total | Unit Price/Discount % (Excluding VAT) | Total | Unit Price/Discount % (Excluding VAT) | Total
2.217.20 | CA-01 | (*) Contractor may price here any items which has been shown in the drawings or any other documents but overlooked or not specifically mentioned inthe schedule of items and is necessary for the satisfactory completion of the Works. Should the Contractor fail to insert any item here, it will be deemed that Lump Sum Contract Price includes all such items and no claims for additional items will be entertained. |  | Item | 1 |  |  | 0 | 0 |  | 0 | 0 |  | 0 | 0 |  | 0 | 0 | 0 | 0 | 0 | 0
| Note | Note Details
2.217.21 | - | Please attach one PDF file to be named "Additional Items for (insert bill no/name & Section No/name)" for the details of these additional items in the additional attachment area at the end of the BOQ.
2.218 NCP: DOORS AND WINDOWS | [6 empty] | 229170 | 22 (out of 22) | 295869 |  | 22 (out of 22) | 218139 |  | 22 (out of 22) | 530910 |  | 22 (out of 22) | 311631 | 22 (out of 22) | 531561.79 | 22 (out of 22) | 440600
| Note | Note Details
2.218.1 | - | TIMBER DOORS
2.218.2 | - | Wooden doors including door panels, door frames, sub frames, architraves, sound insulation, fire proofing, finishes, ironmongery, fixing into position all in accordance with the drawings and specifications.
| Item Code | Description | Item Remarks | Unit of Measurement | Quantity/Base Price |  |  | Unit Price/Discount % (Excluding VAT) | Total |  | Unit Price/Discount % (Excluding VAT) | Total |  | Unit Price/Discount % (Excluding VAT) | Total |  | Unit Price/Discount % (Excluding VAT) | Total | Unit Price/Discount % (Excluding VAT) | Total | Unit Price/Discount % (Excluding VAT) | Total
2.218.3 | 2H.01 | (*) Type WD1 - 800W x 2200H |  | No. | 2 |  |  | 2574 | 5148 |  | 2052 | 4104 |  | 12500 | 25000 |  | 4259 | 8518 | 4554.53 | 9109.06 | 3400 | 6800
2.218.4 | 2H.02 | (*) Type WD2 - 1000W x 2200H |  | No. | 3 |  |  | 3080 | 9240 |  | 2280 | 6840 |  | 13400 | 40200 |  | 5324 | 15972 | 4794.25 | 14382.75 | 3600 | 10800
2.218.5 | 2H.03 | (*) Type WD3 - 1200W x 2200H |  | No. | 2 |  |  | 3586 | 7172 |  | 2850 | 5700 |  | 13800 | 27600 |  | 6389 | 12778 | 5753.09 | 11506.18 | 4500 | 9000
| Note | Note Details
2.218.6 | - | STEEL DOORS
2.218.7 | - | Steel doors including steel frame, finishes, ironmongery, fixing in position; all in accordance with the specification and drawings
| Item Code | Description | Item Remarks | Unit of Measurement | Quantity/Base Price |  |  | Unit Price/Discount % (Excluding VAT) | Total |  | Unit Price/Discount % (Excluding VAT) | Total |  | Unit Price/Discount % (Excluding VAT) | Total |  | Unit Price/Discount % (Excluding VAT) | Total | Unit Price/Discount % (Excluding VAT) | Total | Unit Price/Discount % (Excluding VAT) | Total
2.218.8 | 2H.04 | (*) Type SD1 - 3600W x 2500H |  | No. | 4 |  |  | 12870 | 51480 |  | 7410 | 29640 |  | 13000 | 52000 |  | 12870 | 51480 | 18577.7 | 74310.8 | 14000 | 56000
2.218.9 | 2H.05 | (*) Type SD2 - 1500W x 2200H |  | No. | 1 |  |  | 4719 | 4719 |  | 3990 | 3990 |  | 3800 | 3800 |  | 4719 | 4719 | 7790.65 | 7790.65 | 6000 | 6000
2.218.10 | 2H.06 | (*) Type SD3 - 1000W x 2100H |  | No. | 12 |  |  | 3003 | 36036 |  | 2166 | 25992 |  | 5600 | 67200 |  | 3003 | 36036 | 5033.96 | 60407.52 | 4000 | 48000
2.218.11 | 2H.07 | (*) Type SD4 - 2400W x 2500H |  | No. | 2 |  |  | 8580 | 17160 |  | 5700 | 11400 |  | 9600 | 19200 |  | 8580 | 17160 | 12584.89 | 25169.78 | 12000 | 24000
2.218.12 | 2H.08 | (*) Type SD4 - 1000W x 1000H |  | No. | 12 |  |  | 1430 | 17160 |  | 1140 | 13680 |  | 10500 | 126000 |  | 1430 | 17160 | 2996.4 | 35956.8 | 3000 | 36000
| Note | Note Details
2.218.13 | - | Louver doors including galvanized steel frame with internal screen including steel frame, finishes, ironmongery, fixing into position; all in accordance with the specifications and drawings.
| Item Code | Description | Item Remarks | Unit of Measurement | Quantity/Base Price |  |  | Unit Price/Discount % (Excluding VAT) | Total |  | Unit Price/Discount % (Excluding VAT) | Total |  | Unit Price/Discount % (Excluding VAT) | Total |  | Unit Price/Discount % (Excluding VAT) | Total | Unit Price/Discount % (Excluding VAT) | Total | Unit Price/Discount % (Excluding VAT) | Total
2.218.14 | 2H.09 | (*) Type LD1 - 2000W x 2200H |  | No. | 2 |  |  | 5082 | 10164 |  | 3876 | 7752 |  | 6700 | 13400 |  | 5324 | 10648 | 9109.07 | 18218.14 | 8000 | 16000
2.218.15 | 2H.010 | (*) Type LD2 - 1500W x 2200H |  | No. | 2 |  |  | 3812 | 7624 |  | 3648 | 7296 |  | 5700 | 11400 |  | 3993 | 7986 | 7431.08 | 14862.16 | 6500 | 13000
| Note | Note Details
2.218.16 | - | Glazed Doors
2.218.17 | - | Aluminium framed doors, polyester powder coated, double glazed, including ironmongeries, sealants, trimmings, and accessories; all in accordance with the specifications and drawings.
| Item Code | Description | Item Remarks | Unit of Measurement | Quantity/Base Price |  |  | Unit Price/Discount % (Excluding VAT) | Total |  | Unit Price/Discount % (Excluding VAT) | Total |  | Unit Price/Discount % (Excluding VAT) | Total |  | Unit Price/Discount % (Excluding VAT) | Total | Unit Price/Discount % (Excluding VAT) | Total | Unit Price/Discount % (Excluding VAT) | Total
2.218.18 | 2H.11 | (*) Type AD1 - 1800W x 2200H |  | No. | 1 |  |  | 4792 | 4792 |  | 4332 | 4332 |  | 4900 | 4900 |  | 6098 | 6098 | 8989.21 | 8989.21 | 8000 | 8000
2.218.19 | 2H.12 | (*) Type AD2 - 1800W x 2200H |  | No. | 8 |  |  | 4792 | 38336 |  | 4332 | 34656 |  | 4900 | 39200 |  | 6098 | 48784 | 8989.21 | 71913.68 | 8000 | 64000
2.218.20 | 2H.13 | (*) Type AD3 - 1000W x 1000H |  | No. | 1 |  |  | 1210 | 1210 |  | 1710 | 1710 |  | 2000 | 2000 |  | 1540 | 1540 | 2397.12 | 2397.12 | 3000 | 3000
| Note | Note Details
2.218.21 | - | Frameless glass doors, including ironmongeries, sealants, trimmings, and accessories; all in accordance with the specifications and drawings.
| Item Code | Description | Item Remarks | Unit of Measurement | Quantity/Base Price |  |  | Unit Price/Discount % (Excluding VAT) | Total |  | Unit Price/Discount % (Excluding VAT) | Total |  | Unit Price/Discount % (Excluding VAT) | Total |  | Unit Price/Discount % (Excluding VAT) | Total | Unit Price/Discount % (Excluding VAT) | Total | Unit Price/Discount % (Excluding VAT) | Total
2.218.22 | 2H.14 | (*) Type GD1 - 1800W x 2200H |  | No. | 1 |  |  | 5010 | 5010 |  | 4332 | 4332 |  | 4700 | 4700 |  | 5227 | 5227 | 26368.35 | 26368.35 | 10000 | 10000
2.218.23 | 2H.15 | (*) Type GD2 - 800W x 2200H |  | No. | 2 |  |  | 2227 | 4454 |  | 2508 | 5016 |  | 3900 | 7800 |  | 2323 | 4646 | 5033.96 | 10067.92 | 6000 | 12000
| Note | Note Details
2.218.24 | - | Glazed Windows
2.218.25 | - | Glass windows in aluminum frames including trimmings, coatings, sealant, sound proofing, weatherproofing, and all other incidentals, fixing into position in accordance with the drawings and specifications.
| Item Code | Description | Item Remarks | Unit of Measurement | Quantity/Base Price |  |  | Unit Price/Discount % (Excluding VAT) | Total |  | Unit Price/Discount % (Excluding VAT) | Total |  | Unit Price/Discount % (Excluding VAT) | Total |  | Unit Price/Discount % (Excluding VAT) | Total | Unit Price/Discount % (Excluding VAT) | Total | Unit Price/Discount % (Excluding VAT) | Total
2.218.26 | 2H.16 | (*) W1 - 2050W x 1200H |  | No. | 2 |  |  | 2706 | 5412 |  | 1938 | 3876 |  | 1950 | 3900 |  | 3247 | 6494 | 4794.25 | 9588.5 | 6000 | 12000
2.218.27 | 2H.17 | (*) W2 - 1000W x 1200H |  | No. | 8 |  |  | 1320 | 10560 |  | 1140 | 9120 |  | 1320 | 10560 |  | 1584 | 12672 | 2397.12 | 19176.96 | 2500 | 20000
2.218.28 | 2H.18 | (*) W3 - 600W x 600H |  | No. | 21 |  |  | 396 | 8316 |  | 399 | 8379 |  | 650 | 13650 |  | 475 | 9975 | 1438.27 | 30203.67 | 1500 | 31500
2.218.29 | 2H.19 | (*) W3 - 600W x 600H |  | No. | 6 |  |  | 396 | 2376 |  | 399 | 2394 |  | 500 | 3000 |  | 475 | 2850 | 1438.27 | 8629.62 | 1500 | 9000
| Note | Note Details
2.218.30 | - | Fixed Steel framed doors doors including steel frame, finishes, ironmongery, fixing in position; all in accordance with the specification and drawings
| Item Code | Description | Item Remarks | Unit of Measurement | Quantity/Base Price |  |  | Unit Price/Discount % (Excluding VAT) | Total |  | Unit Price/Discount % (Excluding VAT) | Total |  | Unit Price/Discount % (Excluding VAT) | Total |  | Unit Price/Discount % (Excluding VAT) | Total | Unit Price/Discount % (Excluding VAT) | Total | Unit Price/Discount % (Excluding VAT) | Total
2.218.31 | 2H.20 | (*) SW1 - 1000W x 1200H |  | No. | 11 |  |  | 1980 | 21780 |  | 1710 | 18810 |  | 3000 | 33000 |  | 1716 | 18876 | 4194.96 | 46144.56 | 2500 | 27500
2.218.32 | 2H.21 | (*) SW2 - 1000W x 2100H |  | No. | 4 |  |  | 6930 | 27720 |  | 2280 | 9120 |  | 5600 | 22400 |  | 3003 | 12012 | 6592.09 | 26368.36 | 4500 | 18000
| Note | Note Details
2.218.33 | - | Contractor's Adjustment
| Item Code | Description | Item Remarks | Unit of Measurement | Quantity/Base Price |  |  | Unit Price/Discount % (Excluding VAT) | Total |  | Unit Price/Discount % (Excluding VAT) | Total |  | Unit Price/Discount % (Excluding VAT) | Total |  | Unit Price/Discount % (Excluding VAT) | Total | Unit Price/Discount % (Excluding VAT) | Total | Unit Price/Discount % (Excluding VAT) | Total
2.218.34 | CA-01 | (*) Contractor may price here any items which has been shown in the drawings or any other documents but overlooked or not specifically mentioned inthe schedule of items and is necessary for the satisfactory completion of the Works. Should the Contractor fail to insert any item here, it will be deemed that Lump Sum Contract Price includes all such items and no claims for additional items will be entertained. |  | Item | 1 |  |  | 0 | 0 |  | 0 | 0 |  | 0 | 0 |  | 0 | 0 | 0 | 0 | 0 | 0
| Note | Note Details
2.218.35 | - | Please attach one PDF file to be named "Additional Items for (insert bill no/name & Section No/name)" for the details of these additional items in the additional attachment area at the end of the BOQ.
2.219 NCP: FINISHES | [6 empty] | 508988 | 21 (out of 21) | 291305 |  | 21 (out of 21) | 1083148.2 |  | 21 (out of 21) | 774525 |  | 21 (out of 21) | 341429 | 21 (out of 21) | 1397297.36 | 21 (out of 21) | 648805
| Note | Note Details
2.219.1 | - | INTERNAL FLOOR FINISHES
2.219.2 | - | Power float finsh, ready to receive final finishes all in accordance with the specification and drawings
| Item Code | Description | Item Remarks | Unit of Measurement | Quantity/Base Price |  |  | Unit Price/Discount % (Excluding VAT) | Total |  | Unit Price/Discount % (Excluding VAT) | Total |  | Unit Price/Discount % (Excluding VAT) | Total |  | Unit Price/Discount % (Excluding VAT) | Total | Unit Price/Discount % (Excluding VAT) | Total | Unit Price/Discount % (Excluding VAT) | Total
2.219.3 | 2J.01 | (*) To receive final finishes |  | m2 | 534 |  |  | 28 | 14952 |  | 34.2 | 18262.8 |  | 30 | 16020 |  | 35 | 18690 | 23.97 | 12799.98 | 80 | 42720
| Note | Note Details
2.219.4 | - | Ceramic tiles
2.219.5 | - | Floor tiling on and including screeded backing, bedding, fixing with waterproof adhesive, grouting and jointing with matching epoxy grout, including control joints, fixed all in accordance with the specification and drawings
| Item Code | Description | Item Remarks | Unit of Measurement | Quantity/Base Price |  |  | Unit Price/Discount % (Excluding VAT) | Total |  | Unit Price/Discount % (Excluding VAT) | Total |  | Unit Price/Discount % (Excluding VAT) | Total |  | Unit Price/Discount % (Excluding VAT) | Total | Unit Price/Discount % (Excluding VAT) | Total | Unit Price/Discount % (Excluding VAT) | Total
2.219.6 | 2J.02 | (*) 300mm x 300mm Porcelein Tiles, Ref. TL-01 |  | m2 | 37 |  |  | 127 | 4699 |  | 171 | 6327 |  | 185 | 6845 |  | 144 | 5328 | 233.72 | 8647.64 | 200 | 7400
2.219.7 | 2J.03 | (*) 300mm x 300mm Ceramic Tiles, Ref. TL-02 |  | m2 | 47 |  |  | 127 | 5969 |  | 159.6 | 7501.2 |  | 165 | 7755 |  | 144 | 6768 | 233.72 | 10984.84 | 200 | 9400
2.219.8 | 2J.04 | (*) 300mm x 300mm Ceramic Tiles, Ref. TL-03 |  | m2 | 25 |  |  | 127 | 3175 |  | 159.6 | 3990 |  | 165 | 4125 |  | 144 | 3600 | 233.72 | 5843 | 200 | 5000
| Note | Note Details
2.219.9 | - | Threshold
2.219.10 | - | Marble threshold on and including bedding, waterproofing, grouting and jointing; all in accordance with the specification and drawings
| Item Code | Description | Item Remarks | Unit of Measurement | Quantity/Base Price |  |  | Unit Price/Discount % (Excluding VAT) | Total |  | Unit Price/Discount % (Excluding VAT) | Total |  | Unit Price/Discount % (Excluding VAT) | Total |  | Unit Price/Discount % (Excluding VAT) | Total | Unit Price/Discount % (Excluding VAT) | Total | Unit Price/Discount % (Excluding VAT) | Total
2.219.11 | 2J.05 | (*) 20mm thick: Ref MB-01 |  | m | 9 |  |  | 173 | 1557 |  | 136.8 | 1231.2 |  | 100 | 900 |  | 161 | 1449 | 359.57 | 3236.13 | 250 | 2250
| Note | Note Details
2.219.12 | - | Surface Treatment
2.219.13 | - | Supply and apply surface treatment all in accordance with the drawings and specifications.
| Item Code | Description | Item Remarks | Unit of Measurement | Quantity/Base Price |  |  | Unit Price/Discount % (Excluding VAT) | Total |  | Unit Price/Discount % (Excluding VAT) | Total |  | Unit Price/Discount % (Excluding VAT) | Total |  | Unit Price/Discount % (Excluding VAT) | Total | Unit Price/Discount % (Excluding VAT) | Total | Unit Price/Discount % (Excluding VAT) | Total
2.219.14 | 2J.06 | (*) Industrial floor treatmet: Ref. IF-01 |  | m2 | 46 |  |  | 167 | 7682 |  | 114 | 5244 |  | 150 | 6900 |  | 81 | 3726 | 83.9 | 3859.4 | 300 | 13800
2.219.15 | 2J.07 | (*) Epoxy paint to floors: Ref. EP-01 |  | m2 | 379 |  |  | 56 | 21224 |  | 91.2 | 34564.8 |  | 135 | 51165 |  | 40 | 15160 | 65.92 | 24983.68 | 60 | 22740
| Note | Note Details
2.219.16 | - | INTERNAL WALL FINISHES
2.219.17 | - | Partitions
2.219.18 | - | Gypsum board walls, including framing, insulation, jointings, and accessories all in accordance with the specifications and drawings.
| Item Code | Description | Item Remarks | Unit of Measurement | Quantity/Base Price |  |  | Unit Price/Discount % (Excluding VAT) | Total |  | Unit Price/Discount % (Excluding VAT) | Total |  | Unit Price/Discount % (Excluding VAT) | Total |  | Unit Price/Discount % (Excluding VAT) | Total | Unit Price/Discount % (Excluding VAT) | Total | Unit Price/Discount % (Excluding VAT) | Total
2.219.19 | 2J.08 | (*) To receive paint |  | m2 | 38 |  |  | 184 | 6992 |  | 102.6 | 3898.8 |  | 120 | 4560 |  | 276 | 10488 | 359.57 | 13663.66 | 200 | 7600
| Note | Note Details
2.219.20 | - | Glass walls, including framing, sealants, jointings, and accessories all in accordance with the specifications and drawings.
| Item Code | Description | Item Remarks | Unit of Measurement | Quantity/Base Price |  |  | Unit Price/Discount % (Excluding VAT) | Total |  | Unit Price/Discount % (Excluding VAT) | Total |  | Unit Price/Discount % (Excluding VAT) | Total |  | Unit Price/Discount % (Excluding VAT) | Total | Unit Price/Discount % (Excluding VAT) | Total | Unit Price/Discount % (Excluding VAT) | Total
2.219.21 | 2J.09 | (*) 12mm thick glass partition |  | m2 | 22 |  |  | 733 | 16126 |  | 1140 | 25080 |  | 650 | 14300 |  | 1610 | 35420 | 2397.12 | 52736.64 | 1500 | 33000
| Note | Note Details
2.219.22 | - | Plastering
2.219.23 | - | Cement and sand plaster 15mm to 20mm thick to block walls; all in accordance with the specification and drawings
| Item Code | Description | Item Remarks | Unit of Measurement | Quantity/Base Price |  |  | Unit Price/Discount % (Excluding VAT) | Total |  | Unit Price/Discount % (Excluding VAT) | Total |  | Unit Price/Discount % (Excluding VAT) | Total |  | Unit Price/Discount % (Excluding VAT) | Total | Unit Price/Discount % (Excluding VAT) | Total | Unit Price/Discount % (Excluding VAT) | Total
2.219.24 | 2J.10 | (*) To internal block works |  | m2 | 500 |  |  | 38 | 19000 |  | 136.8 | 68400 |  | 35 | 17500 |  | 36 | 18000 | 113.86 | 56930 | 120 | 60000
| Note | Note Details
2.219.25 | - | Tiling
2.219.26 | - | Ceramic wall tiling on and including plastered backing, grouting with matching epoxy grout and jointing, fixed approved adhesive; all in accordance with the specification and drawings
| Item Code | Description | Item Remarks | Unit of Measurement | Quantity/Base Price |  |  | Unit Price/Discount % (Excluding VAT) | Total |  | Unit Price/Discount % (Excluding VAT) | Total |  | Unit Price/Discount % (Excluding VAT) | Total |  | Unit Price/Discount % (Excluding VAT) | Total | Unit Price/Discount % (Excluding VAT) | Total | Unit Price/Discount % (Excluding VAT) | Total
2.219.27 | 2J.11 | (*) 300mm x 300mm Ceramic Tiles, Ref. TL-02 |  | m2 | 248 |  |  | 133 | 32984 |  | 171 | 42408 |  | 165 | 40920 |  | 118 | 29264 | 221.73 | 54989.04 | 200 | 49600
| Note | Note Details
2.219.28 | - | Painting
2.219.29 | - | Prepare and apply emulsion paint finish in two coats; all in accordance with the specification and drawings.
| Item Code | Description | Item Remarks | Unit of Measurement | Quantity/Base Price |  |  | Unit Price/Discount % (Excluding VAT) | Total |  | Unit Price/Discount % (Excluding VAT) | Total |  | Unit Price/Discount % (Excluding VAT) | Total |  | Unit Price/Discount % (Excluding VAT) | Total | Unit Price/Discount % (Excluding VAT) | Total | Unit Price/Discount % (Excluding VAT) | Total
2.219.30 | 2J.12 | (*) Ref PT-01 |  | m2 | 228 |  |  | 15 | 3420 |  | 22.8 | 5198.4 |  | 20 | 4560 |  | 40 | 9120 | 26.37 | 6012.36 | 55 | 12540
| Note | Note Details
2.219.31 | - | Prepare and apply epoxy coating; all in accordance with the specification and drawings.
| Item Code | Description | Item Remarks | Unit of Measurement | Quantity/Base Price |  |  | Unit Price/Discount % (Excluding VAT) | Total |  | Unit Price/Discount % (Excluding VAT) | Total |  | Unit Price/Discount % (Excluding VAT) | Total |  | Unit Price/Discount % (Excluding VAT) | Total | Unit Price/Discount % (Excluding VAT) | Total | Unit Price/Discount % (Excluding VAT) | Total
2.219.32 | 2J.13 | (*) Ref: EP-01 |  | m2 | 1153 |  |  | 39 | 44967 |  | 91.2 | 105153.6 |  | 25 | 28825 |  | 40 | 46120 | 53.94 | 62192.82 | 55 | 63415
| Note | Note Details
2.219.33 | - | INTERNAL CEILING FINISHES
2.219.34 | - | Cement sand plaster, 15mm thick to soffits; all in accordance with the specification and drawings
| Item Code | Description | Item Remarks | Unit of Measurement | Quantity/Base Price |  |  | Unit Price/Discount % (Excluding VAT) | Total |  | Unit Price/Discount % (Excluding VAT) | Total |  | Unit Price/Discount % (Excluding VAT) | Total |  | Unit Price/Discount % (Excluding VAT) | Total | Unit Price/Discount % (Excluding VAT) | Total | Unit Price/Discount % (Excluding VAT) | Total
2.219.35 | 2J.14 | (*) To receive paint finish |  | m2 | 498 |  |  | 15 | 7470 |  | 148.2 | 73803.6 |  | 40 | 19920 |  | 36 | 17928 | 113.86 | 56702.28 | 35 | 17430
| Note | Note Details
2.219.36 | - | Gypsum board suspended ceiling including suspension system; all in accordance with the specification and drawings.
| Item Code | Description | Item Remarks | Unit of Measurement | Quantity/Base Price |  |  | Unit Price/Discount % (Excluding VAT) | Total |  | Unit Price/Discount % (Excluding VAT) | Total |  | Unit Price/Discount % (Excluding VAT) | Total |  | Unit Price/Discount % (Excluding VAT) | Total | Unit Price/Discount % (Excluding VAT) | Total | Unit Price/Discount % (Excluding VAT) | Total
2.219.37 | 2J.15 | (*) To receive paint finish |  | m2 | 38 |  |  | 15 | 570 |  | 114 | 4332 |  | 110 | 4180 |  | 127 | 4826 | 155.81 | 5920.78 | 200 | 7600
| Note | Note Details
2.219.38 | - | Prepare and apply emulsion paint finish in two coats; all in accordance with the specification and drawings
| Item Code | Description | Item Remarks | Unit of Measurement | Quantity/Base Price |  |  | Unit Price/Discount % (Excluding VAT) | Total |  | Unit Price/Discount % (Excluding VAT) | Total |  | Unit Price/Discount % (Excluding VAT) | Total |  | Unit Price/Discount % (Excluding VAT) | Total | Unit Price/Discount % (Excluding VAT) | Total | Unit Price/Discount % (Excluding VAT) | Total
2.219.39 | 2J.16 | (*) To gypsum board ceilings |  | m2 | 38 |  |  | 15 | 570 |  | 22.8 | 866.4 |  | 20 | 760 |  | 18 | 684 | 26.37 | 1002.06 | 55 | 2090
2.219.40 | 2J.17 | (*) To plastered ceilings |  | m2 | 498 |  |  | 15 | 7470 |  | 22.8 | 11354.4 |  | 25 | 12450 |  | 18 | 8964 | 26.37 | 13132.26 | 55 | 27390
| Note | Note Details
2.219.41 | - | EXTERNAL WALL FINISHES
2.219.42 | - | Plastering
2.219.43 | - | Cement and sand plaster 15mm to 20mm thick to block walls; all in accordance with the specification and drawings
| Item Code | Description | Item Remarks | Unit of Measurement | Quantity/Base Price |  |  | Unit Price/Discount % (Excluding VAT) | Total |  | Unit Price/Discount % (Excluding VAT) | Total |  | Unit Price/Discount % (Excluding VAT) | Total |  | Unit Price/Discount % (Excluding VAT) | Total | Unit Price/Discount % (Excluding VAT) | Total | Unit Price/Discount % (Excluding VAT) | Total
2.219.44 | 2J.18 | (*) To external block works |  | m2 | 272 |  |  | 50 | 13600 |  | 114 | 31008 |  | 45 | 12240 |  | 41 | 11152 | 146.22 | 39771.84 | 140 | 38080
| Note | Note Details
2.219.45 | - | Shotcrete
2.219.46 | - | Supply and application of shotcrete, including reinforcements, and all other accessories required to complete the works in accordance with the specifications and drawings.
| Item Code | Description | Item Remarks | Unit of Measurement | Quantity/Base Price |  |  | Unit Price/Discount % (Excluding VAT) | Total |  | Unit Price/Discount % (Excluding VAT) | Total |  | Unit Price/Discount % (Excluding VAT) | Total |  | Unit Price/Discount % (Excluding VAT) | Total | Unit Price/Discount % (Excluding VAT) | Total | Unit Price/Discount % (Excluding VAT) | Total
2.219.47 | 2J.19 | (*) To Walls |  | m2 | 442 |  |  | 134 | 59228 |  | 1368 | 604656 |  | 1000 | 442000 |  | 161 | 71162 | 958.85 | 423811.7 | 350 | 154700
| Note | Note Details
2.219.48 | - | Painting
2.219.49 | - | Prepare and apply emulsion paint finish in two coats; all in accordance with the specification and drawings.
| Item Code | Description | Item Remarks | Unit of Measurement | Quantity/Base Price |  |  | Unit Price/Discount % (Excluding VAT) | Total |  | Unit Price/Discount % (Excluding VAT) | Total |  | Unit Price/Discount % (Excluding VAT) | Total |  | Unit Price/Discount % (Excluding VAT) | Total | Unit Price/Discount % (Excluding VAT) | Total | Unit Price/Discount % (Excluding VAT) | Total
2.219.50 | 2J.20 | (*) To external walls, generally |  | m2 | 1310 |  |  | 15 | 19650 |  | 22.8 | 29868 |  | 60 | 78600 |  | 18 | 23580 | 161.81 | 211971.1 | 55 | 72050
| Note | Note Details
2.219.51 | - | Contractor's Adjustment
| Item Code | Description | Item Remarks | Unit of Measurement | Quantity/Base Price |  |  | Unit Price/Discount % (Excluding VAT) | Total |  | Unit Price/Discount % (Excluding VAT) | Total |  | Unit Price/Discount % (Excluding VAT) | Total |  | Unit Price/Discount % (Excluding VAT) | Total | Unit Price/Discount % (Excluding VAT) | Total | Unit Price/Discount % (Excluding VAT) | Total
2.219.52 | CA-01 | (*) Contractor may price here any items which has been shown in the drawings or any other documents but overlooked or not specifically mentioned inthe schedule of items and is necessary for the satisfactory completion of the Works. Should the Contractor fail to insert any item here, it will be deemed that Lump Sum Contract Price includes all such items and no claims for additional items will be entertained. |  | Item | 1 |  |  | 0 | 0 |  | 0 | 0 |  | 0 | 0 |  | 0 | 0 | 328106.15 | 328106.15 | 0 | 0
| Note | Note Details
2.219.53 | - | Please attach one PDF file to be named "Additional Items for (insert bill no/name & Section No/name)" for the details of these additional items in the additional attachment area at the end of the BOQ.
2.220 NCP: FURNITURES AND ACCESSORIES | [6 empty] | 108350 | 34 (out of 34) | 200305 |  | 34 (out of 34) | 136173 |  | 34 (out of 34) | 209950 |  | 34 (out of 34) | 510325 | 34 (out of 34) | 322173.26 | 34 (out of 34) | 999000
| Note | Note Details
2.220.1 | - | Furnitures
2.220.2 | - | Supply, delivery, and installation of offices furnitures in accordance with the drawings and specifications
2.220.3 | - | Reception / Office 1
| Item Code | Description | Item Remarks | Unit of Measurement | Quantity/Base Price |  |  | Unit Price/Discount % (Excluding VAT) | Total |  | Unit Price/Discount % (Excluding VAT) | Total |  | Unit Price/Discount % (Excluding VAT) | Total |  | Unit Price/Discount % (Excluding VAT) | Total | Unit Price/Discount % (Excluding VAT) | Total | Unit Price/Discount % (Excluding VAT) | Total
2.220.4 | 2K.01 | (*) Reception table |  | No. | 1 |  |  | 2485 | 2485 |  | 2508 | 2508 |  | 2750 | 2750 |  | 0 | 0 | 5992.81 | 5992.81 | 50000 | 50000
2.220.5 | 2K.02 | (*) Shelf |  | No. | 2 |  |  | 1113 | 2226 |  | 684 | 1368 |  | 3000 | 6000 |  | 0 | 0 | 3595.68 | 7191.36 | 20000 | 40000
2.220.6 | 2K.03 | (*) Reception chair |  | No. | 1 |  |  | 1854 | 1854 |  | 1710 | 1710 |  | 2400 | 2400 |  | 0 | 0 | 719.14 | 719.14 | 5000 | 5000
2.220.7 | 2K.04 | (*) Reception visitor chair |  | No. | 2 |  |  | 881 | 1762 |  | 1140 | 2280 |  | 1900 | 3800 |  | 0 | 0 | 659.21 | 1318.42 | 3000 | 6000
2.220.8 | 2K.05 | (*) Small center table |  | No. | 1 |  |  | 1039 | 1039 |  | 741 | 741 |  | 1500 | 1500 |  | 0 | 0 | 1797.84 | 1797.84 | 8000 | 8000
2.220.9 | 2K.06 | (*) Office 1 table |  | No. | 1 |  |  | 1984 | 1984 |  | 2052 | 2052 |  | 4000 | 4000 |  | 0 | 0 | 3595.68 | 3595.68 | 5000 | 5000
2.220.10 | 2K.07 | (*) Office 1 Chair |  | No. | 1 |  |  | 1854 | 1854 |  | 1368 | 1368 |  | 2100 | 2100 |  | 0 | 0 | 719.14 | 719.14 | 4000 | 4000
| Note | Note Details
2.220.11 | - | Office 2
| Item Code | Description | Item Remarks | Unit of Measurement | Quantity/Base Price |  |  | Unit Price/Discount % (Excluding VAT) | Total |  | Unit Price/Discount % (Excluding VAT) | Total |  | Unit Price/Discount % (Excluding VAT) | Total |  | Unit Price/Discount % (Excluding VAT) | Total | Unit Price/Discount % (Excluding VAT) | Total | Unit Price/Discount % (Excluding VAT) | Total
2.220.12 | 2K.08 | (*) Office 2 table |  | No. | 3 |  |  | 1984 | 5952 |  | 2280 | 6840 |  | 4000 | 12000 |  | 0 | 0 | 5992.81 | 17978.43 | 5000 | 15000
2.220.13 | 2K.09 | (*) Shelf |  | No. | 3 |  |  | 1113 | 3339 |  | 684 | 2052 |  | 3000 | 9000 |  | 0 | 0 | 3595.68 | 10787.04 | 20000 | 60000
2.220.14 | 2K.10 | (*) Office 2 Chair |  | No. | 3 |  |  | 1854 | 5562 |  | 1368 | 4104 |  | 2100 | 6300 |  | 0 | 0 | 719.14 | 2157.42 | 4000 | 12000
2.220.15 | 2K.11 | (*) Office 2 visitor chair |  | No. | 4 |  |  | 881 | 3524 |  | 1140 | 4560 |  | 1900 | 7600 |  | 0 | 0 | 659.21 | 2636.84 | 3000 | 12000
2.220.16 | 2K.12 | (*) Small center table |  | No. | 2 |  |  | 1039 | 2078 |  | 741 | 1482 |  | 1500 | 3000 |  | 0 | 0 | 1797.84 | 3595.68 | 8000 | 16000
2.220.17 | 2K.13 | (*) Shelf |  | No. | 1 |  |  | 1113 | 1113 |  | 684 | 684 |  | 3000 | 3000 |  | 0 | 0 | 3595.68 | 3595.68 | 20000 | 20000
| Note | Note Details
2.220.18 | - | Breakroom / Kitchen
| Item Code | Description | Item Remarks | Unit of Measurement | Quantity/Base Price |  |  | Unit Price/Discount % (Excluding VAT) | Total |  | Unit Price/Discount % (Excluding VAT) | Total |  | Unit Price/Discount % (Excluding VAT) | Total |  | Unit Price/Discount % (Excluding VAT) | Total | Unit Price/Discount % (Excluding VAT) | Total | Unit Price/Discount % (Excluding VAT) | Total
2.220.19 | 2K.14 | (*) Table |  | No. | 1 |  |  | 2040 | 2040 |  | 2052 | 2052 |  | 4200 | 4200 |  | 0 | 0 | 14382.74 | 14382.74 | 5000 | 5000
2.220.20 | 2K.15 | (*) Chair |  | No. | 3 |  |  | 1669 | 5007 |  | 228 | 684 |  | 4200 | 12600 |  | 0 | 0 | 599.28 | 1797.84 | 2000 | 6000
2.220.21 | 2K.16 | (*) Fridge |  | No. | 1 |  |  | 3245 | 3245 |  | 11400 | 11400 |  | 20000 | 20000 |  | 0 | 0 | 4794.25 | 4794.25 | 25000 | 25000
| Note | Note Details
2.220.22 | - | Accessories
2.220.23 | - | Storage for Animal Control
| Item Code | Description | Item Remarks | Unit of Measurement | Quantity/Base Price |  |  | Unit Price/Discount % (Excluding VAT) | Total |  | Unit Price/Discount % (Excluding VAT) | Total |  | Unit Price/Discount % (Excluding VAT) | Total |  | Unit Price/Discount % (Excluding VAT) | Total | Unit Price/Discount % (Excluding VAT) | Total | Unit Price/Discount % (Excluding VAT) | Total
2.220.24 | 2K.17 | (*) Two bowl sink unit with undershelf |  | No. | 1 |  |  | 7416 | 7416 |  | 2850 | 2850 |  | 4000 | 4000 |  | 0 | 0 | 5393.53 | 5393.53 | 15000 | 15000
2.220.25 | 2K.18 | (*) Work table with undershelf |  | No. | 2 |  |  | 5562 | 11124 |  | 7410 | 14820 |  | 6400 | 12800 |  | 0 | 0 | 14982.02 | 29964.04 | 35000 | 70000
2.220.26 | 2K.19 | (*) Work table with undershelf |  | No. | 1 |  |  | 5562 | 5562 |  | 2280 | 2280 |  | 2600 | 2600 |  | 0 | 0 | 14982.02 | 14982.02 | 30000 | 30000
2.220.27 | 2K.20 | (*) Work table with undershelf |  | No. | 1 |  |  | 5562 | 5562 |  | 2280 | 2280 |  | 9000 | 9000 |  | 0 | 0 | 14982.02 | 14982.02 | 40000 | 40000
2.220.28 | 2K.21 | (*) Handwash basin |  | No. | 1 |  |  | 1391 | 1391 |  | 1140 | 1140 |  | 1500 | 1500 |  | 0 | 0 | 4794.25 | 4794.25 | 25000 | 25000
2.220.29 | 2K.22 | (*) Platform weighing scale |  | No. | 1 |  |  | 927 | 927 |  | 684 | 684 |  | 2000 | 2000 |  | 0 | 0 | 599.28 | 599.28 | 20000 | 20000
| Note | Note Details
2.220.30 | - | Animal Food Preparation
| Item Code | Description | Item Remarks | Unit of Measurement | Quantity/Base Price |  |  | Unit Price/Discount % (Excluding VAT) | Total |  | Unit Price/Discount % (Excluding VAT) | Total |  | Unit Price/Discount % (Excluding VAT) | Total |  | Unit Price/Discount % (Excluding VAT) | Total | Unit Price/Discount % (Excluding VAT) | Total | Unit Price/Discount % (Excluding VAT) | Total
2.220.31 | 2K.23 | (*) Two bowl sink unit with undershelf |  | No. | 1 |  |  | 7416 | 7416 |  | 2850 | 2850 |  | 4000 | 4000 |  | 0 | 0 | 5393.53 | 5393.53 | 20000 | 20000
2.220.32 | 2K.24 | (*) Work table with undershelf |  | No. | 1 |  |  | 5562 | 5562 |  | 7410 | 7410 |  | 6400 | 6400 |  | 0 | 0 | 14982.02 | 14982.02 | 35000 | 35000
2.220.33 | 2K.25 | (*) Work table with undershelf |  | No. | 1 |  |  | 5562 | 5562 |  | 2280 | 2280 |  | 6400 | 6400 |  | 0 | 0 | 14982.02 | 14982.02 | 30000 | 30000
2.220.34 | 2K.26 | (*) Wall cabinet with hinge doors |  | No. | 4 |  |  | 4172 | 16688 |  | 2280 | 9120 |  | 2400 | 9600 |  | 0 | 0 | 4194.96 | 16779.84 | 50000 | 200000
2.220.35 | 2K.27 | (*) Wall cabinet with hinge doors |  | No. | 1 |  |  | 4172 | 4172 |  | 2850 | 2850 |  | 2400 | 2400 |  | 0 | 0 | 4194.96 | 4194.96 | 40000 | 40000
2.220.36 | 2K.28 | (*) Infill |  | No. | 1 |  |  | 7416 | 7416 |  | 2850 | 2850 |  | 1500 | 1500 |  | 0 | 0 | 4794.25 | 4794.25 | 30000 | 30000
2.220.37 | 2K.29 | (*) Wall cabinet with hinge doors |  | No. | 1 |  |  | 4635 | 4635 |  | 2850 | 2850 |  | 3000 | 3000 |  | 0 | 0 | 4194.96 | 4194.96 | 40000 | 40000
2.220.38 | 2K.30 | (*) Handwash basin |  | No. | 1 |  |  | 1391 | 1391 |  | 1140 | 1140 |  | 1500 | 1500 |  | 0 | 0 | 4794.25 | 4794.25 | 25000 | 25000
2.220.39 | 2K.31 | (*) Platform weighing scale |  | No. | 1 |  |  | 927 | 927 |  | 684 | 684 |  | 2000 | 2000 |  | 0 | 0 | 599.28 | 599.28 | 20000 | 20000
| Note | Note Details
2.220.40 | - | M/F Toilet
| Item Code | Description | Item Remarks | Unit of Measurement | Quantity/Base Price |  |  | Unit Price/Discount % (Excluding VAT) | Total |  | Unit Price/Discount % (Excluding VAT) | Total |  | Unit Price/Discount % (Excluding VAT) | Total |  | Unit Price/Discount % (Excluding VAT) | Total | Unit Price/Discount % (Excluding VAT) | Total | Unit Price/Discount % (Excluding VAT) | Total
2.220.41 | 2K.32 | (*) Lockers |  | No. | 10 |  |  | 1799 | 17990 |  | 2280 | 22800 |  | 1600 | 16000 |  | 0 | 0 | 4194.96 | 41949.6 | 3000 | 30000
| Note | Note Details
2.220.42 | - | Signages
| Item Code | Description | Item Remarks | Unit of Measurement | Quantity/Base Price |  |  | Unit Price/Discount % (Excluding VAT) | Total |  | Unit Price/Discount % (Excluding VAT) | Total |  | Unit Price/Discount % (Excluding VAT) | Total |  | Unit Price/Discount % (Excluding VAT) | Total | Unit Price/Discount % (Excluding VAT) | Total | Unit Price/Discount % (Excluding VAT) | Total
2.220.43 | 2K.33 | (*) Allow for signages |  | Item | 1 |  |  | 51500 | 51500 |  | 11400 | 11400 |  | 25000 | 25000 |  | 0 | 0 | 55733.1 | 55733.1 | 40000 | 40000
| Note | Note Details
2.220.44 | - | Contractor's Adjustment
| Item Code | Description | Item Remarks | Unit of Measurement | Quantity/Base Price |  |  | Unit Price/Discount % (Excluding VAT) | Total |  | Unit Price/Discount % (Excluding VAT) | Total |  | Unit Price/Discount % (Excluding VAT) | Total |  | Unit Price/Discount % (Excluding VAT) | Total | Unit Price/Discount % (Excluding VAT) | Total | Unit Price/Discount % (Excluding VAT) | Total
2.220.45 | CA-01 | (*) Contractor may price here any items which has been shown in the drawings or any other documents but overlooked or not specifically mentioned inthe schedule of items and is necessary for the satisfactory completion of the Works. Should the Contractor fail to insert any item here, it will be deemed that Lump Sum Contract Price includes all such items and no claims for additional items will be entertained. |  | Item | 1 |  |  | 0 | 0 |  | 0 | 0 |  | 0 | 0 |  | 510325 | 510325 | 0 | 0 | 0 | 0
| Note | Note Details
2.220.46 | - | Please attach one PDF file to be named "Additional Items for (insert bill no/name & Section No/name)" for the details of these additional items in the additional attachment area at the end of the BOQ.
2.221 NCP: SANITARY FITTINGS AND ACCESSORIES | [6 empty] | 23690 | 12 (out of 12) | 0 |  | 12 (out of 12) | 42294 |  | 12 (out of 12) | 30950 |  | 12 (out of 12) | 0 | 12 (out of 12) | 51298.42 | 12 (out of 12) | 37600
| Note | Note Details
2.221.1 | - | Supply and fix sanitary ware and accessories as specified including fixing to structures, bedding in mastic, connecting to water supply and waste lines; all in accordance with the specification and drawings
| Item Code | Description | Item Remarks | Unit of Measurement | Quantity/Base Price |  |  | Unit Price/Discount % (Excluding VAT) | Total |  | Unit Price/Discount % (Excluding VAT) | Total |  | Unit Price/Discount % (Excluding VAT) | Total |  | Unit Price/Discount % (Excluding VAT) | Total | Unit Price/Discount % (Excluding VAT) | Total | Unit Price/Discount % (Excluding VAT) | Total
2.221.2 | 2Q1.01 | (*) Western WC; in handicapped toilet |  | No. | 2 |  |  | 0 | 0 |  | 3420 | 6840 |  | 4000 | 8000 |  | 0 | 0 | 8389.93 | 16779.86 | 1500 | 3000
2.221.3 | 2Q1.02 | (*) Wash hand basin, pedestal |  | No. | 3 |  |  | 0 | 0 |  | 1254 | 3762 |  | 1000 | 3000 |  | 0 | 0 | 4794.25 | 14382.75 | 1200 | 3600
2.221.4 | 2Q1.03 | (*) Shower tray |  | No. | 2 |  |  | 0 | 0 |  | 1710 | 3420 |  | 700 | 1400 |  | 0 | 0 | 2996.4 | 5992.8 | 800 | 1600
2.221.5 | 2Q1.04 | (*) Dish washer |  | No. | 2 |  |  | 0 | 0 |  | 5700 | 11400 |  | 3000 | 6000 |  | 0 | 0 | 2996.4 | 5992.8 | 10000 | 20000
2.221.6 | 2Q1.05 | (*) Mixer tap for wash hand basin with pop up waste |  | No. | 3 |  |  | 0 | 0 |  | 1026 | 3078 |  | 750 | 2250 |  | 0 | 0 | 958.85 | 2876.55 | 700 | 2100
2.221.7 | 2Q1.06 | (*) Mixer tap for shower tray |  | No. | 2 |  |  | 0 | 0 |  | 1026 | 2052 |  | 1500 | 3000 |  | 0 | 0 | 958.85 | 1917.7 | 700 | 1400
2.221.8 | 2Q1.07 | (*) Mixer tap for sink with pop up waste |  | No. | 2 |  |  | 0 | 0 |  | 1710 | 3420 |  | 700 | 1400 |  | 0 | 0 | 719.14 | 1438.28 | 650 | 1300
2.221.9 | 2Q1.08 | (*) Spray tap with flexible hose |  | No. | 2 |  |  | 0 | 0 |  | 228 | 456 |  | 200 | 400 |  | 0 | 0 | 239.71 | 479.42 | 500 | 1000
2.221.10 | 2Q1.09 | (*) Soap dispenser |  | No. | 2 |  |  | 0 | 0 |  | 307.8 | 615.6 |  | 450 | 900 |  | 0 | 0 | 239.71 | 479.42 | 800 | 1600
2.221.11 | 2Q1.10 | (*) Toilet paper holder |  | No. | 2 |  |  | 0 | 0 |  | 205.2 | 410.4 |  | 500 | 1000 |  | 0 | 0 | 179.78 | 359.56 | 500 | 1000
2.221.12 | 2Q1.11 | (*) Toilet paper dispenser |  | No. | 2 |  |  | 0 | 0 |  | 3420 | 6840 |  | 1800 | 3600 |  | 0 | 0 | 299.64 | 599.28 | 500 | 1000
| Note | Note Details
2.221.13 | - | Contractor's Adjustment
| Item Code | Description | Item Remarks | Unit of Measurement | Quantity/Base Price |  |  | Unit Price/Discount % (Excluding VAT) | Total |  | Unit Price/Discount % (Excluding VAT) | Total |  | Unit Price/Discount % (Excluding VAT) | Total |  | Unit Price/Discount % (Excluding VAT) | Total | Unit Price/Discount % (Excluding VAT) | Total | Unit Price/Discount % (Excluding VAT) | Total
2.221.14 | CA-01 | (*) Contractor may price here any items which has been shown in the drawings or any other documents but overlooked or not specifically mentioned inthe schedule of items and is necessary for the satisfactory completion of the Works. Should the Contractor fail to insert any item here, it will be deemed that Lump Sum Contract Price includes all such items and no claims for additional items will be entertained. |  | Item | 1 |  |  | 0 | 0 |  | 0 | 0 |  | 0 | 0 |  | 0 | 0 | 0 | 0 | 0 | 0
| Note | Note Details
2.221.15 | - | Please attach one PDF file to be named "Additional Items for (insert bill no/name & Section No/name)" for the details of these additional items in the additional attachment area at the end of the BOQ.
2.222 NCP: MECHANICAL - AIRCONDITIONING AND VENTILLATION | [6 empty] | 205320 | 33 (out of 33) | 776702.6 |  | 33 (out of 33) | 766935 |  | 33 (out of 33) | 471171 |  | 33 (out of 33) | 0 | 33 (out of 33) | 924564.04 | 33 (out of 33) | 0
| Note | Note Details
2.222.1 | - | Equipment
2.222.2 | - | Packaged unit complete with necessary fittings and fixtures; all in accordance with the specification and drawings
| Item Code | Description | Item Remarks | Unit of Measurement | Quantity/Base Price |  |  | Unit Price/Discount % (Excluding VAT) | Total |  | Unit Price/Discount % (Excluding VAT) | Total |  | Unit Price/Discount % (Excluding VAT) | Total |  | Unit Price/Discount % (Excluding VAT) | Total | Unit Price/Discount % (Excluding VAT) | Total | Unit Price/Discount % (Excluding VAT) | Total
2.222.3 | 2Q2.01 | (*) Packaged Unit No. 1 |  | No. | 1 |  |  | 776702.6 | 776702.6 |  | 114000 | 114000 |  | 130000 | 130000 |  | 0 | 0 | 283869.78 | 283869.78 | 0 | 0
| Note | Note Details
2.222.4 | - | Ducted Split, complete including connection to condensate drain piping, Pipework, connection to the duct work, vibration isolators in accordance with the manufacturer's recommendations including final electrical connection, control panel, etc.; all in accordance with the specification and drawings
| Item Code | Description | Item Remarks | Unit of Measurement | Quantity/Base Price |  |  | Unit Price/Discount % (Excluding VAT) | Total |  | Unit Price/Discount % (Excluding VAT) | Total |  | Unit Price/Discount % (Excluding VAT) | Total |  | Unit Price/Discount % (Excluding VAT) | Total | Unit Price/Discount % (Excluding VAT) | Total | Unit Price/Discount % (Excluding VAT) | Total
2.222.5 | 2Q2.02 | (*) Ducted Split |  | No. | 4 |  |  | 0 | 0 |  | 9120 | 36480 |  | 12000 | 48000 |  | 0 | 0 | 22709.58 | 90838.32 | 0 | 0
| Note | Note Details
2.222.6 | - | Exhaust fans including necessary dampers, controls and associated accessories, connection to duct work and electrical connection with automatic charge over switch, etc.; all in accordance with the specification and drawings
| Item Code | Description | Item Remarks | Unit of Measurement | Quantity/Base Price |  |  | Unit Price/Discount % (Excluding VAT) | Total |  | Unit Price/Discount % (Excluding VAT) | Total |  | Unit Price/Discount % (Excluding VAT) | Total |  | Unit Price/Discount % (Excluding VAT) | Total | Unit Price/Discount % (Excluding VAT) | Total | Unit Price/Discount % (Excluding VAT) | Total
2.222.7 | 2Q2.03 | (*) Ref. EXF - Toilets |  | No. | 1 |  |  | 0 | 0 |  | 1710 | 1710 |  | 3050 | 3050 |  | 0 | 0 | 1703.22 | 1703.22 | 0 | 0
2.222.8 | 2Q2.04 | (*) Ref. EXF- Kitchen |  | No. | 1 |  |  | 0 | 0 |  | 2850 | 2850 |  | 6344 | 6344 |  | 0 | 0 | 1703.22 | 1703.22 | 0 | 0
2.222.9 | 2Q2.05 | (*) Ref. EXF- Cages |  | No. | 1 |  |  | 0 | 0 |  | 2850 | 2850 |  | 5856 | 5856 |  | 0 | 0 | 1703.22 | 1703.22 | 0 | 0
2.222.10 | 2Q2.05 | (*) Ref. EXF- Chemical Room |  | No. | 1 |  |  | 0 | 0 |  | 4560 | 4560 |  | 10370 | 10370 |  | 0 | 0 | 5677.4 | 5677.4 | 0 | 0
| Note | Note Details
2.222.11 | 2Q2.06 | DUCTWORK AND ACCESSORIES
2.222.12 | - | Galvanized steel sheet metal, rectangular ductwork complete with all bends, tees, junctions, transformations, splitters, turning vanes, access panels, bell mouths, pressure dampers, fire retardant sealants for all ductwork passing through fire rated structures and connection to equipment, (insulation measured separately), etc.; all in accordance with the specification and drawings
| Item Code | Description | Item Remarks | Unit of Measurement | Quantity/Base Price |  |  | Unit Price/Discount % (Excluding VAT) | Total |  | Unit Price/Discount % (Excluding VAT) | Total |  | Unit Price/Discount % (Excluding VAT) | Total |  | Unit Price/Discount % (Excluding VAT) | Total | Unit Price/Discount % (Excluding VAT) | Total | Unit Price/Discount % (Excluding VAT) | Total
2.222.13 | 2Q2.07 | (*) Supply/Return air duct work |  | Kg | 1100 |  |  | 0 | 0 |  | 285 | 313500 |  | 70 | 77000 |  | 0 | 0 | 85.16 | 93676 | 0 | 0
2.222.14 | 2Q2.08 | (*) Supply/Return exposed air duct work |  | Kg | 160 |  |  | 0 | 0 |  | 342 | 54720 |  | 85 | 13600 |  | 0 | 0 | 85.16 | 13625.6 | 0 | 0
2.222.15 | 2Q2.09 | (*) Toilet extract air ducts |  | Kg | 50 |  |  | 0 | 0 |  | 342 | 17100 |  | 85 | 4250 |  | 0 | 0 | 85.16 | 4258 | 0 | 0
| Note | Note Details
2.222.16 | - | Insulation to ductwork and equipment; all in accordance with the specification and drawings
| Item Code | Description | Item Remarks | Unit of Measurement | Quantity/Base Price |  |  | Unit Price/Discount % (Excluding VAT) | Total |  | Unit Price/Discount % (Excluding VAT) | Total |  | Unit Price/Discount % (Excluding VAT) | Total |  | Unit Price/Discount % (Excluding VAT) | Total | Unit Price/Discount % (Excluding VAT) | Total | Unit Price/Discount % (Excluding VAT) | Total
2.222.17 | 2Q2.10 | (*) For indoor ducts in conditioned area |  | m2 | 270 |  |  | 0 | 0 |  | 342 | 92340 |  | 244 | 65880 |  | 0 | 0 | 227.1 | 61317 | 0 | 0
2.222.18 | 2Q2.11 | (*) For ducts in roof, shaft and in unconditional area |  | Item | 20 |  |  | 0 | 0 |  | 342 | 6840 |  | 270 | 5400 |  | 0 | 0 | 227.1 | 4542 | 0 | 0
| Note | Note Details
2.222.19 | - | Volume control dampers complete including fixing to ductwork; all in accordance with the specification and drawings
| Item Code | Description | Item Remarks | Unit of Measurement | Quantity/Base Price |  |  | Unit Price/Discount % (Excluding VAT) | Total |  | Unit Price/Discount % (Excluding VAT) | Total |  | Unit Price/Discount % (Excluding VAT) | Total |  | Unit Price/Discount % (Excluding VAT) | Total | Unit Price/Discount % (Excluding VAT) | Total | Unit Price/Discount % (Excluding VAT) | Total
2.222.20 | 2Q2.12 | (*) VCD, size 200 x 150mm |  | No. | 36 |  |  | 0 | 0 |  | 433.2 | 15595.2 |  | 320 | 11520 |  | 0 | 0 | 2270.96 | 81754.56 | 0 | 0
| Note | Note Details
2.222.21 | - | Non returned dampers complete including fixing to ductwork; all in accordance with the specification and drawings
| Item Code | Description | Item Remarks | Unit of Measurement | Quantity/Base Price |  |  | Unit Price/Discount % (Excluding VAT) | Total |  | Unit Price/Discount % (Excluding VAT) | Total |  | Unit Price/Discount % (Excluding VAT) | Total |  | Unit Price/Discount % (Excluding VAT) | Total | Unit Price/Discount % (Excluding VAT) | Total | Unit Price/Discount % (Excluding VAT) | Total
2.222.22 | 2Q2.13 | (*) NRD, size 200 x 150mm |  | No. | 3 |  |  | 0 | 0 |  | 433.2 | 1299.6 |  | 2570 | 7710 |  | 0 | 0 | 2270.96 | 6812.88 | 0 | 0
2.222.23 | 2Q2.14 | (*) Fresh Air Intake Louver with Sandtrap & VCD |  | No. | 1 |  |  | 0 | 0 |  | 2622 | 2622 |  | 3050 | 3050 |  | 0 | 0 | 1703.22 | 1703.22 | 0 | 0
| Note | Note Details
2.222.24 | - | Fire dampers complete including fixing to ductwork; all in accordance with the specification and drawings
| Item Code | Description | Item Remarks | Unit of Measurement | Quantity/Base Price |  |  | Unit Price/Discount % (Excluding VAT) | Total |  | Unit Price/Discount % (Excluding VAT) | Total |  | Unit Price/Discount % (Excluding VAT) | Total |  | Unit Price/Discount % (Excluding VAT) | Total | Unit Price/Discount % (Excluding VAT) | Total | Unit Price/Discount % (Excluding VAT) | Total
2.222.25 | 2Q2.15 | (*) FD, size 600 x 500mm |  | No. | 2 |  |  | 0 | 0 |  | 1026 | 2052 |  | 760 | 1520 |  | 0 | 0 | 1703.22 | 3406.44 | 0 | 0
| Note | Note Details
2.222.26 | - | Electrostatic Filters including fixing to duct works; all in accordance with the specification and drawings
| Item Code | Description | Item Remarks | Unit of Measurement | Quantity/Base Price |  |  | Unit Price/Discount % (Excluding VAT) | Total |  | Unit Price/Discount % (Excluding VAT) | Total |  | Unit Price/Discount % (Excluding VAT) | Total |  | Unit Price/Discount % (Excluding VAT) | Total | Unit Price/Discount % (Excluding VAT) | Total | Unit Price/Discount % (Excluding VAT) | Total
2.222.27 | 2Q2.16 | (*) Electrostatic Filters |  | Item | 1 |  |  | 0 | 0 |  | 11400 | 11400 |  | 15000 | 15000 |  | 0 | 0 | 5677.4 | 5677.4 | 0 | 0
| Note | Note Details
2.222.28 | - | Sound attenuators; all in accordance with the specification and drawings
| Item Code | Description | Item Remarks | Unit of Measurement | Quantity/Base Price |  |  | Unit Price/Discount % (Excluding VAT) | Total |  | Unit Price/Discount % (Excluding VAT) | Total |  | Unit Price/Discount % (Excluding VAT) | Total |  | Unit Price/Discount % (Excluding VAT) | Total | Unit Price/Discount % (Excluding VAT) | Total | Unit Price/Discount % (Excluding VAT) | Total
2.222.29 | 2Q2.17 | (*) Sound attenuators |  | No. | 2 |  |  | 0 | 0 |  | 3990 | 7980 |  | 3500 | 7000 |  | 0 | 0 | 2270.96 | 4541.92 | 0 | 0
| Note | Note Details
2.222.30 | - | Supply air diffusers; all in accordance with the specification and drawings
| Item Code | Description | Item Remarks | Unit of Measurement | Quantity/Base Price |  |  | Unit Price/Discount % (Excluding VAT) | Total |  | Unit Price/Discount % (Excluding VAT) | Total |  | Unit Price/Discount % (Excluding VAT) | Total |  | Unit Price/Discount % (Excluding VAT) | Total | Unit Price/Discount % (Excluding VAT) | Total | Unit Price/Discount % (Excluding VAT) | Total
2.222.31 | 2Q2.18 | (*) SAD, size 150 x 150mm |  | No. | 16 |  |  | 0 | 0 |  | 285 | 4560 |  | 183 | 2928 |  | 0 | 0 | 2838.7 | 45419.2 | 0 | 0
| Note | Note Details
2.222.32 | - | Return air diffusers; all in accordance with the specification and drawings
| Item Code | Description | Item Remarks | Unit of Measurement | Quantity/Base Price |  |  | Unit Price/Discount % (Excluding VAT) | Total |  | Unit Price/Discount % (Excluding VAT) | Total |  | Unit Price/Discount % (Excluding VAT) | Total |  | Unit Price/Discount % (Excluding VAT) | Total | Unit Price/Discount % (Excluding VAT) | Total | Unit Price/Discount % (Excluding VAT) | Total
2.222.33 | 2Q2.19 | (*) RAD, size 300 x 300mm |  | No. | 16 |  |  | 0 | 0 |  | 285 | 4560 |  | 160 | 2560 |  | 0 | 0 | 1703.22 | 27251.52 | 0 | 0
2.222.34 | 2Q2.20 | (*) EAD, size 100 x 100mm |  | No. | 5 |  |  | 0 | 0 |  | 285 | 1425 |  | 150 | 750 |  | 0 | 0 | 1703.22 | 8516.1 | 0 | 0
| Note | Note Details
2.222.35 | - | Exhaust air bars for gages all in accordance with the specification and drawings
| Item Code | Description | Item Remarks | Unit of Measurement | Quantity/Base Price |  |  | Unit Price/Discount % (Excluding VAT) | Total |  | Unit Price/Discount % (Excluding VAT) | Total |  | Unit Price/Discount % (Excluding VAT) | Total |  | Unit Price/Discount % (Excluding VAT) | Total | Unit Price/Discount % (Excluding VAT) | Total | Unit Price/Discount % (Excluding VAT) | Total
2.222.36 | 2Q2.21 | (*) EAD, size 150 x 150mm |  | No. | 16 |  |  | 0 | 0 |  | 285 | 4560 |  | 150 | 2400 |  | 0 | 0 | 1703.22 | 27251.52 | 0 | 0
| Note | Note Details
2.222.37 | - | Supply air grilles; all in accordance with the specification and drawings
| Item Code | Description | Item Remarks | Unit of Measurement | Quantity/Base Price |  |  | Unit Price/Discount % (Excluding VAT) | Total |  | Unit Price/Discount % (Excluding VAT) | Total |  | Unit Price/Discount % (Excluding VAT) | Total |  | Unit Price/Discount % (Excluding VAT) | Total | Unit Price/Discount % (Excluding VAT) | Total | Unit Price/Discount % (Excluding VAT) | Total
2.222.38 | 2Q2.22 | (*) SAG size, 300 x 150mm |  | No. | 21 |  |  | 0 | 0 |  | 433.2 | 9097.2 |  | 183 | 3843 |  | 0 | 0 | 1703.22 | 35767.62 | 0 | 0
| Note | Note Details
2.222.39 | - | SUNDRIES
| Item Code | Description | Item Remarks | Unit of Measurement | Quantity/Base Price |  |  | Unit Price/Discount % (Excluding VAT) | Total |  | Unit Price/Discount % (Excluding VAT) | Total |  | Unit Price/Discount % (Excluding VAT) | Total |  | Unit Price/Discount % (Excluding VAT) | Total | Unit Price/Discount % (Excluding VAT) | Total | Unit Price/Discount % (Excluding VAT) | Total
2.222.40 | 2Q2.23 | (*) Allow for supports, including fixings, anchors, insulating block, anti vibration devices and noise suppression measures |  | No. | 1 |  |  | 0 | 0 |  | 5928 | 5928 |  | 25000 | 25000 |  | 0 | 0 | 11354.79 | 11354.79 | 0 | 0
2.222.41 | 2Q2.24 | (*) Allow for identification labels including plates, discs, labels, charts and colour coding |  | No. | 1 |  |  | 0 | 0 |  | 1710 | 1710 |  | 1300 | 1300 |  | 0 | 0 | 11354.79 | 11354.79 | 0 | 0
2.222.42 | 2Q2.25 | (*) Allow for Builder's work supported with HVAC System |  | No. | 1 |  |  | 0 | 0 |  | 40128 | 40128 |  | 1300 | 1300 |  | 0 | 0 | 11354.79 | 11354.79 | 0 | 0
2.222.43 | 2Q2.26 | (*) Provide air seal partitions above false ceilings to make air zones as required and as shown on drawings and as specified |  | No. | 1 |  |  | 0 | 0 |  | 570 | 570 |  | 1000 | 1000 |  | 0 | 0 | 11354.79 | 11354.79 | 0 | 0
2.222.44 | 2Q2.27 | (*) Allow for testing and commissioning and operating the completed installation including fuel and consumables |  | No. | 1 |  |  | 0 | 0 |  | 3648 | 3648 |  | 6100 | 6100 |  | 0 | 0 | 11354.79 | 11354.79 | 0 | 0
2.222.45 | 2Q2.28 | (*) Allow for tools and spares for all the equipment supplied |  | No. | 1 |  |  | 0 | 0 |  | 570 | 570 |  | 1220 | 1220 |  | 0 | 0 | 11354.79 | 11354.79 | 0 | 0
2.222.46 | 2Q2.29 | (*) Allow for providing maintenance kit, loose keys and consumables stores |  | No. | 1 |  |  | 0 | 0 |  | 570 | 570 |  | 1220 | 1220 |  | 0 | 0 | 11354.79 | 11354.79 | 0 | 0
2.222.47 | 2Q2.30 | (*) Allow for documents including shop drawings, As built drawings, operating instructions and maintenance manuals etc., as specified |  | No. | 1 |  |  | 0 | 0 |  | 570 | 570 |  | 3000 | 3000 |  | 0 | 0 | 11354.79 | 11354.79 | 0 | 0
2.222.48 | 2Q2.31 | (*) Allow for incidental work |  | No. | 1 |  |  | 0 | 0 |  | 570 | 570 |  | 1000 | 1000 |  | 0 | 0 | 11354.79 | 11354.79 | 0 | 0
2.222.49 | 2Q2.32 | (*) Allow for protective painting and decorative painting |  | No. | 1 |  |  | 0 | 0 |  | 570 | 570 |  | 2000 | 2000 |  | 0 | 0 | 11354.79 | 11354.79 | 0 | 0
| Note | Note Details
2.222.50 | - | Contractor's Adjustment
| Item Code | Description | Item Remarks | Unit of Measurement | Quantity/Base Price |  |  | Unit Price/Discount % (Excluding VAT) | Total |  | Unit Price/Discount % (Excluding VAT) | Total |  | Unit Price/Discount % (Excluding VAT) | Total |  | Unit Price/Discount % (Excluding VAT) | Total | Unit Price/Discount % (Excluding VAT) | Total | Unit Price/Discount % (Excluding VAT) | Total
2.222.51 | CA-01 | (*) Contractor may price here any items which has been shown in the drawings or any other documents but overlooked or not specifically mentioned inthe schedule of items and is necessary for the satisfactory completion of the Works. Should the Contractor fail to insert any item here, it will be deemed that Lump Sum Contract Price includes all such items and no claims for additional items will be entertained. |  | Item | 1 |  |  | 0 | 0 |  | 0 | 0 |  | 0 | 0 |  | 0 | 0 | 0 | 0 | 0 | 0
| Note | Note Details
2.222.52 | - | Please attach one PDF file to be named "Additional Items for (insert bill no/name & Section No/name)" for the details of these additional items in the additional attachment area at the end of the BOQ.
2.223 NCP: MECHANICAL - WATER SUPPLY SYSTEM | [6 empty] | 34720 | 29 (out of 29) | 0 |  | 29 (out of 29) | 112508.88 |  | 29 (out of 29) | 179520 |  | 29 (out of 29) | 0 | 29 (out of 29) | 571963.24 | 29 (out of 29) | 0
| Note | Note Details
2.223.1 | - | DOMESTIC COLD WATER SUPPLY SYSTEM
2.223.2 | - | Pipework and fittings
2.223.3 | - | Composite polypropylene pipe to DIN 8077 & 8078 DVGW standards and fittings and accessories and connections; all in accordance with the specification and drawings
| Item Code | Description | Item Remarks | Unit of Measurement | Quantity/Base Price |  |  | Unit Price/Discount % (Excluding VAT) | Total |  | Unit Price/Discount % (Excluding VAT) | Total |  | Unit Price/Discount % (Excluding VAT) | Total |  | Unit Price/Discount % (Excluding VAT) | Total | Unit Price/Discount % (Excluding VAT) | Total | Unit Price/Discount % (Excluding VAT) | Total
2.223.4 | 2Q3.01 | (*) 20mm dia. |  | m | 40 |  |  | 0 | 0 |  | 57 | 2280 |  | 40 | 1600 |  | 0 | 0 | 45.42 | 1816.8 | 0 | 0
2.223.5 | 2Q3.02 | (*) 25mm dia. |  | m | 40 |  |  | 0 | 0 |  | 62.7 | 2508 |  | 50 | 2000 |  | 0 | 0 | 56.77 | 2270.8 | 0 | 0
2.223.6 | 2Q3.03 | (*) 32mm dia. |  | m | 2 |  |  | 0 | 0 |  | 79.8 | 159.6 |  | 60 | 120 |  | 0 | 0 | 68.13 | 136.26 | 0 | 0
2.223.7 | 2Q3.04 | (*) 40mm dia. |  | m | 30 |  |  | 0 | 0 |  | 125.4 | 3762 |  | 70 | 2100 |  | 0 | 0 | 85.16 | 2554.8 | 0 | 0
2.223.8 | 2Q3.05 | (*) 20mm dia. |  | No. | 10 |  |  | 0 | 0 |  | 57 | 570 |  | 0 | 0 |  | 0 | 0 | 45.42 | 454.2 | 0 | 0
2.223.9 | 2Q3.06 | (*) 28mm dia. |  | No. | 9 |  |  | 0 | 0 |  | 77.52 | 697.68 |  | 0 | 0 |  | 0 | 0 | 56.77 | 510.93 | 0 | 0
| Note | Note Details
2.223.10 | - | Gate valves (GV)
| Item Code | Description | Item Remarks | Unit of Measurement | Quantity/Base Price |  |  | Unit Price/Discount % (Excluding VAT) | Total |  | Unit Price/Discount % (Excluding VAT) | Total |  | Unit Price/Discount % (Excluding VAT) | Total |  | Unit Price/Discount % (Excluding VAT) | Total | Unit Price/Discount % (Excluding VAT) | Total | Unit Price/Discount % (Excluding VAT) | Total
2.223.11 | 2Q3.07 | (*) 25mm dia. |  | No. | 4 |  |  | 0 | 0 |  | 34.2 | 136.8 |  | 250 | 1000 |  | 0 | 0 | 1703.22 | 6812.88 | 0 | 0
| Note | Note Details
2.223.12 | - | Bib taps; all in accordance with the specification and drawings
| Item Code | Description | Item Remarks | Unit of Measurement | Quantity/Base Price |  |  | Unit Price/Discount % (Excluding VAT) | Total |  | Unit Price/Discount % (Excluding VAT) | Total |  | Unit Price/Discount % (Excluding VAT) | Total |  | Unit Price/Discount % (Excluding VAT) | Total | Unit Price/Discount % (Excluding VAT) | Total | Unit Price/Discount % (Excluding VAT) | Total
2.223.13 | 2Q3.08 | (*) 15mm bib tap |  | No. | 6 |  |  | 0 | 0 |  | 85.5 | 513 |  | 500 | 3000 |  | 0 | 0 | 170.32 | 1021.92 | 0 | 0
2.223.14 | 2Q3.08.1 | (*) Auto Controlled Taps for Cages |  | No. | 16 |  |  | 0 | 0 |  | 684 | 10944 |  | 1800 | 28800 |  | 0 | 0 | 908.38 | 14534.08 | 0 | 0
| Note | Note Details
2.223.15 | - | Water tank, complete with all interconnecting piping, fittings, valves, etc.; all in accordance with the specification and drawings
| Item Code | Description | Item Remarks | Unit of Measurement | Quantity/Base Price |  |  | Unit Price/Discount % (Excluding VAT) | Total |  | Unit Price/Discount % (Excluding VAT) | Total |  | Unit Price/Discount % (Excluding VAT) | Total |  | Unit Price/Discount % (Excluding VAT) | Total | Unit Price/Discount % (Excluding VAT) | Total | Unit Price/Discount % (Excluding VAT) | Total
2.223.16 | 2Q3.09 | (*) Potable water tank |  | No. | 1 |  |  | 0 | 0 |  | 5130 | 5130 |  | 25000 | 25000 |  | 0 | 0 | 28386.98 | 28386.98 | 0 | 0
| Note | Note Details
2.223.17 | - | Pumps
2.223.18 | - | Pump set complete including valves, flexible connections, pressure vessel, vibration isolators, safety devices, prewired control panels, DDC with buzzer and flash indicator strainers, foundations and electrical connections to local outlets; all in accordance with the specification and drawings
| Item Code | Description | Item Remarks | Unit of Measurement | Quantity/Base Price |  |  | Unit Price/Discount % (Excluding VAT) | Total |  | Unit Price/Discount % (Excluding VAT) | Total |  | Unit Price/Discount % (Excluding VAT) | Total |  | Unit Price/Discount % (Excluding VAT) | Total | Unit Price/Discount % (Excluding VAT) | Total | Unit Price/Discount % (Excluding VAT) | Total
2.223.19 | 2Q3.10 | (*) Cold water Booster pump set consisting of one duty / one standby 1.6 L/S at 2 bars including 300 ltr cap hydronumatic tank |  | Set | 1 |  |  | 0 | 0 |  | 32490 | 32490 |  | 15000 | 15000 |  | 0 | 0 | 39741.77 | 39741.77 | 0 | 0
| Note | Note Details
2.223.20 | - | DOMESTIC HOT WATER SUPPLY SYSTEM
2.223.21 | - | Pipework and fittings
2.223.22 | - | Composite polypropylene pipe to DIN 8077 & 8078 DVGW standards and fittings and accessories and connections; all in accordance with the specification and drawings
| Item Code | Description | Item Remarks | Unit of Measurement | Quantity/Base Price |  |  | Unit Price/Discount % (Excluding VAT) | Total |  | Unit Price/Discount % (Excluding VAT) | Total |  | Unit Price/Discount % (Excluding VAT) | Total |  | Unit Price/Discount % (Excluding VAT) | Total | Unit Price/Discount % (Excluding VAT) | Total | Unit Price/Discount % (Excluding VAT) | Total
2.223.23 | 2Q3.11 | (*) 15mm dia. |  | m | 20 |  |  | 0 | 0 |  | 51.3 | 1026 |  | 40 | 800 |  | 0 | 0 | 34.06 | 681.2 | 0 | 0
2.223.24 | 2Q3.12 | (*) 20mm dia. |  | m | 10 |  |  | 0 | 0 |  | 57 | 570 |  | 55 | 550 |  | 0 | 0 | 45.42 | 454.2 | 0 | 0
2.223.25 | 2Q3.13 | (*) 25mm dia. |  | m | 10 |  |  | 0 | 0 |  | 62.7 | 627 |  | 65 | 650 |  | 0 | 0 | 56.77 | 567.7 | 0 | 0
| Note | Note Details
2.223.26 | - | Gate valves (GV)
| Item Code | Description | Item Remarks | Unit of Measurement | Quantity/Base Price |  |  | Unit Price/Discount % (Excluding VAT) | Total |  | Unit Price/Discount % (Excluding VAT) | Total |  | Unit Price/Discount % (Excluding VAT) | Total |  | Unit Price/Discount % (Excluding VAT) | Total | Unit Price/Discount % (Excluding VAT) | Total | Unit Price/Discount % (Excluding VAT) | Total
2.223.27 | 2Q3.14 | (*) 25mm dia. |  | No. | 4 |  |  | 0 | 0 |  | 205.2 | 820.8 |  | 250 | 1000 |  | 0 | 0 | 2270.96 | 9083.84 | 0 | 0
| Note | Note Details
2.223.28 | - | Equipment
2.223.29 | - | Supply and install water heaters including all necessary valve, thermometers, contactors, transformer, diffuser, heating elements and accessories, etc.; all in accordance with the specification and drawings
| Item Code | Description | Item Remarks | Unit of Measurement | Quantity/Base Price |  |  | Unit Price/Discount % (Excluding VAT) | Total |  | Unit Price/Discount % (Excluding VAT) | Total |  | Unit Price/Discount % (Excluding VAT) | Total |  | Unit Price/Discount % (Excluding VAT) | Total | Unit Price/Discount % (Excluding VAT) | Total | Unit Price/Discount % (Excluding VAT) | Total
2.223.30 | 2Q3.15 | (*) Water heater, capacity 50 litres |  | No. | 1 |  |  | 0 | 0 |  | 855 | 855 |  | 850 | 850 |  | 0 | 0 | 1362.57 | 1362.57 | 0 | 0
2.223.31 | 2Q3.16 | (*) Water heater, capacity 80 litres |  | No. | 1 |  |  | 0 | 0 |  | 969 | 969 |  | 950 | 950 |  | 0 | 0 | 1703.22 | 1703.22 | 0 | 0
| Note | Note Details
2.223.32 | - | SUNDRIES
| Item Code | Description | Item Remarks | Unit of Measurement | Quantity/Base Price |  |  | Unit Price/Discount % (Excluding VAT) | Total |  | Unit Price/Discount % (Excluding VAT) | Total |  | Unit Price/Discount % (Excluding VAT) | Total |  | Unit Price/Discount % (Excluding VAT) | Total | Unit Price/Discount % (Excluding VAT) | Total | Unit Price/Discount % (Excluding VAT) | Total
2.223.33 | 2Q3.17 | (*) Allow for liaison, co-ordination and attendance on Public Authorities work to meet the requirement of the specification |  | Item | 1 |  |  | 0 | 0 |  | 570 | 570 |  | 1000 | 1000 |  | 0 | 0 | 5677.4 | 5677.4 | 0 | 0
2.223.34 | 2Q3.18 | (*) Allow for supports, including fixings, anchors, insulating block, anti vibration devices and noise suppression measures |  | Item | 1 |  |  | 0 | 0 |  | 5130 | 5130 |  | 5000 | 5000 |  | 0 | 0 | 5677.4 | 5677.4 | 0 | 0
2.223.35 | 2Q3.19 | (*) Allow for identification labels including plates, discs, labels, charts and colour coding |  | Item | 1 |  |  | 0 | 0 |  | 2052 | 2052 |  | 2000 | 2000 |  | 0 | 0 | 5677.4 | 5677.4 | 0 | 0
2.223.36 | 2Q3.20 | (*) Allow for Builder's work supported with water supply installation |  | Item | 1 |  |  | 0 | 0 |  | 33630 | 33630 |  | 80000 | 80000 |  | 0 | 0 | 5677.4 | 5677.4 | 0 | 0
2.223.37 | 2Q3.21 | (*) Allow for cleaning, testing and commissioning and operating the completed installation including fuel and consumables |  | Item | 1 |  |  | 0 | 0 |  | 3648 | 3648 |  | 1000 | 1000 |  | 0 | 0 | 5677.4 | 5677.4 | 0 | 0
2.223.38 | 2Q3.22 | (*) Allow for tools and spares for all the equipment supplied |  | Item | 1 |  |  | 0 | 0 |  | 570 | 570 |  | 500 | 500 |  | 0 | 0 | 5677.4 | 5677.4 | 0 | 0
2.223.39 | 2Q3.23 | (*) Allow for providing maintenance kit, loose keys and consumables stores |  | Item | 1 |  |  | 0 | 0 |  | 570 | 570 |  | 500 | 500 |  | 0 | 0 | 5677.4 | 5677.4 | 0 | 0
2.223.40 | 2Q3.24 | (*) Allow for disinfection of potable water system |  | Item | 1 |  |  | 0 | 0 |  | 570 | 570 |  | 1000 | 1000 |  | 0 | 0 | 5677.4 | 5677.4 | 0 | 0
2.223.41 | 2Q3.25 | (*) Allow for documents including shop drawings, As built drawings, operating instructions and maintenance manuals etc., as specified |  | Item | 1 |  |  | 0 | 0 |  | 570 | 570 |  | 3000 | 3000 |  | 0 | 0 | 5677.4 | 5677.4 | 0 | 0
2.223.42 | 2Q3.26 | (*) Allow for incidental work |  | Item | 1 |  |  | 0 | 0 |  | 570 | 570 |  | 100 | 100 |  | 0 | 0 | 5677.4 | 5677.4 | 0 | 0
2.223.43 | 2Q3.27 | (*) Allow for protective painting and decorative painting |  | Item | 1 |  |  | 0 | 0 |  | 570 | 570 |  | 2000 | 2000 |  | 0 | 0 | 5677.4 | 5677.4 | 0 | 0
| Note | Note Details
2.223.44 | - | Contractor's Adjustment
| Item Code | Description | Item Remarks | Unit of Measurement | Quantity/Base Price |  |  | Unit Price/Discount % (Excluding VAT) | Total |  | Unit Price/Discount % (Excluding VAT) | Total |  | Unit Price/Discount % (Excluding VAT) | Total |  | Unit Price/Discount % (Excluding VAT) | Total | Unit Price/Discount % (Excluding VAT) | Total | Unit Price/Discount % (Excluding VAT) | Total
2.223.45 | CA-01 | (*) Contractor may price here any items which has been shown in the drawings or any other documents but overlooked or not specifically mentioned inthe schedule of items and is necessary for the satisfactory completion of the Works. Should the Contractor fail to insert any item here, it will be deemed that Lump Sum Contract Price includes all such items and no claims for additional items will be entertained. |  | Item | 1 |  |  | 0 | 0 |  | 0 | 0 |  | 0 | 0 |  | 0 | 0 | 397417.69 | 397417.69 | 0 | 0
| Note | Note Details
2.223.46 | - | Please attach one PDF file to be named "Additional Items for (insert bill no/name & Section No/name)" for the details of these additional items in the additional attachment area at the end of the BOQ.
2.224 NCP: MECHANICAL - DISPOSAL SYSTEM | [6 empty] | 33070 | 21 (out of 21) | 0 |  | 21 (out of 21) | 52548.3 |  | 21 (out of 21) | 124800 |  | 21 (out of 21) | 901403.27 | 21 (out of 21) | 89635.26 | 21 (out of 21) | 0
| Note | Note Details
2.224.1 | - | RAIN WATER
2.224.2 | - | uPVC pipes to BS 4514 and BS 5255 with solvent joints including all necessary fittings, accessories, clean outs and rodding eye etc., fixing in position; all in accordance with the specification and drawings
| Item Code | Description | Item Remarks | Unit of Measurement | Quantity/Base Price |  |  | Unit Price/Discount % (Excluding VAT) | Total |  | Unit Price/Discount % (Excluding VAT) | Total |  | Unit Price/Discount % (Excluding VAT) | Total |  | Unit Price/Discount % (Excluding VAT) | Total | Unit Price/Discount % (Excluding VAT) | Total | Unit Price/Discount % (Excluding VAT) | Total
2.224.3 | 2Q4.01 | (*) 110mm dia. |  | m | 40 |  |  | 0 | 0 |  | 125.4 | 5016 |  | 125 | 5000 |  | 0 | 0 | 136.26 | 5450.4 | 0 | 0
| Note | Note Details
2.224.4 | - | Rain water outlet; all in accordance with the specification and drawings
| Item Code | Description | Item Remarks | Unit of Measurement | Quantity/Base Price |  |  | Unit Price/Discount % (Excluding VAT) | Total |  | Unit Price/Discount % (Excluding VAT) | Total |  | Unit Price/Discount % (Excluding VAT) | Total |  | Unit Price/Discount % (Excluding VAT) | Total | Unit Price/Discount % (Excluding VAT) | Total | Unit Price/Discount % (Excluding VAT) | Total
2.224.5 | 2Q4.02 | (*) Ref. RWO-B |  | No. | 3 |  |  | 0 | 0 |  | 627 | 1881 |  | 850 | 2550 |  | 0 | 0 | 567.74 | 1703.22 | 0 | 0
2.224.6 | 2Q4.03 | (*) Ref. RWO-A |  | No. | 2 |  |  | 0 | 0 |  | 627 | 1254 |  | 900 | 1800 |  | 0 | 0 | 567.74 | 1135.48 | 0 | 0
| Note | Note Details
2.224.7 | - | WASTE WATER
2.224.8 | - | uPVC pipes to BS 5255 including all necessary fittings, accessories, clean outs, rodding eye etc. fixing in position; all in accordance with the specification and drawings
| Item Code | Description | Item Remarks | Unit of Measurement | Quantity/Base Price |  |  | Unit Price/Discount % (Excluding VAT) | Total |  | Unit Price/Discount % (Excluding VAT) | Total |  | Unit Price/Discount % (Excluding VAT) | Total |  | Unit Price/Discount % (Excluding VAT) | Total | Unit Price/Discount % (Excluding VAT) | Total | Unit Price/Discount % (Excluding VAT) | Total
2.224.9 | 2Q4.04 | (*) 20mm dia. |  | m | 25 |  |  | 0 | 0 |  | 39.9 | 997.5 |  | 40 | 1000 |  | 0 | 0 | 45.42 | 1135.5 | 0 | 0
2.224.10 | 2Q4.05 | (*) 40mm dia. |  | m | 6 |  |  | 0 | 0 |  | 45.6 | 273.6 |  | 50 | 300 |  | 0 | 0 | 68.13 | 408.78 | 0 | 0
2.224.11 | 2Q4.06 | (*) 80mm dia. |  | m | 6 |  |  | 0 | 0 |  | 91.2 | 547.2 |  | 75 | 450 |  | 0 | 0 | 90.84 | 545.04 | 0 | 0
| Note | Note Details
2.224.12 | - | uPVC pipes to BS 4600 with push fit joints laid in trench including all necessary excavation, back filling, disposal of surplus excavated material and other necessary fittings, accessories, clean outs, rodding eye, 150mm thick concrete encasement etc.; all in accordance with the specification and drawings
| Item Code | Description | Item Remarks | Unit of Measurement | Quantity/Base Price |  |  | Unit Price/Discount % (Excluding VAT) | Total |  | Unit Price/Discount % (Excluding VAT) | Total |  | Unit Price/Discount % (Excluding VAT) | Total |  | Unit Price/Discount % (Excluding VAT) | Total | Unit Price/Discount % (Excluding VAT) | Total | Unit Price/Discount % (Excluding VAT) | Total
2.224.13 | 2Q4.07 | (*) 110mm dia. |  | m | 130 |  |  | 0 | 0 |  | 125.4 | 16302 |  | 125 | 16250 |  | 0 | 0 | 136.26 | 17713.8 | 0 | 0
| Note | Note Details
2.224.14 | - | Floor trap; all in accordance with the specification and drawings
| Item Code | Description | Item Remarks | Unit of Measurement | Quantity/Base Price |  |  | Unit Price/Discount % (Excluding VAT) | Total |  | Unit Price/Discount % (Excluding VAT) | Total |  | Unit Price/Discount % (Excluding VAT) | Total |  | Unit Price/Discount % (Excluding VAT) | Total | Unit Price/Discount % (Excluding VAT) | Total | Unit Price/Discount % (Excluding VAT) | Total
2.224.15 | 2Q4.08 | (*) Floor trap Ref. FT |  | No. | 6 |  |  | 0 | 0 |  | 513 | 3078 |  | 650 | 3900 |  | 0 | 0 | 283.87 | 1703.22 | 0 | 0
| Note | Note Details
2.224.16 | - | Floor clean outs; all in accordance with the specification and drawings
| Item Code | Description | Item Remarks | Unit of Measurement | Quantity/Base Price |  |  | Unit Price/Discount % (Excluding VAT) | Total |  | Unit Price/Discount % (Excluding VAT) | Total |  | Unit Price/Discount % (Excluding VAT) | Total |  | Unit Price/Discount % (Excluding VAT) | Total | Unit Price/Discount % (Excluding VAT) | Total | Unit Price/Discount % (Excluding VAT) | Total
2.224.17 | 2Q4.09 | (*) Ref. FCO |  | No. | 3 |  |  | 0 | 0 |  | 456 | 1368 |  | 600 | 1800 |  | 0 | 0 | 567.74 | 1703.22 | 0 | 0
| Note | Note Details
2.224.18 | - | SEWAGE
2.224.19 | - | uPVC pipes to BS4660 laid in trench including all necessary excavation, back filling, disposal of surplus excavated material and other necessary fittings, accessories, clean outs, rodding eye, 150mm thick concrete encasement etc.; all in accordance with the specification and drawings
| Item Code | Description | Item Remarks | Unit of Measurement | Quantity/Base Price |  |  | Unit Price/Discount % (Excluding VAT) | Total |  | Unit Price/Discount % (Excluding VAT) | Total |  | Unit Price/Discount % (Excluding VAT) | Total |  | Unit Price/Discount % (Excluding VAT) | Total | Unit Price/Discount % (Excluding VAT) | Total | Unit Price/Discount % (Excluding VAT) | Total
2.224.20 | 2Q4.10 | (*) 110mm dia. |  | m | 10 |  |  | 0 | 0 |  | 125.4 | 1254 |  | 125 | 1250 |  | 0 | 0 | 136.26 | 1362.6 | 0 | 0
| Note | Note Details
2.224.21 | - | SUNDRIES
| Item Code | Description | Item Remarks | Unit of Measurement | Quantity/Base Price |  |  | Unit Price/Discount % (Excluding VAT) | Total |  | Unit Price/Discount % (Excluding VAT) | Total |  | Unit Price/Discount % (Excluding VAT) | Total |  | Unit Price/Discount % (Excluding VAT) | Total | Unit Price/Discount % (Excluding VAT) | Total | Unit Price/Discount % (Excluding VAT) | Total
2.224.22 | 2Q4.11 | (*) Allow for liaison, co-ordination and attendance on Public Authorities work to meet the requirement of the specification |  | Item | 1 |  |  | 0 | 0 |  | 0 | 0 |  | 1000 | 1000 |  | 0 | 0 | 5677.4 | 5677.4 | 0 | 0
2.224.23 | 2Q4.12 | (*) Allow for supports, including fixings, anchors, insulating block, anti vibration devices and noise suppression measures |  | Item | 1 |  |  | 0 | 0 |  | 7068 | 7068 |  | 2500 | 2500 |  | 0 | 0 | 5677.4 | 5677.4 | 0 | 0
2.224.24 | 2Q4.13 | (*) Allow for identification labels including plates, discs, labels, charts and colour coding |  | Item | 1 |  |  | 0 | 0 |  | 2052 | 2052 |  | 1000 | 1000 |  | 0 | 0 | 5677.4 | 5677.4 | 0 | 0
2.224.25 | 2Q4.14 | (*) Allow for Builder's work supported with drainage installation |  | Item | 1 |  |  | 0 | 0 |  | 2223 | 2223 |  | 80000 | 80000 |  | 0 | 0 | 5677.4 | 5677.4 | 0 | 0
2.224.26 | 2Q4.15 | (*) Allow for testing and commissioning and operating the completed installation including fuel and consumables |  | Item | 1 |  |  | 0 | 0 |  | 3534 | 3534 |  | 1000 | 1000 |  | 0 | 0 | 5677.4 | 5677.4 | 0 | 0
2.224.27 | 2Q4.16 | (*) Allow for tools and spares for all the equipment supplied |  | Item | 1 |  |  | 0 | 0 |  | 1140 | 1140 |  | 500 | 500 |  | 0 | 0 | 5677.4 | 5677.4 | 0 | 0
2.224.28 | 2Q4.17 | (*) Allow for providing maintenance kit, loose keys and consumables stores |  | Item | 1 |  |  | 0 | 0 |  | 1140 | 1140 |  | 500 | 500 |  | 0 | 0 | 5677.4 | 5677.4 | 0 | 0
2.224.29 | 2Q4.18 | (*) Allow for documents including shop drawings, As built drawings, operating instructions and maintenance manuals etc., as specified |  | Item | 1 |  |  | 0 | 0 |  | 1140 | 1140 |  | 2000 | 2000 |  | 0 | 0 | 5677.4 | 5677.4 | 0 | 0
2.224.30 | 2Q4.19 | (*) Allow for incidental work |  | Item | 1 |  |  | 0 | 0 |  | 1140 | 1140 |  | 1000 | 1000 |  | 0 | 0 | 5677.4 | 5677.4 | 0 | 0
2.224.31 | 2Q4.20 | (*) Allow for protective painting and decorative painting |  | Item | 1 |  |  | 0 | 0 |  | 1140 | 1140 |  | 1000 | 1000 |  | 0 | 0 | 5677.4 | 5677.4 | 0 | 0
| Note | Note Details
2.224.32 | - | Contractor's Adjustment
| Item Code | Description | Item Remarks | Unit of Measurement | Quantity/Base Price |  |  | Unit Price/Discount % (Excluding VAT) | Total |  | Unit Price/Discount % (Excluding VAT) | Total |  | Unit Price/Discount % (Excluding VAT) | Total |  | Unit Price/Discount % (Excluding VAT) | Total | Unit Price/Discount % (Excluding VAT) | Total | Unit Price/Discount % (Excluding VAT) | Total
2.224.33 | CA-01 | (*) Contractor may price here any items which has been shown in the drawings or any other documents but overlooked or not specifically mentioned inthe schedule of items and is necessary for the satisfactory completion of the Works. Should the Contractor fail to insert any item here, it will be deemed that Lump Sum Contract Price includes all such items and no claims for additional items will be entertained. |  | Item | 1 |  |  | 0 | 0 |  | 0 | 0 |  | 0 | 0 |  | 901403.27 | 901403.27 | 0 | 0 | 0 | 0
| Note | Note Details
2.224.34 | - | Please attach one PDF file to be named "Additional Items for (insert bill no/name & Section No/name)" for the details of these additional items in the additional attachment area at the end of the BOQ.
2.225 NCP: MECHANICAL - FIRE PROTECTION SYSTEM | [6 empty] | 87020 | 18 (out of 18) | 0 |  | 18 (out of 18) | 564357 |  | 18 (out of 18) | 441940 |  | 18 (out of 18) | 0 | 18 (out of 18) | 1070018.75 | 18 (out of 18) | 725000
| Note | Note Details
2.225.1 | - | Fire extinguishers
2.225.2 | - | Fire extinguishers and equipment complete as specified including supports, brackets, instruction signs and the like; all in accordance with the specification and drawings
| Item Code | Description | Item Remarks | Unit of Measurement | Quantity/Base Price |  |  | Unit Price/Discount % (Excluding VAT) | Total |  | Unit Price/Discount % (Excluding VAT) | Total |  | Unit Price/Discount % (Excluding VAT) | Total |  | Unit Price/Discount % (Excluding VAT) | Total | Unit Price/Discount % (Excluding VAT) | Total | Unit Price/Discount % (Excluding VAT) | Total
2.225.3 | 2Q5.01 | (*) 4.5 Kg. CO2 Fire extinguisher |  | No. | 7 |  |  | 0 | 0 |  | 285 | 1995 |  | 420 | 2940 |  | 0 | 0 | 510.97 | 3576.79 | 0 | 0
2.225.4 | 2Q5.02 | (*) 4.5 Kg. ABC Fire extinguisher |  | No. | 7 |  |  | 0 | 0 |  | 285 | 1995 |  | 400 | 2800 |  | 0 | 0 | 681.29 | 4769.03 | 0 | 0
| Note | Note Details
2.225.5 | - | HOSE REEL AND WET / DRY RISER SYSTEM
2.225.6 | - | Hose reel and wet / dry riser pipework in accordance with NFPA-13 & 14 or LPC including fittings, valves, etc.; all in accordance with the specification and drawings
| Item Code | Description | Item Remarks | Unit of Measurement | Quantity/Base Price |  |  | Unit Price/Discount % (Excluding VAT) | Total |  | Unit Price/Discount % (Excluding VAT) | Total |  | Unit Price/Discount % (Excluding VAT) | Total |  | Unit Price/Discount % (Excluding VAT) | Total | Unit Price/Discount % (Excluding VAT) | Total | Unit Price/Discount % (Excluding VAT) | Total
2.225.7 | 2Q5.03 | (*) 50mm dia. |  | m | 50 |  |  | 0 | 0 |  | 91.2 | 4560 |  | 180 | 9000 |  | 0 | 0 | 170.32 | 8516 | 0 | 0
2.225.8 | 2Q5.04 | (*) 110mm dia. |  | m | 10 |  |  | 0 | 0 |  | 153.9 | 1539 |  | 220 | 2200 |  | 0 | 0 | 283.87 | 2838.7 | 0 | 0
| Note | Note Details
2.225.9 | - | Fire Hose Reel Cabinet including 25mm dia, 30m long fire hose reel with 5.0 kg CO2 and 5.5 kg Dry Powder Fire Extinguishers, signs; all in accordance with the specification and drawings
| Item Code | Description | Item Remarks | Unit of Measurement | Quantity/Base Price |  |  | Unit Price/Discount % (Excluding VAT) | Total |  | Unit Price/Discount % (Excluding VAT) | Total |  | Unit Price/Discount % (Excluding VAT) | Total |  | Unit Price/Discount % (Excluding VAT) | Total | Unit Price/Discount % (Excluding VAT) | Total | Unit Price/Discount % (Excluding VAT) | Total
2.225.10 | 2Q5.05 | (*) Fire hose reel cabinet |  | No. | 2 |  |  | 0 | 0 |  | 5928 | 11856 |  | 20000 | 40000 |  | 0 | 0 | 14193.49 | 28386.98 | 0 | 0
2.225.11 | 2Q5.06 | (*) Fire Fighting Pump Set |  | No. | 1 |  |  | 0 | 0 |  | 467400 | 467400 |  | 310000 | 310000 |  | 0 | 0 | 908383.29 | 908383.29 | 0 | 0
2.225.12 | 2Q5.07 | (*) Underground Fire Reservoir |  | No. | 1 |  |  | 0 | 0 |  | 28500 | 28500 |  | 20000 | 20000 |  | 0 | 0 | 56773.96 | 56773.96 | 0 | 0
| Note | Note Details
2.225.13 | - | SUNDRIES
| Item Code | Description | Item Remarks | Unit of Measurement | Quantity/Base Price |  |  | Unit Price/Discount % (Excluding VAT) | Total |  | Unit Price/Discount % (Excluding VAT) | Total |  | Unit Price/Discount % (Excluding VAT) | Total |  | Unit Price/Discount % (Excluding VAT) | Total | Unit Price/Discount % (Excluding VAT) | Total | Unit Price/Discount % (Excluding VAT) | Total
2.225.14 | 2Q5.08 | (*) Allow for liaison, co-ordination and attendance on Public Authorities work to meet the requirement of the specification |  | Item | 1 |  |  | 0 | 0 |  | 1140 | 1140 |  | 25000 | 25000 |  | 0 | 0 | 5677.4 | 5677.4 | 0 | 0
2.225.15 | 2Q5.09 | (*) Allow for supports, including fixings, anchors, insulating block, anti vibration devices and noise suppression measures |  | Item | 1 |  |  | 0 | 0 |  | 7752 | 7752 |  | 10000 | 10000 |  | 0 | 0 | 5677.4 | 5677.4 | 0 | 0
2.225.16 | 2Q5.10 | (*) Allow for identification labels including plates, discs, labels, charts and colour coding |  | Item | 1 |  |  | 0 | 0 |  | 1710 | 1710 |  | 1000 | 1000 |  | 0 | 0 | 5677.4 | 5677.4 | 0 | 0
2.225.17 | 2Q5.11 | (*) Allow for Builder's work supported with drainage installation |  | Item | 1 |  |  | 0 | 0 |  | 32490 | 32490 |  | 10000 | 10000 |  | 0 | 0 | 5677.4 | 5677.4 | 0 | 0
2.225.18 | 2Q5.12 | (*) Allow for testing and commissioning and operating the completed installation including fuel and consumables |  | Item | 1 |  |  | 0 | 0 |  | 570 | 570 |  | 1000 | 1000 |  | 0 | 0 | 5677.4 | 5677.4 | 0 | 0
2.225.19 | 2Q5.13 | (*) Allow for tools and spares for all the equipment supplied |  | Item | 1 |  |  | 0 | 0 |  | 570 | 570 |  | 1000 | 1000 |  | 0 | 0 | 5677.4 | 5677.4 | 0 | 0
2.225.20 | 2Q5.14 | (*) Allow for providing maintenance kit, loose keys and consumables stores |  | Item | 1 |  |  | 0 | 0 |  | 570 | 570 |  | 1000 | 1000 |  | 0 | 0 | 5677.4 | 5677.4 | 0 | 0
2.225.21 | 2Q5.15 | (*) Allow for documents including shop drawings, As built drawings, operating instructions and maintenance manuals etc., as specified |  | Item | 1 |  |  | 0 | 0 |  | 570 | 570 |  | 2500 | 2500 |  | 0 | 0 | 5677.4 | 5677.4 | 0 | 0
2.225.22 | 2Q5.16 | (*) Allow for incidental work |  | Item | 1 |  |  | 0 | 0 |  | 570 | 570 |  | 1000 | 1000 |  | 0 | 0 | 5677.4 | 5677.4 | 0 | 0
2.225.23 | 2Q5.17 | (*) Allow for protective painting and decorative painting |  | Item | 1 |  |  | 0 | 0 |  | 570 | 570 |  | 2500 | 2500 |  | 0 | 0 | 5677.4 | 5677.4 | 0 | 0
| Note | Note Details
2.225.24 | - | Contractor's Adjustment
| Item Code | Description | Item Remarks | Unit of Measurement | Quantity/Base Price |  |  | Unit Price/Discount % (Excluding VAT) | Total |  | Unit Price/Discount % (Excluding VAT) | Total |  | Unit Price/Discount % (Excluding VAT) | Total |  | Unit Price/Discount % (Excluding VAT) | Total | Unit Price/Discount % (Excluding VAT) | Total | Unit Price/Discount % (Excluding VAT) | Total
2.225.25 | CA-01 | (*) Contractor may price here any items which has been shown in the drawings or any other documents but overlooked or not specifically mentioned inthe schedule of items and is necessary for the satisfactory completion of the Works. Should the Contractor fail to insert any item here, it will be deemed that Lump Sum Contract Price includes all such items and no claims for additional items will be entertained. |  | Item | 1 |  |  | 0 | 0 |  | 0 | 0 |  | 0 | 0 |  | 0 | 0 | 0 | 0 | 725000 | 725000
| Note | Note Details
2.225.26 | - | Please attach one PDF file to be named "Additional Items for (insert bill no/name & Section No/name)" for the details of these additional items in the additional attachment area at the end of the BOQ.
2.226 NCP: ELECTRICAL - MAIN & SUB MAIN DISTRIBUTION | [6 empty] | 44200 | 18 (out of 18) | 716545 |  | 18 (out of 18) | 177954 |  | 18 (out of 18) | 133900 |  | 18 (out of 18) | 1959766.32 | 18 (out of 18) | 203818.54 | 18 (out of 18) | 0
| Note | Note Details
2.226.1 | - | Main Distribution Board
| Item Code | Description | Item Remarks | Unit of Measurement | Quantity/Base Price |  |  | Unit Price/Discount % (Excluding VAT) | Total |  | Unit Price/Discount % (Excluding VAT) | Total |  | Unit Price/Discount % (Excluding VAT) | Total |  | Unit Price/Discount % (Excluding VAT) | Total | Unit Price/Discount % (Excluding VAT) | Total | Unit Price/Discount % (Excluding VAT) | Total
2.226.2 | 2R1.01 | (*) Ref. SMDB -CHM-01 (250/200A ISO, 8 ways) |  | No. | 1 |  |  | 716545 | 716545 |  | 36480 | 36480 |  | 60000 | 60000 |  | 0 | 0 | 28386.98 | 28386.98 | 0 | 0
| Note | Note Details
2.226.3 | - | Distribution Boards (DB)
2.226.4 | - | Supply, installation, testing and commissioning of Distribution Boards (DB) complete with all necessary RCCB's, fuses, switches, shutdown contactors, etc. including support frame; all in accordance with the specification and drawings
| Item Code | Description | Item Remarks | Unit of Measurement | Quantity/Base Price |  |  | Unit Price/Discount % (Excluding VAT) | Total |  | Unit Price/Discount % (Excluding VAT) | Total |  | Unit Price/Discount % (Excluding VAT) | Total |  | Unit Price/Discount % (Excluding VAT) | Total | Unit Price/Discount % (Excluding VAT) | Total | Unit Price/Discount % (Excluding VAT) | Total
2.226.5 | 2R1.02 | (*) Ref. DB-01 |  | No. | 1 |  |  | 0 | 0 |  | 2166 | 2166 |  | 3700 | 3700 |  | 0 | 0 | 7380.61 | 7380.61 | 0 | 0
2.226.6 | 2R1.03 | (*) Ref. DB-EX-01 |  | No. | 1 |  |  | 0 | 0 |  | 4389 | 4389 |  | 8000 | 8000 |  | 0 | 0 | 5677.4 | 5677.4 | 0 | 0
2.226.7 | 2R1.04 | (*) Ref. DB-EX-02 |  | No. | 1 |  |  | 0 | 0 |  | 4389 | 4389 |  | 8000 | 8000 |  | 0 | 0 | 5677.4 | 5677.4 | 0 | 0
2.226.8 | 2R1.05 | (*) Ref. DB-Roof-01 |  | No. | 1 |  |  | 0 | 0 |  | 1995 | 1995 |  | 3700 | 3700 |  | 0 | 0 | 5677.4 | 5677.4 | 0 | 0
2.226.9 | 2R1.06 | (*) Power Meter |  | No. | 1 |  |  | 0 | 0 |  | 4560 | 4560 |  | 2500 | 2500 |  | 0 | 0 | 9083.83 | 9083.83 | 0 | 0
| Note | Note Details
2.226.10 | - | Lighting Control Panel
2.226.11 | - | Supply, installation, testing and commissioning of Distribution Boards (DB) complete with all necessary RCCB's, fuses, switches, shutdown contactors, etc. including support frame; all in accordance with the specification and drawings
| Item Code | Description | Item Remarks | Unit of Measurement | Quantity/Base Price |  |  | Unit Price/Discount % (Excluding VAT) | Total |  | Unit Price/Discount % (Excluding VAT) | Total |  | Unit Price/Discount % (Excluding VAT) | Total |  | Unit Price/Discount % (Excluding VAT) | Total | Unit Price/Discount % (Excluding VAT) | Total | Unit Price/Discount % (Excluding VAT) | Total
2.226.12 | 2R1.07 | (*) LCP-01 |  | No. | 1 |  |  | 0 | 0 |  | 17100 | 17100 |  | 15000 | 15000 |  | 0 | 0 | 45419.16 | 45419.16 | 0 | 0
2.226.13 | 2R1.08 | (*) LCP-02 |  | No. | 1 |  |  | 0 | 0 |  | 17100 | 17100 |  | 15000 | 15000 |  | 0 | 0 | 45419.16 | 45419.16 | 0 | 0
| Note | Note Details
2.226.14 | - | SUNDRIES
| Item Code | Description | Item Remarks | Unit of Measurement | Quantity/Base Price |  |  | Unit Price/Discount % (Excluding VAT) | Total |  | Unit Price/Discount % (Excluding VAT) | Total |  | Unit Price/Discount % (Excluding VAT) | Total |  | Unit Price/Discount % (Excluding VAT) | Total | Unit Price/Discount % (Excluding VAT) | Total | Unit Price/Discount % (Excluding VAT) | Total
2.226.15 | 2R1.09 | (*) Liaison, coordination and attendance on Public Authorities work to meet the requirement of the specification |  | Item | 1 |  |  | 0 | 0 |  | 1425 | 1425 |  | 2000 | 2000 |  | 0 | 0 | 5677.4 | 5677.4 | 0 | 0
2.226.16 | 2R1.10 | (*) Allow for marking the position of holes, sleeves, mortises, chases, supports, and the like |  | Item | 1 |  |  | 0 | 0 |  | 1710 | 1710 |  | 5000 | 5000 |  | 0 | 0 | 5677.4 | 5677.4 | 0 | 0
2.226.17 | 2R1.11 | (*) Allow for making holes, mortises, chases, supports and the like |  | Item | 1 |  |  | 0 | 0 |  | 17100 | 17100 |  | 5000 | 5000 |  | 0 | 0 | 5677.4 | 5677.4 | 0 | 0
2.226.18 | 2R1.12 | (*) Allow for plates, labels, protective painting etc., and for the identification of the installation as specified |  | Item | 1 |  |  | 0 | 0 |  | 11400 | 11400 |  | 1500 | 1500 |  | 0 | 0 | 5677.4 | 5677.4 | 0 | 0
2.226.19 | 2R1.13 | (*) Allow for providing tools and spare parts as required to operate the installation as specified |  | Item | 1 |  |  | 0 | 0 |  | 7980 | 7980 |  | 1000 | 1000 |  | 0 | 0 | 5677.4 | 5677.4 | 0 | 0
2.226.20 | 2R1.14 | (*) Allow for providing operation and maintenance manuals, shop drawings, `as built' drawings etc., as specified |  | Item | 1 |  |  | 0 | 0 |  | 28500 | 28500 |  | 1500 | 1500 |  | 0 | 0 | 5677.4 | 5677.4 | 0 | 0
2.226.21 | 2R1.15 | (*) Allow for testing and commissioning as specified |  | Item | 1 |  |  | 0 | 0 |  | 2850 | 2850 |  | 1000 | 1000 |  | 0 | 0 | 5677.4 | 5677.4 | 0 | 0
2.226.22 | 2R1.16 | (*) Allow for incidental work |  | Item | 1 |  |  | 0 | 0 |  | 17100 | 17100 |  | 500 | 500 |  | 0 | 0 | 5677.4 | 5677.4 | 0 | 0
2.226.23 | 2R1.17 | (*) Allow for protective and decorative painting |  | Item | 1 |  |  | 0 | 0 |  | 1710 | 1710 |  | 500 | 500 |  | 0 | 0 | 5677.4 | 5677.4 | 0 | 0
| Note | Note Details
2.226.24 | - | Contractor's Adjustment
| Item Code | Description | Item Remarks | Unit of Measurement | Quantity/Base Price |  |  | Unit Price/Discount % (Excluding VAT) | Total |  | Unit Price/Discount % (Excluding VAT) | Total |  | Unit Price/Discount % (Excluding VAT) | Total |  | Unit Price/Discount % (Excluding VAT) | Total | Unit Price/Discount % (Excluding VAT) | Total | Unit Price/Discount % (Excluding VAT) | Total
2.226.25 | CA-01 | (*) Contractor may price here any items which has been shown in the drawings or any other documents but overlooked or not specifically mentioned inthe schedule of items and is necessary for the satisfactory completion of the Works. Should the Contractor fail to insert any item here, it will be deemed that Lump Sum Contract Price includes all such items and no claims for additional items will be entertained. |  | Item | 1 |  |  | 0 | 0 |  | 0 | 0 |  | 0 | 0 |  | 1959766.32 | 1959766.32 | 0 | 0 | 0 | 0
| Note | Note Details
2.226.26 | - | Please attach one PDF file to be named "Additional Items for (insert bill no/name & Section No/name)" for the details of these additional items in the additional attachment area at the end of the BOQ.
2.227 NCP: ELECTRICAL - POWER INSTALLATION | [6 empty] | 262243 | 29 (out of 29) | 0 |  | 29 (out of 29) | 434308.08 |  | 29 (out of 29) | 426960 |  | 29 (out of 29) | 0 | 29 (out of 29) | 1074787.35 | 29 (out of 29) | 0
| Note | Note Details
2.227.1 | - | Uninterruptible Power Supply (UPS)
2.227.2 | - | Supply, installation, testing and commissioning of Uninterrupted Power Supply including batteries, battery racks, interconnections, spare parts and tools, all necessary accessories, etc. complete as specified and as shown on the drawings.
| Item Code | Description | Item Remarks | Unit of Measurement | Quantity/Base Price |  |  | Unit Price/Discount % (Excluding VAT) | Total |  | Unit Price/Discount % (Excluding VAT) | Total |  | Unit Price/Discount % (Excluding VAT) | Total |  | Unit Price/Discount % (Excluding VAT) | Total | Unit Price/Discount % (Excluding VAT) | Total | Unit Price/Discount % (Excluding VAT) | Total
2.227.3 | 2R2.01 | (*) 3kVA UPS with 180 minutes nickel cadmium battery back up, with maintenance bypass and change over switch with interlock facility as specified |  | No. | 1 |  |  | 0 | 0 |  | 25080 | 25080 |  | 25000 | 25000 |  | 0 | 0 | 397417.69 | 397417.69 | 0 | 0
| Note | Note Details
2.227.4 | - | LV Cables
2.227.5 | - | Supply, install, test and commission the following low voltage cables complete with all necessary accessories as specified and as shown on the drawings:
| Item Code | Description | Item Remarks | Unit of Measurement | Quantity/Base Price |  |  | Unit Price/Discount % (Excluding VAT) | Total |  | Unit Price/Discount % (Excluding VAT) | Total |  | Unit Price/Discount % (Excluding VAT) | Total |  | Unit Price/Discount % (Excluding VAT) | Total | Unit Price/Discount % (Excluding VAT) | Total | Unit Price/Discount % (Excluding VAT) | Total
2.227.6 | 2R2.02 | (*) 4C 95 mm2 CU/XLPE/PVC/SWA |  | m | 290 |  |  | 0 | 0 |  | 342 | 99180 |  | 180 | 52200 |  | 0 | 0 | 214.61 | 62236.9 | 0 | 0
2.227.7 | 2R2.03 | (*) 4C 10 mm2 CU/XLPE/PVC/SWA |  | m | 122 |  |  | 0 | 0 |  | 41.04 | 5006.88 |  | 55 | 6710 |  | 0 | 0 | 68.13 | 8311.86 | 0 | 0
2.227.8 | 2R2.04 | (*) 4C 16 mm2 CU/XLPE/PVC/SWA |  | m | 90 |  |  | 0 | 0 |  | 49.02 | 4411.8 |  | 70 | 6300 |  | 0 | 0 | 79.48 | 7153.2 | 0 | 0
| Note | Note Details
2.227.9 | - | Earthing & Grounding Cables
2.227.10 | - | Supply, install, test and commission the following earthing cables complete with all necessary accessories as specified and as shown on the drawings:
| Item Code | Description | Item Remarks | Unit of Measurement | Quantity/Base Price |  |  | Unit Price/Discount % (Excluding VAT) | Total |  | Unit Price/Discount % (Excluding VAT) | Total |  | Unit Price/Discount % (Excluding VAT) | Total |  | Unit Price/Discount % (Excluding VAT) | Total | Unit Price/Discount % (Excluding VAT) | Total | Unit Price/Discount % (Excluding VAT) | Total
2.227.11 | 2R2.05 | (*) 1C 10 mm2 CU/PVC Y/G |  | m | 122 |  |  | 0 | 0 |  | 11.4 | 1390.8 |  | 15 | 1830 |  | 0 | 0 | 11.35 | 1384.7 | 0 | 0
2.227.12 | 2R2.06 | (*) 1C 16 mm2 CU/PVC Y/G |  | m | 90 |  |  | 0 | 0 |  | 17.1 | 1539 |  | 20 | 1800 |  | 0 | 0 | 17.03 | 1532.7 | 0 | 0
2.227.13 | 2R2.07 | (*) 1C 50 mm2 CU/PVC Y/G |  | m | 290 |  |  | 0 | 0 |  | 68.4 | 19836 |  | 30 | 8700 |  | 0 | 0 | 39.74 | 11524.6 | 0 | 0
2.227.14 | 2R2.08 | (*) 1C 120 mm2 CU/PVC Y/G |  | m | 66 |  |  | 0 | 0 |  | 114 | 7524 |  | 50 | 3300 |  | 0 | 0 | 56.77 | 3746.82 | 0 | 0
| Note | Note Details
2.227.15 | - | Cable Trays
2.227.16 | - | Supply and install HDGI cable trays including hangers, standard fittings and earth continuity., etc. complete with all necessary accessories as specified and as shown on the drawings:
| Item Code | Description | Item Remarks | Unit of Measurement | Quantity/Base Price |  |  | Unit Price/Discount % (Excluding VAT) | Total |  | Unit Price/Discount % (Excluding VAT) | Total |  | Unit Price/Discount % (Excluding VAT) | Total |  | Unit Price/Discount % (Excluding VAT) | Total | Unit Price/Discount % (Excluding VAT) | Total | Unit Price/Discount % (Excluding VAT) | Total
2.227.17 | 2R2.09 | (*) 150 x 50 mm HDGI covered |  | m | 85 |  |  | 0 | 0 |  | 164.16 | 13953.6 |  | 200 | 17000 |  | 0 | 0 | 681.29 | 57909.65 | 0 | 0
2.227.18 | 2R2.10 | (*) 50 mm conduits |  | m | 115 |  |  | 0 | 0 |  | 34.2 | 3933 |  | 50 | 5750 |  | 0 | 0 | 170.32 | 19586.8 | 0 | 0
| Note | Note Details
2.227.19 | - | Power Distribution
2.227.20 | - | Supply and install the following power distribution equipment including conduits, fittings, wiring, etc. complete with all necessary accessories as specified and as shown on the drawings:
| Item Code | Description | Item Remarks | Unit of Measurement | Quantity/Base Price |  |  | Unit Price/Discount % (Excluding VAT) | Total |  | Unit Price/Discount % (Excluding VAT) | Total |  | Unit Price/Discount % (Excluding VAT) | Total |  | Unit Price/Discount % (Excluding VAT) | Total | Unit Price/Discount % (Excluding VAT) | Total | Unit Price/Discount % (Excluding VAT) | Total
2.227.21 | 2R2.11 | (*) Single 13A Switched Socket Outlet |  | No. | 21 |  |  | 0 | 0 |  | 239.4 | 5027.4 |  | 320 | 6720 |  | 0 | 0 | 851.61 | 17883.81 | 0 | 0
2.227.22 | 2R2.12 | (*) Twin 13A Switched Socket Outlet |  | No. | 16 |  |  | 0 | 0 |  | 273.6 | 4377.6 |  | 380 | 6080 |  | 0 | 0 | 908.38 | 14534.08 | 0 | 0
2.227.23 | 2R2.13 | (*) Single 13A Switched Socket Outlet - Weather Proof |  | No. | 6 |  |  | 0 | 0 |  | 285 | 1710 |  | 420 | 2520 |  | 0 | 0 | 908.38 | 5450.28 | 0 | 0
2.227.24 | 2R2.14 | (*) 16A SP Isolator |  | No. | 7 |  |  | 0 | 0 |  | 570 | 3990 |  | 300 | 2100 |  | 0 | 0 | 794.84 | 5563.88 | 0 | 0
2.227.25 | 2R2.15 | (*) 16A SP Isolator - Weather Proof |  | No. | 5 |  |  | 0 | 0 |  | 684 | 3420 |  | 350 | 1750 |  | 0 | 0 | 851.61 | 4258.05 | 0 | 0
2.227.26 | 2R2.16 | (*) 32 A TP Isolator - Weather Proof |  | No. | 1 |  |  | 0 | 0 |  | 1368 | 1368 |  | 450 | 450 |  | 0 | 0 | 1021.93 | 1021.93 | 0 | 0
2.227.27 | 2R2.17 | (*) 40A TP Isolator - Weather Proof |  | No. | 1 |  |  | 0 | 0 |  | 1710 | 1710 |  | 650 | 650 |  | 0 | 0 | 1078.71 | 1078.71 | 0 | 0
| Note | Note Details
2.227.28 | - | Stand by Generator
2.227.29 | - | Standby generator 120 ekW 150 kVA, 50 Hz 1500 rpm 400 Volts in High ambient acoustic enclosure. Robust-highly corrosion resistant construction with integral fuel tank base for 8h continous operation & internally mounted residential exhaust silencing system., complete complete with all necessary equipment, control panel, enclosure, base, fuel, etc.; all in accordance with the specification and drawings
| Item Code | Description | Item Remarks | Unit of Measurement | Quantity/Base Price |  |  | Unit Price/Discount % (Excluding VAT) | Total |  | Unit Price/Discount % (Excluding VAT) | Total |  | Unit Price/Discount % (Excluding VAT) | Total |  | Unit Price/Discount % (Excluding VAT) | Total | Unit Price/Discount % (Excluding VAT) | Total | Unit Price/Discount % (Excluding VAT) | Total
2.227.30 | 2R2.18 | (*) Ref. Generator (Gen) 120KW-150KVA |  | No | 1 |  |  | 0 | 0 |  | 205200 | 205200 |  | 220000 | 220000 |  | 0 | 0 | 397417.69 | 397417.69 | 0 | 0
| Note | Note Details
2.227.31 | - | SUNDRIES
| Item Code | Description | Item Remarks | Unit of Measurement | Quantity/Base Price |  |  | Unit Price/Discount % (Excluding VAT) | Total |  | Unit Price/Discount % (Excluding VAT) | Total |  | Unit Price/Discount % (Excluding VAT) | Total |  | Unit Price/Discount % (Excluding VAT) | Total | Unit Price/Discount % (Excluding VAT) | Total | Unit Price/Discount % (Excluding VAT) | Total
2.227.32 | 2R2.19 | (*) Allow for liaison, co-ordination and attendance on Public Authorities work to meet the requirements of the specifications |  | Item | 1 |  |  | 0 | 0 |  | 570 | 570 |  | 1000 | 1000 |  | 0 | 0 | 5677.4 | 5677.4 | 0 | 0
2.227.33 | 2R2.20 | (*) Allow for supports, including fixings, anchors, insulating block, anti vibration devices and noise suppression measures |  | Item | 1 |  |  | 0 | 0 |  | 570 | 570 |  | 1000 | 1000 |  | 0 | 0 | 5677.4 | 5677.4 | 0 | 0
2.227.34 | 2R2.21 | (*) Allow for identification labels including plates, discs, labels, charts and colour coding |  | Item | 1 |  |  | 0 | 0 |  | 570 | 570 |  | 500 | 500 |  | 0 | 0 | 5677.4 | 5677.4 | 0 | 0
2.227.35 | 2R2.22 | (*) Allow for Builder's work supported with power installation |  | Item | 1 |  |  | 0 | 0 |  | 17100 | 17100 |  | 50000 | 50000 |  | 0 | 0 | 5677.4 | 5677.4 | 0 | 0
2.227.36 | 2R2.23 | (*) Allow for testing and commissioning and operating the completed installation including fuel and consumables |  | Item | 1 |  |  | 0 | 0 |  | 570 | 570 |  | 2000 | 2000 |  | 0 | 0 | 5677.4 | 5677.4 | 0 | 0
2.227.37 | 2R2.24 | (*) Allow for tools and spares for all the equipment supplied |  | Item | 1 |  |  | 0 | 0 |  | 1140 | 1140 |  | 500 | 500 |  | 0 | 0 | 5677.4 | 5677.4 | 0 | 0
2.227.38 | 2R2.25 | (*) Allow for providing maintenance kit, loose keys and consumables' stores |  | Item | 1 |  |  | 0 | 0 |  | 1140 | 1140 |  | 500 | 500 |  | 0 | 0 | 5677.4 | 5677.4 | 0 | 0
2.227.39 | 2R2.26 | (*) Allow for documents including shop drawings, As built drawings, operating, instructions and maintenance manuals etc., as specified |  | Item | 1 |  |  | 0 | 0 |  | 2280 | 2280 |  | 2000 | 2000 |  | 0 | 0 | 5677.4 | 5677.4 | 0 | 0
2.227.40 | 2R2.27 | (*) Allow for incidental work |  | Item | 1 |  |  | 0 | 0 |  | 1140 | 1140 |  | 100 | 100 |  | 0 | 0 | 5677.4 | 5677.4 | 0 | 0
2.227.41 | 2R2.28 | (*) Allow for protective painting and decorative painting |  | Item | 1 |  |  | 0 | 0 |  | 570 | 570 |  | 500 | 500 |  | 0 | 0 | 5677.4 | 5677.4 | 0 | 0
| Note | Note Details
2.227.42 | - | Contractor's Adjustment
| Item Code | Description | Item Remarks | Unit of Measurement | Quantity/Base Price |  |  | Unit Price/Discount % (Excluding VAT) | Total |  | Unit Price/Discount % (Excluding VAT) | Total |  | Unit Price/Discount % (Excluding VAT) | Total |  | Unit Price/Discount % (Excluding VAT) | Total | Unit Price/Discount % (Excluding VAT) | Total | Unit Price/Discount % (Excluding VAT) | Total
2.227.43 | CA-01 | (*) Contractor may price here any items which has been shown in the drawings or any other documents but overlooked or not specifically mentioned inthe schedule of items and is necessary for the satisfactory completion of the Works. Should the Contractor fail to insert any item here, it will be deemed that Lump Sum Contract Price includes all such items and no claims for additional items will be entertained. |  | Item | 1 |  |  | 0 | 0 |  | 0 | 0 |  | 0 | 0 |  | 0 | 0 | 0 | 0 | 0 | 0
| Note | Note Details
2.227.44 | - | Please attach one PDF file to be named "Additional Items for (insert bill no/name & Section No/name)" for the details of these additional items in the additional attachment area at the end of the BOQ.
2.228 NCP: ELECTRICAL - LIGHTING INSTALLATION | [6 empty] | 250840 | 20 (out of 20) | 0 |  | 20 (out of 20) | 159919.2 |  | 20 (out of 20) | 318075 |  | 20 (out of 20) | 0 | 20 (out of 20) | 307999.17 | 20 (out of 20) | 0
| Note | Note Details
2.228.1 | - | Light Fixtures
2.228.2 | - | Supply and install the following light fixtures including conduits, fittings, wiring, etc. complete with all necessary accessories as specified and as shown on the drawings:
| Item Code | Description | Item Remarks | Unit of Measurement | Quantity/Base Price |  |  | Unit Price/Discount % (Excluding VAT) | Total |  | Unit Price/Discount % (Excluding VAT) | Total |  | Unit Price/Discount % (Excluding VAT) | Total |  | Unit Price/Discount % (Excluding VAT) | Total | Unit Price/Discount % (Excluding VAT) | Total | Unit Price/Discount % (Excluding VAT) | Total
2.228.3 | 2R3.01 | (*) Type A LED 600x600 |  | No. | 10 |  |  | 0 | 0 |  | 627 | 6270 |  | 1570 | 15700 |  | 0 | 0 | 1703.22 | 17032.2 | 0 | 0
2.228.4 | 2R3.02 | (*) Type B LED Down Light |  | No. | 61 |  |  | 0 | 0 |  | 456 | 27816 |  | 400 | 24400 |  | 0 | 0 | 1078.71 | 65801.31 | 0 | 0
2.228.5 | 2R3.03 | (*) TypeC LED Fluorescent Light |  | No. | 12 |  |  | 0 | 0 |  | 513 | 6156 |  | 1690 | 20280 |  | 0 | 0 | 1703.22 | 20438.64 | 0 | 0
2.228.6 | 2R3.04 | (*) TypeD - Pole light including Pole |  | No. | 16 |  |  | 0 | 0 |  | 1767 | 28272 |  | 8100 | 129600 |  | 0 | 0 | 2838.7 | 45419.2 | 0 | 0
2.228.7 | 2R3.05 | (*) Type F - LED Out Door Bollard Light W/P |  | No. | 31 |  |  | 0 | 0 |  | 2280 | 70680 |  | 2125 | 65875 |  | 0 | 0 | 2838.7 | 87999.7 | 0 | 0
2.228.8 | 2R3.06 | (*) Type G - LED Out Door Flood Light W/P |  | No. | 4 |  |  | 0 | 0 |  | 1596 | 6384 |  | 2500 | 10000 |  | 0 | 0 | 3406.44 | 13625.76 | 0 | 0
| Note | Note Details
2.228.9 | - | Switches
2.228.10 | - | Supply and install the following switches including conduits, fittings, wiring, etc. complete with all necessary accessories as specified and as shown on the drawings:
| Item Code | Description | Item Remarks | Unit of Measurement | Quantity/Base Price |  |  | Unit Price/Discount % (Excluding VAT) | Total |  | Unit Price/Discount % (Excluding VAT) | Total |  | Unit Price/Discount % (Excluding VAT) | Total |  | Unit Price/Discount % (Excluding VAT) | Total | Unit Price/Discount % (Excluding VAT) | Total | Unit Price/Discount % (Excluding VAT) | Total
2.228.11 | 2R3.07 | (*) 10A, 1 GANG 1 WAY SWITCH |  | No. | 10 |  |  | 0 | 0 |  | 205.2 | 2052 |  | 280 | 2800 |  | 0 | 0 | 1419.35 | 14193.5 | 0 | 0
2.228.12 | 2R3.08 | (*) 10A, 1 GANG 2 WAY SWITCH |  | No. | 6 |  |  | 0 | 0 |  | 205.2 | 1231.2 |  | 320 | 1920 |  | 0 | 0 | 1476.12 | 8856.72 | 0 | 0
2.228.13 | 2R3.09 | (*) Motion Detector Sensor |  | No. | 7 |  |  | 0 | 0 |  | 684 | 4788 |  | 1400 | 9800 |  | 0 | 0 | 1703.22 | 11922.54 | 0 | 0
| Note | Note Details
2.228.14 | - | SUNDRIES
| Item Code | Description | Item Remarks | Unit of Measurement | Quantity/Base Price |  |  | Unit Price/Discount % (Excluding VAT) | Total |  | Unit Price/Discount % (Excluding VAT) | Total |  | Unit Price/Discount % (Excluding VAT) | Total |  | Unit Price/Discount % (Excluding VAT) | Total | Unit Price/Discount % (Excluding VAT) | Total | Unit Price/Discount % (Excluding VAT) | Total
2.228.15 | 2R3.10 | (*) Allow for Liaison, coordination and attendance on Public Authorities work to meet the requirements of the specifications |  | Item | 1 |  |  | 0 | 0 |  | 1140 | 1140 |  | 1500 | 1500 |  | 0 | 0 | 2270.96 | 2270.96 | 0 | 0
2.228.16 | 2R3.11 | (*) Allow for the equipment trenches and cable trenches in transformer room to meet Public Authorities requirements and specifications |  | Item | 1 |  |  | 0 | 0 |  | 570 | 570 |  | 20000 | 20000 |  | 0 | 0 | 2270.96 | 2270.96 | 0 | 0
2.228.17 | 2R3.12 | (*) Allow for marking the position of holes, sleeves, mortises, chases, supports, and the like |  | Item | 1 |  |  | 0 | 0 |  | 570 | 570 |  | 2000 | 2000 |  | 0 | 0 | 2270.96 | 2270.96 | 0 | 0
2.228.18 | 2R3.13 | (*) Allow for plates, labels, protective painting etc., and for the identification of the installation as specified |  | Item | 1 |  |  | 0 | 0 |  | 570 | 570 |  | 2000 | 2000 |  | 0 | 0 | 2270.96 | 2270.96 | 0 | 0
2.228.19 | 2R3.14 | (*) Allow for providing tools and spare parts as required to operate the installation as specified |  | Item | 1 |  |  | 0 | 0 |  | 570 | 570 |  | 1000 | 1000 |  | 0 | 0 | 2270.96 | 2270.96 | 0 | 0
2.228.20 | 2R3.15 | (*) Allow for providing operation and maintenance manuals, shop drawings, 'as built' drawings etc., as specified |  | Item | 1 |  |  | 0 | 0 |  | 570 | 570 |  | 500 | 500 |  | 0 | 0 | 2270.96 | 2270.96 | 0 | 0
2.228.21 | 2R3.16 | (*) Allow for testing and commissioning as specified |  | Item | 1 |  |  | 0 | 0 |  | 570 | 570 |  | 500 | 500 |  | 0 | 0 | 2270.96 | 2270.96 | 0 | 0
2.228.22 | 2R3.17 | (*) Allow for incidental work |  | Item | 1 |  |  | 0 | 0 |  | 570 | 570 |  | 100 | 100 |  | 0 | 0 | 2270.96 | 2270.96 | 0 | 0
2.228.23 | 2R3.18 | (*) Allow for protective and decorative painting |  | Item | 1 |  |  | 0 | 0 |  | 570 | 570 |  | 100 | 100 |  | 0 | 0 | 2270.96 | 2270.96 | 0 | 0
2.228.24 | 2R3.19 | (*) Allow for all required builders' work associated with the lighting installation |  | Item | 1 |  |  | 0 | 0 |  | 570 | 570 |  | 10000 | 10000 |  | 0 | 0 | 2270.96 | 2270.96 | 0 | 0
| Note | Note Details
2.228.25 | - | Contractor's Adjustment
| Item Code | Description | Item Remarks | Unit of Measurement | Quantity/Base Price |  |  | Unit Price/Discount % (Excluding VAT) | Total |  | Unit Price/Discount % (Excluding VAT) | Total |  | Unit Price/Discount % (Excluding VAT) | Total |  | Unit Price/Discount % (Excluding VAT) | Total | Unit Price/Discount % (Excluding VAT) | Total | Unit Price/Discount % (Excluding VAT) | Total
2.228.26 | CA-01 | (*) Contractor may price here any items which has been shown in the drawings or any other documents but overlooked or not specifically mentioned inthe schedule of items and is necessary for the satisfactory completion of the Works. Should the Contractor fail to insert any item here, it will be deemed that Lump Sum Contract Price includes all such items and no claims for additional items will be entertained. |  | Item | 1 |  |  | 0 | 0 |  | 0 | 0 |  | 0 | 0 |  | 0 | 0 | 0 | 0 | 0 | 0
| Note | Note Details
2.228.27 | - | Please attach one PDF file to be named "Additional Items for (insert bill no/name & Section No/name)" for the details of these additional items in the additional attachment area at the end of the BOQ.
2.229 NCP: ELECTRICAL _ EMERGENCY LIGHTING SYSTEM | [6 empty] | 3540 | 13 (out of 13) | 0 |  | 13 (out of 13) | 69540 |  | 13 (out of 13) | 27075 |  | 13 (out of 13) | 0 | 13 (out of 13) | 59328.83 | 13 (out of 13) | 0
| Note | Note Details
2.229.1 | - | Emergency Light
2.229.2 | - | Supply, installation, testing and commissioning of Emergency Light System including fire rated cables, interconnections, spare parts and tools, all necessary accessories, etc. complete as specified and as shown on the drawings.
| Item Code | Description | Item Remarks | Unit of Measurement | Quantity/Base Price |  |  | Unit Price/Discount % (Excluding VAT) | Total |  | Unit Price/Discount % (Excluding VAT) | Total |  | Unit Price/Discount % (Excluding VAT) | Total |  | Unit Price/Discount % (Excluding VAT) | Total | Unit Price/Discount % (Excluding VAT) | Total | Unit Price/Discount % (Excluding VAT) | Total
2.229.3 | 2R4.01 | (*) Self Mounted Emergency Lights |  | No. | 15 |  |  | 0 | 0 |  | 2850 | 42750 |  | 775 | 11625 |  | 0 | 0 | 1419.35 | 21290.25 | 0 | 0
2.229.4 | 2R4.02 | (*) wall / ceilling mountyed Exit light double side |  | No. | 9 |  |  | 0 | 0 |  | 1710 | 15390 |  | 850 | 7650 |  | 0 | 0 | 1703.22 | 15328.98 | 0 | 0
| Note | Note Details
2.229.5 | - | SUNDRIES
| Item Code | Description | Item Remarks | Unit of Measurement | Quantity/Base Price |  |  | Unit Price/Discount % (Excluding VAT) | Total |  | Unit Price/Discount % (Excluding VAT) | Total |  | Unit Price/Discount % (Excluding VAT) | Total |  | Unit Price/Discount % (Excluding VAT) | Total | Unit Price/Discount % (Excluding VAT) | Total | Unit Price/Discount % (Excluding VAT) | Total
2.229.6 | 2R4.03 | (*) Allow for liaison, co-ordination and attendance on Public Authorities work to meet the requirement of the specification |  | Item | 1 |  |  | 0 | 0 |  | 1140 | 1140 |  | 1000 | 1000 |  | 0 | 0 | 2270.96 | 2270.96 | 0 | 0
2.229.7 | 2R4.04 | (*) Allow for supports, including fixings, anchors, insulating block, anti vibration devices and noise suppression measures |  | Item | 1 |  |  | 0 | 0 |  | 1140 | 1140 |  | 1000 | 1000 |  | 0 | 0 | 2270.96 | 2270.96 | 0 | 0
2.229.8 | 2R4.05 | (*) Allow for identification labels including plates, discs, labels, charts and colour coding |  | Item | 1 |  |  | 0 | 0 |  | 1140 | 1140 |  | 500 | 500 |  | 0 | 0 | 2270.96 | 2270.96 | 0 | 0
2.229.9 | 2R4.06 | (*) Allow for Builder's work |  | Item | 1 |  |  | 0 | 0 |  | 1140 | 1140 |  | 2000 | 2000 |  | 0 | 0 | 2270.96 | 2270.96 | 0 | 0
2.229.10 | 2R4.07 | (*) Allow for testing and commissioning and operating the completed installation including fuel and consumables |  | Item | 1 |  |  | 0 | 0 |  | 1140 | 1140 |  | 500 | 500 |  | 0 | 0 | 2270.96 | 2270.96 | 0 | 0
2.229.11 | 2R4.08 | (*) Allow for tools and spares for all the equipment supplied |  | Item | 1 |  |  | 0 | 0 |  | 1140 | 1140 |  | 100 | 100 |  | 0 | 0 | 2270.96 | 2270.96 | 0 | 0
2.229.12 | 2R4.09 | (*) Allow for providing maintenance kit, loose keys and consumables stores |  | Item | 1 |  |  | 0 | 0 |  | 1140 | 1140 |  | 100 | 100 |  | 0 | 0 | 2270.96 | 2270.96 | 0 | 0
2.229.13 | 2R4.10 | (*) Allow for documents including shop drawings, As built drawings, operating instructions and maintenance manuals etc., as specified |  | Item | 1 |  |  | 0 | 0 |  | 1140 | 1140 |  | 2000 | 2000 |  | 0 | 0 | 2270.96 | 2270.96 | 0 | 0
2.229.14 | 2R4.10 | (*) Allow for incidental work |  | Item | 1 |  |  | 0 | 0 |  | 1140 | 1140 |  | 100 | 100 |  | 0 | 0 | 2270.96 | 2270.96 | 0 | 0
2.229.15 | 2R4.10 | (*) Allow for protective painting and decorative painting |  | Item | 1 |  |  | 0 | 0 |  | 1140 | 1140 |  | 500 | 500 |  | 0 | 0 | 2270.96 | 2270.96 | 0 | 0
| Note | Note Details
2.229.16 | - | Contractor's Adjustment
| Item Code | Description | Item Remarks | Unit of Measurement | Quantity/Base Price |  |  | Unit Price/Discount % (Excluding VAT) | Total |  | Unit Price/Discount % (Excluding VAT) | Total |  | Unit Price/Discount % (Excluding VAT) | Total |  | Unit Price/Discount % (Excluding VAT) | Total | Unit Price/Discount % (Excluding VAT) | Total | Unit Price/Discount % (Excluding VAT) | Total
2.229.17 | CA-01 | (*) Contractor may price here any items which has been shown in the drawings or any other documents but overlooked or not specifically mentioned inthe schedule of items and is necessary for the satisfactory completion of the Works. Should the Contractor fail to insert any item here, it will be deemed that Lump Sum Contract Price includes all such items and no claims for additional items will be entertained. |  | Item | 1 |  |  | 0 | 0 |  | 0 | 0 |  | 0 | 0 |  | 0 | 0 | 0 | 0 | 0 | 0
| Note | Note Details
2.229.18 | - | Please attach one PDF file to be named "Additional Items for (insert bill no/name & Section No/name)" for the details of these additional items in the additional attachment area at the end of the BOQ.
2.230 NCP: ELECTRICAL - EARTHING AND LIGHTNING PROTECTION | [6 empty] | 14200 | 14 (out of 14) | 0 |  | 14 (out of 14) | 72732 |  | 14 (out of 14) | 50400 |  | 14 (out of 14) | 0 | 14 (out of 14) | 48257.9 | 14 (out of 14) | 0
| Note | Note Details
2.230.1 | - | Earthing & Grounding Material
2.230.2 | - | Supply, install, test and commission the following earthing material complete with all necessary accessories as specified and as shown on the drawings:
| Item Code | Description | Item Remarks | Unit of Measurement | Quantity/Base Price |  |  | Unit Price/Discount % (Excluding VAT) | Total |  | Unit Price/Discount % (Excluding VAT) | Total |  | Unit Price/Discount % (Excluding VAT) | Total |  | Unit Price/Discount % (Excluding VAT) | Total | Unit Price/Discount % (Excluding VAT) | Total | Unit Price/Discount % (Excluding VAT) | Total
2.230.3 | 2R5.01 | (*) Earth pit (300x300x300mm) with inspection cover |  | No. | 10 |  |  | 0 | 0 |  | 3420 | 34200 |  | 2500 | 25000 |  | 0 | 0 | 2270.96 | 22709.6 | 0 | 0
2.230.4 | 2R5.02 | (*) Equipotential Earth Rod |  | No. | 27 |  |  | 0 | 0 |  | 798 | 21546 |  | 500 | 13500 |  | 0 | 0 | 283.87 | 7664.49 | 0 | 0
2.230.5 | 2R5.03 | (*) Earthing Bar (8 Way) |  | No. | 3 |  |  | 0 | 0 |  | 1710 | 5130 |  | 2000 | 6000 |  | 0 | 0 | 283.87 | 851.61 | 0 | 0
| Note | Note Details
2.230.6 | - | SUNDRIES
| Item Code | Description | Item Remarks | Unit of Measurement | Quantity/Base Price |  |  | Unit Price/Discount % (Excluding VAT) | Total |  | Unit Price/Discount % (Excluding VAT) | Total |  | Unit Price/Discount % (Excluding VAT) | Total |  | Unit Price/Discount % (Excluding VAT) | Total | Unit Price/Discount % (Excluding VAT) | Total | Unit Price/Discount % (Excluding VAT) | Total
2.230.7 | 2R5.04 | (*) Allow for liaison, co-ordination and attendance on Public Authorities work to meet the requirements of the specifications |  | Item | 1 |  |  | 0 | 0 |  | 570 | 570 |  | 500 | 500 |  | 0 | 0 | 1703.22 | 1703.22 | 0 | 0
2.230.8 | 2R5.05 | (*) Allow for supports, including fixings, anchors, insulating blocks, anti vibration devices and noise suppression measures |  | Item | 1 |  |  | 0 | 0 |  | 570 | 570 |  | 500 | 500 |  | 0 | 0 | 1703.22 | 1703.22 | 0 | 0
2.230.9 | 2R5.06 | (*) Allow for identification labels including plates, discs, labels, charts and colour coding |  | Item | 1 |  |  | 0 | 0 |  | 1140 | 1140 |  | 500 | 500 |  | 0 | 0 | 1703.22 | 1703.22 | 0 | 0
2.230.10 | 2R5.07 | (*) Allow for Builder's work supported with earthing and lightning protection system installation |  | Item | 1 |  |  | 0 | 0 |  | 456 | 456 |  | 2500 | 2500 |  | 0 | 0 | 1703.22 | 1703.22 | 0 | 0
2.230.11 | 2R5.08 | (*) Allow for testing and commissioning and operating the completed installation including fuel and consumables |  | Item | 1 |  |  | 0 | 0 |  | 1140 | 1140 |  | 500 | 500 |  | 0 | 0 | 1703.22 | 1703.22 | 0 | 0
2.230.12 | 2R5.09 | (*) Allow for tools and spares for all the equipment supplied |  | Item | 1 |  |  | 0 | 0 |  | 3420 | 3420 |  | 100 | 100 |  | 0 | 0 | 1703.22 | 1703.22 | 0 | 0
2.230.13 | 2R5.10 | (*) Allow for providing maintenance kit, loose keys and consumables stores |  | Item | 1 |  |  | 0 | 0 |  | 2280 | 2280 |  | 100 | 100 |  | 0 | 0 | 1703.22 | 1703.22 | 0 | 0
2.230.14 | 2R5.11 | (*) Allow for documents including shop drawings, As built drawings, operating instructions and maintenance manuals etc., as specified |  | Item | 1 |  |  | 0 | 0 |  | 1140 | 1140 |  | 1000 | 1000 |  | 0 | 0 | 1703.22 | 1703.22 | 0 | 0
2.230.15 | 2R5.12 | (*) Allow for incidental work |  | Item | 1 |  |  | 0 | 0 |  | 570 | 570 |  | 100 | 100 |  | 0 | 0 | 1703.22 | 1703.22 | 0 | 0
2.230.16 | 2R5.13 | (*) Allow for protective painting and decorative painting |  | Item | 1 |  |  | 0 | 0 |  | 570 | 570 |  | 100 | 100 |  | 0 | 0 | 1703.22 | 1703.22 | 0 | 0
| Note | Note Details
2.230.17 | - | Contractor's Adjustment
| Item Code | Description | Item Remarks | Unit of Measurement | Quantity/Base Price |  |  | Unit Price/Discount % (Excluding VAT) | Total |  | Unit Price/Discount % (Excluding VAT) | Total |  | Unit Price/Discount % (Excluding VAT) | Total |  | Unit Price/Discount % (Excluding VAT) | Total | Unit Price/Discount % (Excluding VAT) | Total | Unit Price/Discount % (Excluding VAT) | Total
2.230.18 | CA-01 | (*) Contractor may price here any items which has been shown in the drawings or any other documents but overlooked or not specifically mentioned inthe schedule of items and is necessary for the satisfactory completion of the Works. Should the Contractor fail to insert any item here, it will be deemed that Lump Sum Contract Price includes all such items and no claims for additional items will be entertained. |  | Item | 1 |  |  | 0 | 0 |  | 0 | 0 |  | 0 | 0 |  | 0 | 0 | 0 | 0 | 0 | 0
| Note | Note Details
2.230.19 | - | Please attach one PDF file to be named "Additional Items for (insert bill no/name & Section No/name)" for the details of these additional items in the additional attachment area at the end of the BOQ.
2.231 NCP: ELECTRICAL - FIRE ALARM AND VOICE EVACUATION SYSTEM | [6 empty] | 19720 | 15 (out of 15) | 0 |  | 15 (out of 15) | 155040 |  | 15 (out of 15) | 71950 |  | 15 (out of 15) | 0 | 15 (out of 15) | 147101.42 | 15 (out of 15) | 0
| Note | Note Details
2.231.1 | - | FIRE ALARM AND VOICE EVACUATION SYSTEM INSTALLATION
2.231.2 | - | Fire Alarm system
2.231.3 | - | Supply, install and connect the complete fire detection and alarm system including interface units, wiring, conduit. etc. all as shown on the drawings as specified and as reguired to meet Fire Department requirements and as required for proper operation
| Item Code | Description | Item Remarks | Unit of Measurement | Quantity/Base Price |  |  | Unit Price/Discount % (Excluding VAT) | Total |  | Unit Price/Discount % (Excluding VAT) | Total |  | Unit Price/Discount % (Excluding VAT) | Total |  | Unit Price/Discount % (Excluding VAT) | Total | Unit Price/Discount % (Excluding VAT) | Total | Unit Price/Discount % (Excluding VAT) | Total
2.231.4 | 2R6.01 | (*) analog addressable smoke detector |  | No. | 25 |  |  | 0 | 0 |  | 2850 | 71250 |  | 350 | 8750 |  | 0 | 0 | 2838.7 | 70967.5 | 0 | 0
2.231.5 | 2R6.02 | (*) analog addressable smoke/heat detector |  | No. | 3 |  |  | 0 | 0 |  | 3420 | 10260 |  | 450 | 1350 |  | 0 | 0 | 3236.12 | 9708.36 | 0 | 0
2.231.6 | 2R6.03 | (*) Analog adressable manual call point W/P |  | No. | 5 |  |  | 0 | 0 |  | 2850 | 14250 |  | 650 | 3250 |  | 0 | 0 | 2838.7 | 14193.5 | 0 | 0
2.231.7 | 2R6.04 | (*) addressable voice evacuation speaker |  | No. | 5 |  |  | 0 | 0 |  | 2850 | 14250 |  | 1000 | 5000 |  | 0 | 0 | 1703.22 | 8516.1 | 0 | 0
2.231.8 | 2R6.05 | (*) Fire alarm control panel |  | No. | 1 |  |  | 0 | 0 |  | 39900 | 39900 |  | 42000 | 42000 |  | 0 | 0 | 28386.98 | 28386.98 | 0 | 0
| Note | Note Details
2.231.9 | - | SUNDRIES
| Item Code | Description | Item Remarks | Unit of Measurement | Quantity/Base Price |  |  | Unit Price/Discount % (Excluding VAT) | Total |  | Unit Price/Discount % (Excluding VAT) | Total |  | Unit Price/Discount % (Excluding VAT) | Total |  | Unit Price/Discount % (Excluding VAT) | Total | Unit Price/Discount % (Excluding VAT) | Total | Unit Price/Discount % (Excluding VAT) | Total
2.231.10 | 2R6.06 | (*) Liaison, coordination and attendance on Public Authorities work to meet the requirement of the specification. |  | Item | 1 |  |  | 0 | 0 |  | 570 | 570 |  | 2000 | 2000 |  | 0 | 0 | 1703.22 | 1703.22 | 0 | 0
2.231.11 | 2R6.07 | (*) Allow for marking the position of holes, sleeves, mortises, chases, supports, and the like |  | Item | 1 |  |  | 0 | 0 |  | 570 | 570 |  | 2000 | 2000 |  | 0 | 0 | 1703.22 | 1703.22 | 0 | 0
2.231.12 | 2R6.08 | (*) Allow for plates, labels, protective painting etc., and for the identification of the installation as specified |  | Item | 1 |  |  | 0 | 0 |  | 570 | 570 |  | 2500 | 2500 |  | 0 | 0 | 1703.22 | 1703.22 | 0 | 0
2.231.13 | 2R6.09 | (*) Allow for providing tools and spare parts as required to operate the installation as specified |  | Item | 1 |  |  | 0 | 0 |  | 570 | 570 |  | 500 | 500 |  | 0 | 0 | 1703.22 | 1703.22 | 0 | 0
2.231.14 | 2R6.10 | (*) Allow for providing operation and maintenance manuals, shop drawings, 'as built' drawings etc., as specified |  | Item | 1 |  |  | 0 | 0 |  | 570 | 570 |  | 2000 | 2000 |  | 0 | 0 | 1703.22 | 1703.22 | 0 | 0
2.231.15 | 2R6.11 | (*) Allow for testing and commissioning as specified |  | Item | 1 |  |  | 0 | 0 |  | 570 | 570 |  | 500 | 500 |  | 0 | 0 | 1703.22 | 1703.22 | 0 | 0
2.231.16 | 2R6.12 | (*) Allow for incidental work |  | Item | 1 |  |  | 0 | 0 |  | 570 | 570 |  | 100 | 100 |  | 0 | 0 | 1703.22 | 1703.22 | 0 | 0
2.231.17 | 2R6.13 | (*) Allow for protective and decorative painting |  | Item | 1 |  |  | 0 | 0 |  | 570 | 570 |  | 1500 | 1500 |  | 0 | 0 | 1703.22 | 1703.22 | 0 | 0
2.231.18 | 2R6.14 | (*) Allow for fire barriers where cable containment pass from one fire compartment to other as specified |  | Item | 1 |  |  | 0 | 0 |  | 570 | 570 |  | 500 | 500 |  | 0 | 0 | 1703.22 | 1703.22 | 0 | 0
| Note | Note Details
2.231.19 | - | Contractor's Adjustment
| Item Code | Description | Item Remarks | Unit of Measurement | Quantity/Base Price |  |  | Unit Price/Discount % (Excluding VAT) | Total |  | Unit Price/Discount % (Excluding VAT) | Total |  | Unit Price/Discount % (Excluding VAT) | Total |  | Unit Price/Discount % (Excluding VAT) | Total | Unit Price/Discount % (Excluding VAT) | Total | Unit Price/Discount % (Excluding VAT) | Total
2.231.20 | CA-01 | (*) Contractor may price here any items which has been shown in the drawings or any other documents but overlooked or not specifically mentioned inthe schedule of items and is necessary for the satisfactory completion of the Works. Should the Contractor fail to insert any item here, it will be deemed that Lump Sum Contract Price includes all such items and no claims for additional items will be entertained. |  | Item | 1 |  |  | 0 | 0 |  | 0 | 0 |  | 0 | 0 |  | 0 | 0 | 0 | 0 | 0 | 0
| Note | Note Details
2.231.21 | - | Please attach one PDF file to be named "Additional Items for (insert bill no/name & Section No/name)" for the details of these additional items in the additional attachment area at the end of the BOQ.
2.232 NCP: ELECTRICAL - VOICE AND DATA SYSTEM | [6 empty] | 42260 | 6 (out of 6) | 0 |  | 6 (out of 6) | 34884 |  | 6 (out of 6) | 49100 |  | 6 (out of 6) | 0 | 6 (out of 6) | 19019.29 | 6 (out of 6) | 0
| Note | Note Details
2.232.1 | - | TELEPHONE/DATA System
2.232.2 | - | Supply, install and connect all the telephone system including telephone terminal cabinets,terminal blocks, terminations, identifications, wiring, and containment etc., to meet etc., all as shown on the drawings & as required for proper operation:-requirements of Local provider specifications including conduits, wiring, conduit fittings
| Item Code | Description | Item Remarks | Unit of Measurement | Quantity/Base Price |  |  | Unit Price/Discount % (Excluding VAT) | Total |  | Unit Price/Discount % (Excluding VAT) | Total |  | Unit Price/Discount % (Excluding VAT) | Total |  | Unit Price/Discount % (Excluding VAT) | Total | Unit Price/Discount % (Excluding VAT) | Total | Unit Price/Discount % (Excluding VAT) | Total
2.232.3 | 2R7.01 | (*) RJ45 single CAT6 outlet for telephone wall mounted |  | No. | 5 |  |  | 0 | 0 |  | 285 | 1425 |  | 400 | 2000 |  | 0 | 0 | 965.16 | 4825.8 | 0 | 0
2.232.4 | 2R7.02 | (*) RJ45 dual CAT 6 outlet for data wall mounted |  | No. | 5 |  |  | 0 | 0 |  | 307.8 | 1539 |  | 720 | 3600 |  | 0 | 0 | 1021.93 | 5109.65 | 0 | 0
2.232.5 | 2R7.03 | (*) Telecom Rack 12U 12U Rack frame cabinet, free standing, complete with all necessary optical patch panels for main/feeder cable, patch panels for utp cables,patch cords, etc |  | No. | 1 |  |  | 0 | 0 |  | 21660 | 21660 |  | 25000 | 25000 |  | 0 | 0 | 3406.44 | 3406.44 | 0 | 0
2.232.6 | 2R7.04 | (*) Junction box |  | No. | 1 |  |  | 0 | 0 |  | 1140 | 1140 |  | 500 | 500 |  | 0 | 0 | 2838.7 | 2838.7 | 0 | 0
2.232.7 | 2R7.05 | (*) JRC-4 Joint box, as per Etisalat standards, including all necessary piping, penetrations, infrastructure etc for connection to the building |  | No | 1 |  |  | 0 | 0 |  | 9120 | 9120 |  | 18000 | 18000 |  | 0 | 0 | 2838.7 | 2838.7 | 0 | 0
| Note | Note Details
2.232.8 | - | Contractor's Adjustment
| Item Code | Description | Item Remarks | Unit of Measurement | Quantity/Base Price |  |  | Unit Price/Discount % (Excluding VAT) | Total |  | Unit Price/Discount % (Excluding VAT) | Total |  | Unit Price/Discount % (Excluding VAT) | Total |  | Unit Price/Discount % (Excluding VAT) | Total | Unit Price/Discount % (Excluding VAT) | Total | Unit Price/Discount % (Excluding VAT) | Total
2.232.9 | CA-01 | (*) Contractor may price here any items which has been shown in the drawings or any other documents but overlooked or not specifically mentioned inthe schedule of items and is necessary for the satisfactory completion of the Works. Should the Contractor fail to insert any item here, it will be deemed that Lump Sum Contract Price includes all such items and no claims for additional items will be entertained. |  | Item | 1 |  |  | 0 | 0 |  | 0 | 0 |  | 0 | 0 |  | 0 | 0 | 0 | 0 | 0 | 0
| Note | Note Details
2.232.10 | - | Please attach one PDF file to be named "Additional Items for (insert bill no/name & Section No/name)" for the details of these additional items in the additional attachment area at the end of the BOQ.
2.233 NCP: ELECTRICAL - CCTV AND ACCESS CONTROL | [6 empty] | 39030 | 24 (out of 24) | 0 |  | 24 (out of 24) | 109839 |  | 24 (out of 24) | 525810 |  | 24 (out of 24) | 0 | 24 (out of 24) | 357108.3 | 24 (out of 24) | 725000
| Note | Note Details
2.233.1 | - | Supply, install and connect the complete CCTV and Security system including wiring, conduit. etc. all as shown on the drawings as specified and as required to meet complete and as required for proper operation
| Item Code | Description | Item Remarks | Unit of Measurement | Quantity/Base Price |  |  | Unit Price/Discount % (Excluding VAT) | Total |  | Unit Price/Discount % (Excluding VAT) | Total |  | Unit Price/Discount % (Excluding VAT) | Total |  | Unit Price/Discount % (Excluding VAT) | Total | Unit Price/Discount % (Excluding VAT) | Total | Unit Price/Discount % (Excluding VAT) | Total
2.233.2 | 2R8.01 | (*) Card Access reader |  | No. | 4 |  |  | 0 | 0 |  | 570 | 2280 |  | 2500 | 10000 |  | 0 | 0 | 567.74 | 2270.96 | 0 | 0
2.233.3 | 2R8.02 | (*) door exit push button |  | No. | 4 |  |  | 0 | 0 |  | 228 | 912 |  | 500 | 2000 |  | 0 | 0 | 851.61 | 3406.44 | 0 | 0
2.233.4 | 2R8.03 | (*) double electro magnetic lock |  | No. | 4 |  |  | 0 | 0 |  | 342 | 1368 |  | 1500 | 6000 |  | 0 | 0 | 965.16 | 3860.64 | 0 | 0
2.233.5 | 2R8.04 | (*) door switch unit |  | No. | 4 |  |  | 0 | 0 |  | 456 | 1824 |  | 800 | 3200 |  | 0 | 0 | 567.74 | 2270.96 | 0 | 0
2.233.6 | 2R8.05 | (*) Access control panel |  | No. | 1 |  |  | 0 | 0 |  | 570 | 570 |  | 35000 | 35000 |  | 0 | 0 | 28386.98 | 28386.98 | 0 | 0
2.233.7 | 2R8.06 | (*) IP based CCTV color camera with RJ45 connector for connection to ethernet directly |  | No. | 4 |  |  | 0 | 0 |  | 1710 | 6840 |  | 6000 | 24000 |  | 0 | 0 | 10787.05 | 43148.2 | 0 | 0
2.233.8 | 2R8.07 | (*) weather proof IP based CCTV color camera with RJ45 connector for connection to ethernet directly W/P |  | No. | 11 |  |  | 0 | 0 |  | 1938 | 21318 |  | 7500 | 82500 |  | 0 | 0 | 14193.49 | 156128.39 | 0 | 0
2.233.9 | 2R8.08 | (*) Doom IP based CCTV color doom camera with RJ45 connector for connection to ethernet directly |  | No. | 1 |  |  | 0 | 0 |  | 1710 | 1710 |  | 5500 | 5500 |  | 0 | 0 | 11354.79 | 11354.79 | 0 | 0
2.233.10 | 2R8.09 | (*) Wall Moundted out let |  | No. | 4 |  |  | 0 | 0 |  | 228 | 912 |  | 360 | 1440 |  | 0 | 0 | 1703.22 | 6812.88 | 0 | 0
2.233.11 | 2R8.10 | (*) weather proof Wall Moundted out let |  | No. | 11 |  |  | 0 | 0 |  | 285 | 3135 |  | 420 | 4620 |  | 0 | 0 | 1816.77 | 19984.47 | 0 | 0
2.233.12 | 2R8.11 | (*) Access control work station with printer budging unit wit camera and finger printer registration unit |  | No. | 1 |  |  | 0 | 0 |  | 11400 | 11400 |  | 0 | 0 |  | 0 | 0 | 5677.4 | 5677.4 | 0 | 0
2.233.13 | 2R8.12 | (*) 42" LCD screen |  | No. | 1 |  |  | 0 | 0 |  | 7980 | 7980 |  | 8500 | 8500 |  | 0 | 0 | 5677.4 | 5677.4 | 0 | 0
2.233.14 | 2R8.13 | (*) CCTV RACK 42U 42U floor standing rack, for CCTV equipment complete including but not limited to the following: patch panels, ethernet switches, video console display, smb storage, rack server, ups etc, as per the design drawings and sepcifications |  | No | 1 |  |  | 0 | 0 |  | 34200 | 34200 |  | 331350 | 331350 |  | 0 | 0 | 11354.79 | 11354.79 | 0 | 0
| Note | Note Details
2.233.15 | - | SUNDRIES
| Item Code | Description | Item Remarks | Unit of Measurement | Quantity/Base Price |  |  | Unit Price/Discount % (Excluding VAT) | Total |  | Unit Price/Discount % (Excluding VAT) | Total |  | Unit Price/Discount % (Excluding VAT) | Total |  | Unit Price/Discount % (Excluding VAT) | Total | Unit Price/Discount % (Excluding VAT) | Total | Unit Price/Discount % (Excluding VAT) | Total
2.233.16 | 2R8.14 | (*) Allow for liaison, co-ordination and attendance on Public Authorities work to meet the requirement of the specification |  | No | 1 |  |  | 0 | 0 |  | 570 | 570 |  | 2000 | 2000 |  | 0 | 0 | 5677.4 | 5677.4 | 0 | 0
2.233.17 | 2R8.15 | (*) Allow for supports, including fixings, anchors, insulating block, anti vibration devices and noise suppression measures |  | No | 1 |  |  | 0 | 0 |  | 570 | 570 |  | 2000 | 2000 |  | 0 | 0 | 5677.4 | 5677.4 | 0 | 0
2.233.18 | 2R8.16 | (*) Allow for identification labels including plates, discs, labels, charts and colour coding |  | No | 1 |  |  | 0 | 0 |  | 2280 | 2280 |  | 2000 | 2000 |  | 0 | 0 | 5677.4 | 5677.4 | 0 | 0
2.233.19 | 2R8.17 | (*) Allow for Builder's work supported with telephone system installation |  | No | 1 |  |  | 0 | 0 |  | 570 | 570 |  | 2000 | 2000 |  | 0 | 0 | 5677.4 | 5677.4 | 0 | 0
2.233.20 | 2R8.18 | (*) Allow for testing and commissioning and operating the completed installation including fuel and consumables |  | No | 1 |  |  | 0 | 0 |  | 3420 | 3420 |  | 500 | 500 |  | 0 | 0 | 5677.4 | 5677.4 | 0 | 0
2.233.21 | 2R8.19 | (*) Allow for tools and spares for all the equipment supplied |  | No | 1 |  |  | 0 | 0 |  | 570 | 570 |  | 500 | 500 |  | 0 | 0 | 5677.4 | 5677.4 | 0 | 0
2.233.22 | 2R8.20 | (*) Allow for providing maintenance kit, loose keys and consumables stores |  | No | 1 |  |  | 0 | 0 |  | 570 | 570 |  | 500 | 500 |  | 0 | 0 | 5677.4 | 5677.4 | 0 | 0
2.233.23 | 2R8.21 | (*) Allow for documents including shop drawings, As built drawings, operating instructions and maintenance manuals etc., as specified |  | No | 1 |  |  | 0 | 0 |  | 5700 | 5700 |  | 2000 | 2000 |  | 0 | 0 | 5677.4 | 5677.4 | 0 | 0
2.233.24 | 2R8.22 | (*) Allow for incidental work |  | No | 1 |  |  | 0 | 0 |  | 570 | 570 |  | 100 | 100 |  | 0 | 0 | 5677.4 | 5677.4 | 0 | 0
2.233.25 | 2R8.23 | (*) Allow for protective painting and decorative painting |  | No | 1 |  |  | 0 | 0 |  | 570 | 570 |  | 100 | 100 |  | 0 | 0 | 5677.4 | 5677.4 | 0 | 0
| Note | Note Details
2.233.26 | - | Contractor's Adjustment
| Item Code | Description | Item Remarks | Unit of Measurement | Quantity/Base Price |  |  | Unit Price/Discount % (Excluding VAT) | Total |  | Unit Price/Discount % (Excluding VAT) | Total |  | Unit Price/Discount % (Excluding VAT) | Total |  | Unit Price/Discount % (Excluding VAT) | Total | Unit Price/Discount % (Excluding VAT) | Total | Unit Price/Discount % (Excluding VAT) | Total
2.233.27 | CA-01 | (*) Contractor may price here any items which has been shown in the drawings or any other documents but overlooked or not specifically mentioned inthe schedule of items and is necessary for the satisfactory completion of the Works. Should the Contractor fail to insert any item here, it will be deemed that Lump Sum Contract Price includes all such items and no claims for additional items will be entertained. |  | Item | 1 |  |  | 0 | 0 |  | 0 | 0 |  | 0 | 0 |  | 0 | 0 | 0 | 0 | 725000 | 725000
| Note | Note Details
2.233.28 | - | Please attach one PDF file to be named "Additional Items for (insert bill no/name & Section No/name)" for the details of these additional items in the additional attachment area at the end of the BOQ.
2.234 NCP: EXTERNAL WORKS | [6 empty] | 2535214.5 | 60 (out of 60) | 2930681 |  | 60 (out of 60) | 5423347.65 |  | 60 (out of 60) | 6146015 |  | 60 (out of 60) | 4973050 | 60 (out of 60) | 5220538.78 | 60 (out of 60) | 9016870
| Note | Note Details
2.234.1 | - | ANCILLARY STRUCTURES
2.234.2 | - | Construction of building comprising but not limited to concrete foundation, columns, block walls, ground floor slab, roof slab, doors and windows including excavation, backfilling, waterproofing, internal / external finishes and MEP installation; all in accordance with the specification and drawings
2.234.3 | 5.1.01 | ELCLOSED SHELTER
| Item Code | Description | Item Remarks | Unit of Measurement | Quantity/Base Price |  |  | Unit Price/Discount % (Excluding VAT) | Total |  | Unit Price/Discount % (Excluding VAT) | Total |  | Unit Price/Discount % (Excluding VAT) | Total |  | Unit Price/Discount % (Excluding VAT) | Total | Unit Price/Discount % (Excluding VAT) | Total | Unit Price/Discount % (Excluding VAT) | Total
2.234.4 | 5.1.02 | (*) Foundation Excavation |  | m3 | 168 |  |  | 20 | 3360 |  | 45.6 | 7660.8 |  | 20 | 3360 |  | 44 | 7392 | 41.95 | 7047.6 | 50 | 8400
2.234.5 | 5.1.03 | (*) Backfilling |  | m3 | 68 |  |  | 20 | 1360 |  | 45.6 | 3100.8 |  | 20 | 1360 |  | 56 | 3808 | 52.74 | 3586.32 | 100 | 6800
2.234.6 | 5.1.04 | (*) Concrete to blinding |  | m3 | 4 |  |  | 488 | 1952 |  | 513 | 2052 |  | 385 | 1540 |  | 475 | 1900 | 496.2 | 1984.8 | 600 | 2400
2.234.7 | 5.1.05 | (*) Concrete, generally |  | m3 | 47 |  |  | 896 | 42112 |  | 513 | 24111 |  | 1200 | 56400 |  | 525 | 24675 | 491.41 | 23096.27 | 1800 | 84600
2.234.8 | 5.1.06 | (*) Reinforcement, generally |  | Kg | 5520 |  |  | 5 | 27600 |  | 3.99 | 22024.8 |  | 0 | 0 |  | 4 | 22080 | 5.03 | 27765.6 | 4 | 22080
2.234.9 | 5.1.07 | (*) Reinforcement for shotcrete |  | Kg | 513 |  |  | 5 | 2565 |  | 3.99 | 2046.87 |  | 0 | 0 |  | 4 | 2052 | 5.03 | 2580.39 | 4 | 2052
2.234.10 | 5.1.08 | (*) Formworks, generally |  | m2 | 216 |  |  | 0 | 0 |  | 136.8 | 29548.8 |  | 0 | 0 |  | 113 | 24408 | 143.83 | 31067.28 | 200 | 43200
2.234.11 | 5.1.09 | (*) Stampcrete |  | m2 | 36 |  |  | 143 | 5148 |  | 285 | 10260 |  | 450 | 16200 |  | 563 | 20268 | 287.65 | 10355.4 | 600 | 21600
2.234.12 | 5.1.10 | (*) Decorative Shotcrete |  | m2 | 197 |  |  | 159 | 31323 |  | 1026 | 202122 |  | 1000 | 197000 |  | 813 | 160161 | 958.85 | 188893.45 | 1000 | 197000
2.234.13 | 5.1.11 | (*) Fixed Window - 2000 x 4000mm |  | No. | 1 |  |  | 8480 | 8480 |  | 6840 | 6840 |  | 7650 | 7650 |  | 14000 | 14000 | 59928.06 | 59928.06 | 30000 | 30000
2.234.14 | 5.1.12 | (*) Wooden Door type WD4 - 2000 x 2200mm |  | No. | 1 |  |  | 5512 | 5512 |  | 6270 | 6270 |  | 17500 | 17500 |  | 7700 | 7700 | 10307.63 | 10307.63 | 15000 | 15000
2.234.15 | 5.1.15 | (*) Allow for Specialized Finishes |  | Item | 1 |  |  | 10600 | 10600 |  | 34200 | 34200 |  | 50000 | 50000 |  | 37500 | 37500 | 17978.42 | 17978.42 | 150000 | 150000
| Note | Note Details
2.234.16 | - | OPEN SHELTER (3 Nos)
| Item Code | Description | Item Remarks | Unit of Measurement | Quantity/Base Price |  |  | Unit Price/Discount % (Excluding VAT) | Total |  | Unit Price/Discount % (Excluding VAT) | Total |  | Unit Price/Discount % (Excluding VAT) | Total |  | Unit Price/Discount % (Excluding VAT) | Total | Unit Price/Discount % (Excluding VAT) | Total | Unit Price/Discount % (Excluding VAT) | Total
2.234.17 | 5.1.16 | (*) Excavation |  | m3 | 180 |  |  | 20 | 3600 |  | 45.6 | 8208 |  | 20 | 3600 |  | 44 | 7920 | 41.95 | 7551 | 50 | 9000
2.234.18 | 5.1.17 | (*) Backfill |  | m3 | 141 |  |  | 20 | 2820 |  | 45.6 | 6429.6 |  | 20 | 2820 |  | 56 | 7896 | 52.74 | 7436.34 | 700 | 98700
2.234.19 | 5.1.18 | (*) Selected Fill |  | m3 | 30 |  |  | 51 | 1530 |  | 45.6 | 1368 |  | 40 | 1200 |  | 75 | 2250 | 52.74 | 1582.2 | 100 | 3000
2.234.20 | 5.1.19 | (*) Concrete, in blinding |  | m3 | 2 |  |  | 488 | 976 |  | 513 | 1026 |  | 385 | 770 |  | 475 | 950 | 496.2 | 992.4 | 600 | 1200
2.234.21 | 5.1.20 | (*) Concrete, generally |  | m3 | 11 |  |  | 896 | 9856 |  | 513 | 5643 |  | 1200 | 13200 |  | 525 | 5775 | 491.41 | 5405.51 | 1500 | 16500
2.234.22 | 5.1.21 | (*) Reinforcements, generally |  | Kg | 822 |  |  | 5 | 4110 |  | 3.99 | 3279.78 |  | 0 | 0 |  | 4 | 3288 | 5.03 | 4134.66 | 4 | 3288
2.234.23 | 5.1.22 | (*) Formworks |  | m2 | 29 |  |  | 0 | 0 |  | 159.6 | 4628.4 |  | 0 | 0 |  | 113 | 3277 | 143.83 | 4171.07 | 200 | 5800
2.234.24 | 5.1.23 | (*) Stampcrete |  | m2 | 49 |  |  | 143 | 7007 |  | 285 | 13965 |  | 450 | 22050 |  | 563 | 27587 | 287.65 | 14094.85 | 600 | 29400
2.234.25 | 5.1.24 | (*) 30cm dia wooden post |  | m | 32 |  |  | 318 | 10176 |  | 1140 | 36480 |  | 1000 | 32000 |  | 1500 | 48000 | 359.57 | 11506.24 | 5500 | 176000
2.234.26 | 5.1.25 | (*) 50 x 150mm Wooden Beam |  | m | 36 |  |  | 371 | 13356 |  | 798 | 28728 |  | 550 | 19800 |  | 1125 | 40500 | 59.93 | 2157.48 | 800 | 28800
2.234.27 | 5.1.26 | (*) 25 x 200mm Wooden Fascia |  | m | 33 |  |  | 530 | 17490 |  | 456 | 15048 |  | 350 | 11550 |  | 1000 | 33000 | 35.96 | 1186.68 | 1000 | 33000
2.234.28 | 5.1.27 | (*) Wooden Roof shake roof. |  | m2 | 17 |  |  | 1484 | 25228 |  | 342 | 5814 |  | 400 | 6800 |  | 1750 | 29750 | 1797.84 | 30563.28 | 5500 | 93500
2.234.29 | 5.1.28 | (*) Allow for Specialized Finishes |  | Item | 1 |  |  | 10600 | 10600 |  | 34200 | 34200 |  | 50000 | 50000 |  | 37500 | 37500 | 17978.42 | 17978.42 | 100000 | 100000
| Note | Note Details
2.234.30 | - | UNDERGROUND PUMPING STATION
| Item Code | Description | Item Remarks | Unit of Measurement | Quantity/Base Price |  |  | Unit Price/Discount % (Excluding VAT) | Total |  | Unit Price/Discount % (Excluding VAT) | Total |  | Unit Price/Discount % (Excluding VAT) | Total |  | Unit Price/Discount % (Excluding VAT) | Total | Unit Price/Discount % (Excluding VAT) | Total | Unit Price/Discount % (Excluding VAT) | Total
2.234.31 | 5.1.29 | (*) Excavation |  | m3 | 765 |  |  | 20 | 15300 |  | 45.6 | 34884 |  | 20 | 15300 |  | 44 | 33660 | 41.95 | 32091.75 | 50 | 38250
2.234.32 | 5.1.30 | (*) Backfill |  | m3 | 353 |  |  | 20 | 7060 |  | 45.6 | 16096.8 |  | 25 | 8825 |  | 56 | 19768 | 52.74 | 18617.22 | 100 | 35300
2.234.33 | 5.1.31 | (*) Blinding |  | m3 | 14 |  |  | 488 | 6832 |  | 513 | 7182 |  | 385 | 5390 |  | 475 | 6650 | 496.2 | 6946.8 | 600 | 8400
2.234.34 | 5.1.32 | (*) Concrete, generally |  | m3 | 224 |  |  | 896 | 200704 |  | 513 | 114912 |  | 1300 | 291200 |  | 525 | 117600 | 503.4 | 112761.6 | 1500 | 336000
2.234.35 | 5.1.33 | (*) Formworks |  | m3 | 475 |  |  | 0 | 0 |  | 159.6 | 75810 |  | 0 | 0 |  | 900 | 427500 | 155.81 | 74009.75 | 200 | 95000
2.234.36 | 5.1.34 | (*) Reinforcement |  | Kg | 19500 |  |  | 5 | 97500 |  | 3.99 | 77805 |  | 0 | 0 |  | 4 | 78000 | 5.03 | 98085 | 4 | 78000
2.234.37 | 5.1.35 | (*) Access Door |  | No. | 2 |  |  | 7950 | 15900 |  | 1710 | 3420 |  | 10000 | 20000 |  | 1500 | 3000 | 3595.68 | 7191.36 | 6500 | 13000
2.234.38 | 5.1.36 | (*) Door, Type SD6 - 1400W x 2200H |  | No. | 1 |  |  | 4664 | 4664 |  | 3192 | 3192 |  | 5700 | 5700 |  | 4000 | 4000 | 7191.37 | 7191.37 | 8000 | 8000
2.234.39 | 5.1.37 | (*) Steel Ladder |  | No. | 2 |  |  | 5300 | 10600 |  | 3420 | 6840 |  | 2500 | 5000 |  | 6875 | 13750 | 4794.25 | 9588.5 | 7000 | 14000
2.234.40 | 5.1.38 | (*) Waterproofing |  | Item | 1 |  |  | 8480 | 8480 |  | 5700 | 5700 |  | 60000 | 60000 |  | 31250 | 31250 | 33559.72 | 33559.72 | 35000 | 35000
| Note | Note Details
2.234.41 | - | SITE WORKS
2.234.42 | - | Site Preparation
| Item Code | Description | Item Remarks | Unit of Measurement | Quantity/Base Price |  |  | Unit Price/Discount % (Excluding VAT) | Total |  | Unit Price/Discount % (Excluding VAT) | Total |  | Unit Price/Discount % (Excluding VAT) | Total |  | Unit Price/Discount % (Excluding VAT) | Total | Unit Price/Discount % (Excluding VAT) | Total | Unit Price/Discount % (Excluding VAT) | Total
2.234.43 | 5.1.39 | (*) Clearing and grubbing. |  | m2 | 8200 |  |  | 4 | 32800 |  | 28.5 | 233700 |  | 10 | 82000 |  | 11 | 90200 | 9.59 | 78638 | 50 | 410000
2.234.44 | 5.1.40 | (*) Remove and replant existing neem trees |  | No. | 13 |  |  | 530 | 6890 |  | 3990 | 51870 |  | 1500 | 19500 |  | 750 | 9750 | 1198.56 | 15581.28 | 3800 | 49400
| Note | Note Details
2.234.45 | - | Soft Landscaping
2.234.46 | - | Earthworks
| Item Code | Description | Item Remarks | Unit of Measurement | Quantity/Base Price |  |  | Unit Price/Discount % (Excluding VAT) | Total |  | Unit Price/Discount % (Excluding VAT) | Total |  | Unit Price/Discount % (Excluding VAT) | Total |  | Unit Price/Discount % (Excluding VAT) | Total | Unit Price/Discount % (Excluding VAT) | Total | Unit Price/Discount % (Excluding VAT) | Total
2.234.47 | 5.1.41 | (*) General filling with planting soil with fertilizer |  | m2 | 2281 |  |  | 53 | 120893 |  | 114 | 260034 |  | 50 | 114050 |  | 94 | 214414 | 41.95 | 95687.95 | 80 | 182480
2.234.48 | 5.1.42 | (*) Front lawn sand |  | m2 | 23 |  |  | 80 | 1840 |  | 57 | 1311 |  | 25 | 575 |  | 150 | 3450 | 41.95 | 964.85 | 100 | 2300
2.234.49 | 5.1.43 | (*) Sand and soil |  | m2 | 1121 |  |  | 64 | 71744 |  | 91.2 | 102235.2 |  | 25 | 28025 |  | 66 | 73986 | 41.95 | 47025.95 | 150 | 168150
| Note | Note Details
2.234.50 | - | Ground Covers
| Item Code | Description | Item Remarks | Unit of Measurement | Quantity/Base Price |  |  | Unit Price/Discount % (Excluding VAT) | Total |  | Unit Price/Discount % (Excluding VAT) | Total |  | Unit Price/Discount % (Excluding VAT) | Total |  | Unit Price/Discount % (Excluding VAT) | Total | Unit Price/Discount % (Excluding VAT) | Total | Unit Price/Discount % (Excluding VAT) | Total
2.234.51 | 5.1.44 | (*) At Exhibit Area |  | m2 | 1486 |  |  | 159 | 236274 |  | 182.4 | 271046.4 |  | 160 | 237760 |  | 150 | 222900 | 53.94 | 80154.84 | 500 | 743000
2.234.52 | 5.1.45 | (*) At Green Area |  | m2 | 795 |  |  | 212 | 168540 |  | 296.4 | 235638 |  | 160 | 127200 |  | 225 | 178875 | 53.94 | 42882.3 | 800 | 636000
| Note | Note Details
2.234.53 | - | Trees & Shrubs
| Item Code | Description | Item Remarks | Unit of Measurement | Quantity/Base Price |  |  | Unit Price/Discount % (Excluding VAT) | Total |  | Unit Price/Discount % (Excluding VAT) | Total |  | Unit Price/Discount % (Excluding VAT) | Total |  | Unit Price/Discount % (Excluding VAT) | Total | Unit Price/Discount % (Excluding VAT) | Total | Unit Price/Discount % (Excluding VAT) | Total
2.234.54 | 5.1.46 | (*) Palm Trees |  | No. | 7 |  |  | 4240 | 29680 |  | 3420 | 23940 |  | 5000 | 35000 |  | 8125 | 56875 | 2397.12 | 16779.84 | 7000 | 49000
2.234.55 | 5.1.47 | (*) Shrubs |  | No. | 110 |  |  | 1060 | 116600 |  | 22.8 | 2508 |  | 20 | 2200 |  | 475 | 52250 | 359.57 | 39552.7 | 300 | 33000
| Note | Note Details
2.234.56 | - | Hard Landscaping
| Item Code | Description | Item Remarks | Unit of Measurement | Quantity/Base Price |  |  | Unit Price/Discount % (Excluding VAT) | Total |  | Unit Price/Discount % (Excluding VAT) | Total |  | Unit Price/Discount % (Excluding VAT) | Total |  | Unit Price/Discount % (Excluding VAT) | Total | Unit Price/Discount % (Excluding VAT) | Total | Unit Price/Discount % (Excluding VAT) | Total
2.234.57 | 5.1.48 | (*) Pathway @ 2.00m width stamp concrete |  | m2 | 907 |  |  | 143 | 129701 |  | 262.2 | 237815.4 |  | 450 | 408150 |  | 563 | 510641 | 455.45 | 413093.15 | 600 | 544200
2.234.58 | 5.1.49 | (*) Safety Fence @ 1.20m high |  | m | 187 |  |  | 318 | 59466 |  | 228 | 42636 |  | 2000 | 374000 |  | 938 | 175406 | 1797.84 | 336196.08 | 3500 | 654500
2.234.59 | 5.1.50 | (*) Artificial rock made of concrete |  | No. | 18 |  |  | 3180 | 57240 |  | 19380 | 348840 |  | 18000 | 324000 |  | 10000 | 180000 | 15581.3 | 280463.4 | 1500 | 27000
2.234.60 | 5.1.51 | (*) Benches |  | No. | 15 |  |  | 6360 | 95400 |  | 2280 | 34200 |  | 4000 | 60000 |  | 5625 | 84375 | 3595.68 | 53935.2 | 10000 | 150000
2.234.61 | 5.1.52 | (*) Wooden toy playing area for chimpanzee |  | No. | 3 |  |  | 15900 | 47700 |  | 5700 | 17100 |  | 150000 | 450000 |  | 100000 | 300000 | 47942.45 | 143827.35 | 35000 | 105000
2.234.62 | 5.1.53 | (*) Termite mound and honey digging grounds |  | No. | 2 |  |  | 15900 | 31800 |  | 34200 | 68400 |  | 35000 | 70000 |  | 100000 | 200000 | 29964.03 | 59928.06 | 200000 | 400000
2.234.63 | 5.1.54 | (*) Display dead tree trunk |  | No. | 5 |  |  | 21200 | 106000 |  | 18240 | 91200 |  | 50000 | 250000 |  | 18750 | 93750 | 11985.61 | 59928.05 | 50000 | 250000
| Note | Note Details
2.234.64 | - | MOAT
| Item Code | Description | Item Remarks | Unit of Measurement | Quantity/Base Price |  |  | Unit Price/Discount % (Excluding VAT) | Total |  | Unit Price/Discount % (Excluding VAT) | Total |  | Unit Price/Discount % (Excluding VAT) | Total |  | Unit Price/Discount % (Excluding VAT) | Total | Unit Price/Discount % (Excluding VAT) | Total | Unit Price/Discount % (Excluding VAT) | Total
2.234.65 | 5.1.55 | (*) Excavation |  | m3 | 1897 |  |  | 20 | 37940 |  | 45.6 | 86503.2 |  | 20 | 37940 |  | 44 | 83468 | 41.95 | 79579.15 | 50 | 94850
2.234.66 | 5.1.56 | (*) Concrete to blinding |  | m3 | 120 |  |  | 488 | 58560 |  | 513 | 61560 |  | 385 | 46200 |  | 475 | 57000 | 496.2 | 59544 | 600 | 72000
2.234.67 | 5.1.57 | (*) Concrete, generally |  | m3 | 580 |  |  | 896 | 519680 |  | 513 | 297540 |  | 1500 | 870000 |  | 525 | 304500 | 503.4 | 291972 | 1500 | 870000
2.234.68 | 5.1.58 | (*) Reinforcement |  | Kg | 35380 |  |  | 5 | 176900 |  | 3.99 | 141166.2 |  | 0 | 0 |  | 4 | 141520 | 5.03 | 177961.4 | 4 | 141520
2.234.69 | 5.1.59 | (*) Formworks |  | m2 | 1171 |  |  | 0 | 0 |  | 159.6 | 186891.6 |  | 0 | 0 |  | 125 | 146375 | 155.81 | 182453.51 | 200 | 234200
2.234.70 | 5.1.60 | (*) Moat safety hot wire fence @ 1.00 meter high. |  | m | 164 |  |  | 318 | 52152 |  | 399 | 65436 |  | 600 | 98400 |  | 625 | 102500 | 1198.56 | 196563.84 | 1500 | 246000
2.234.71 | 5.1.61 | (*) Rough Finish for Moat Surface with WP |  | m2 | 2320 |  |  | 64 | 148480 |  | 684 | 1586880 |  | 640 | 1484800 |  | 100 | 232000 | 575.31 | 1334719.2 | 350 | 812000
| Note | Note Details
2.234.72 | - | Landscaping works at the rooftop of the main building including planters soil etc…
| Item Code | Description | Item Remarks | Unit of Measurement | Quantity/Base Price |  |  | Unit Price/Discount % (Excluding VAT) | Total |  | Unit Price/Discount % (Excluding VAT) | Total |  | Unit Price/Discount % (Excluding VAT) | Total |  | Unit Price/Discount % (Excluding VAT) | Total | Unit Price/Discount % (Excluding VAT) | Total | Unit Price/Discount % (Excluding VAT) | Total
2.234.73 | 5.1.62 | (*) Soft Landscape at the Rooftop of the main building |  | Item | 1 |  |  | 10600 | 10600 |  | 114000 | 114000 |  | 100000 | 100000 |  | 150000 | 150000 | 239712.26 | 239712.26 | 300000 | 300000
| Note | Note Details
2.234.74 | - | Contractor's Adjustment
| Item Code | Description | Item Remarks | Unit of Measurement | Quantity/Base Price |  |  | Unit Price/Discount % (Excluding VAT) | Total |  | Unit Price/Discount % (Excluding VAT) | Total |  | Unit Price/Discount % (Excluding VAT) | Total |  | Unit Price/Discount % (Excluding VAT) | Total | Unit Price/Discount % (Excluding VAT) | Total | Unit Price/Discount % (Excluding VAT) | Total
2.234.75 | CA-01 | (*) Contractor may price here any items which has been shown in the drawings or any other documents but overlooked or not specifically mentioned inthe schedule of items and is necessary for the satisfactory completion of the Works. Should the Contractor fail to insert any item here, it will be deemed that Lump Sum Contract Price includes all such items and no claims for additional items will be entertained. |  | Item | 1 |  |  | 0 | 0 |  | 0 | 0 |  | 0 | 0 |  | 0 | 0 | 0 | 0 | 0 | 0
| Note | Note Details
2.234.76 | - | Please attach one PDF file to be named "Additional Items for (insert bill no/name & Section No/name)" for the details of these additional items in the additional attachment area at the end of the BOQ.
2.235 NCP: EXTERNAL SERVICES | [6 empty] | 151070 | 21 (out of 21) | 1513265 |  | 21 (out of 21) | 1305710.4 |  | 21 (out of 21) | 198700 |  | 21 (out of 21) | 0 | 21 (out of 21) | 749700.01 | 21 (out of 21) | 423500
| Note | Note Details
2.235.1 | - | IRRIGATION SYSTEM INSTALLATION
2.235.2 | - | Pipework and fittings
| Item Code | Description | Item Remarks | Unit of Measurement | Quantity/Base Price |  |  | Unit Price/Discount % (Excluding VAT) | Total |  | Unit Price/Discount % (Excluding VAT) | Total |  | Unit Price/Discount % (Excluding VAT) | Total |  | Unit Price/Discount % (Excluding VAT) | Total | Unit Price/Discount % (Excluding VAT) | Total | Unit Price/Discount % (Excluding VAT) | Total
2.235.3 | 5.2.01 | (*) 25mm dia. |  | m | 50 |  |  | 144 | 7200 |  | 28.5 | 1425 |  | 40 | 2000 |  | 0 | 0 | 59.93 | 2996.5 | 100 | 5000
2.235.4 | 5.2.02 | (*) 25mm dia. External |  | m | 250 |  |  | 144 | 36000 |  | 28.5 | 7125 |  | 40 | 10000 |  | 0 | 0 | 59.93 | 14982.5 | 130 | 32500
| Note | Note Details
2.235.5 | - | Gate valves (GV)
| Item Code | Description | Item Remarks | Unit of Measurement | Quantity/Base Price |  |  | Unit Price/Discount % (Excluding VAT) | Total |  | Unit Price/Discount % (Excluding VAT) | Total |  | Unit Price/Discount % (Excluding VAT) | Total |  | Unit Price/Discount % (Excluding VAT) | Total | Unit Price/Discount % (Excluding VAT) | Total | Unit Price/Discount % (Excluding VAT) | Total
2.235.6 | 5.2.03 | (*) 25mm dia. |  | No. | 4 |  |  | 2650 | 10600 |  | 102.6 | 410.4 |  | 3400 | 13600 |  | 0 | 0 | 2397.12 | 9588.48 | 2500 | 10000
| Note | Note Details
2.235.7 | - | Pumps
2.235.8 | - | Pump set complete including valves, flexible connections, pressure vessel, vibration isolators, safety devices, prewired control panels, DDC with buzzer and flash indicator strainers, foundations and electrical connections to local outlets; all in accordance with the specification and drawings
| Item Code | Description | Item Remarks | Unit of Measurement | Quantity/Base Price |  |  | Unit Price/Discount % (Excluding VAT) | Total |  | Unit Price/Discount % (Excluding VAT) | Total |  | Unit Price/Discount % (Excluding VAT) | Total |  | Unit Price/Discount % (Excluding VAT) | Total | Unit Price/Discount % (Excluding VAT) | Total | Unit Price/Discount % (Excluding VAT) | Total
2.235.9 | 5.2.04 | (*) Irrigation pump set consisting of one duty / one standby pumps |  | Set | 1 |  |  | 26500 | 26500 |  | 570000 | 570000 |  | 55000 | 55000 |  | 0 | 0 | 59928.06 | 59928.06 | 30000 | 30000
2.235.10 | 5.2.05 | (*) Underground Water Tank for Irrigation |  | Item | 1 |  |  | 53000 | 53000 |  | 114000 | 114000 |  | 0 | 0 |  | 0 | 0 | 119856.13 | 119856.13 | 100000 | 100000
| Note | Note Details
2.235.11 | - | RIVER SYSTEM INSTALLATION
2.235.12 | - | Pipework and fittings
| Item Code | Description | Item Remarks | Unit of Measurement | Quantity/Base Price |  |  | Unit Price/Discount % (Excluding VAT) | Total |  | Unit Price/Discount % (Excluding VAT) | Total |  | Unit Price/Discount % (Excluding VAT) | Total |  | Unit Price/Discount % (Excluding VAT) | Total | Unit Price/Discount % (Excluding VAT) | Total | Unit Price/Discount % (Excluding VAT) | Total
2.235.13 | 5.2.06 | (*) 100mm dia. |  | m | 80 |  |  | 250 | 20000 |  | 57 | 4560 |  | 120 | 9600 |  | 0 | 0 | 179.78 | 14382.4 | 250 | 20000
2.235.14 | 5.2.07 | (*) 100mm dia. External |  | m | 70 |  |  | 250 | 17500 |  | 57 | 3990 |  | 220 | 15400 |  | 0 | 0 | 179.78 | 12584.6 | 300 | 21000
| Note | Note Details
2.235.15 | - | Gate valves (GV)
| Item Code | Description | Item Remarks | Unit of Measurement | Quantity/Base Price |  |  | Unit Price/Discount % (Excluding VAT) | Total |  | Unit Price/Discount % (Excluding VAT) | Total |  | Unit Price/Discount % (Excluding VAT) | Total |  | Unit Price/Discount % (Excluding VAT) | Total | Unit Price/Discount % (Excluding VAT) | Total | Unit Price/Discount % (Excluding VAT) | Total
2.235.16 | 5.2.08 | (*) 100mm dia. |  | No. | 4 |  |  | 5300 | 21200 |  | 11400 | 45600 |  | 3500 | 14000 |  | 0 | 0 | 5992.81 | 23971.24 | 5000 | 20000
| Note | Note Details
2.235.17 | - | Equipment
2.235.18 | - | Pump set complete including valves, flexible connections, pressure vessel, vibration isolators, safety devices, prewired control panels, DDC with buzzer and flash indicator strainers, foundations and electrical connections to local outlets; all in accordance with the specification and drawings
| Item Code | Description | Item Remarks | Unit of Measurement | Quantity/Base Price |  |  | Unit Price/Discount % (Excluding VAT) | Total |  | Unit Price/Discount % (Excluding VAT) | Total |  | Unit Price/Discount % (Excluding VAT) | Total |  | Unit Price/Discount % (Excluding VAT) | Total | Unit Price/Discount % (Excluding VAT) | Total | Unit Price/Discount % (Excluding VAT) | Total
2.235.19 | 5.2.09 | (*) River pump set consisting of one duty / one standby pumps |  | Set | 1 |  |  | 53000 | 53000 |  | 547200 | 547200 |  | 60000 | 60000 |  | 0 | 0 | 359568.39 | 359568.39 | 35000 | 35000
| Note | Note Details
2.235.20 | - | SUNDRIES
| Item Code | Description | Item Remarks | Unit of Measurement | Quantity/Base Price |  |  | Unit Price/Discount % (Excluding VAT) | Total |  | Unit Price/Discount % (Excluding VAT) | Total |  | Unit Price/Discount % (Excluding VAT) | Total |  | Unit Price/Discount % (Excluding VAT) | Total | Unit Price/Discount % (Excluding VAT) | Total | Unit Price/Discount % (Excluding VAT) | Total
2.235.21 | 5.2.10 | (*) Allow for liaison, co-ordination and attendance on Public Authorities work to meet the requirement of the specification |  | Item | 1 |  |  | 53000 | 53000 |  | 1140 | 1140 |  | 2500 | 2500 |  | 0 | 0 | 11985.61 | 11985.61 | 0 | 0
2.235.22 | 5.2.11 | (*) Allow for supports, including fixings, anchors, insulating block, anti vibration devices and noise suppression measures |  | Item | 1 |  |  | 0 | 0 |  | 1140 | 1140 |  | 3000 | 3000 |  | 0 | 0 | 11985.61 | 11985.61 | 0 | 0
2.235.23 | 5.2.12 | (*) Allow for identification labels including plates, discs, labels, charts and colour coding |  | Item | 1 |  |  | 0 | 0 |  | 1140 | 1140 |  | 2000 | 2000 |  | 0 | 0 | 11985.61 | 11985.61 | 0 | 0
2.235.24 | 5.2.13 | (*) Allow for Builder's work supported with water supply installation |  | Item | 1 |  |  | 0 | 0 |  | 2280 | 2280 |  | 5000 | 5000 |  | 0 | 0 | 11985.61 | 11985.61 | 0 | 0
2.235.25 | 5.2.14 | (*) Allow for cleaning, testing and commissioning and operating the completed installation including fuel and consumables |  | Item | 1 |  |  | 0 | 0 |  | 1140 | 1140 |  | 2000 | 2000 |  | 0 | 0 | 11985.61 | 11985.61 | 0 | 0
2.235.26 | 5.2.15 | (*) Allow for tools and spares for all the equipment supplied |  | Item | 1 |  |  | 0 | 0 |  | 570 | 570 |  | 500 | 500 |  | 0 | 0 | 11985.61 | 11985.61 | 0 | 0
2.235.27 | 5.2.16 | (*) Allow for providing maintenance kit, loose keys and consumables stores |  | Item | 1 |  |  | 0 | 0 |  | 570 | 570 |  | 500 | 500 |  | 0 | 0 | 11985.61 | 11985.61 | 0 | 0
2.235.28 | 5.2.17 | (*) Allow for disinfection of potable water system |  | Item | 1 |  |  | 0 | 0 |  | 570 | 570 |  | 500 | 500 |  | 0 | 0 | 11985.61 | 11985.61 | 0 | 0
2.235.29 | 5.2.18 | (*) Allow for documents including shop drawings, As built drawings, operating instructions and maintenance manuals etc., as specified |  | Item | 1 |  |  | 0 | 0 |  | 1140 | 1140 |  | 2000 | 2000 |  | 0 | 0 | 11985.61 | 11985.61 | 0 | 0
2.235.30 | 5.2.19 | (*) Allow for incidental work |  | Item | 1 |  |  | 0 | 0 |  | 1140 | 1140 |  | 100 | 100 |  | 0 | 0 | 11985.61 | 11985.61 | 0 | 0
2.235.31 | 5.2.20 | (*) Allow for protective painting and decorative painting |  | Item | 1 |  |  | 0 | 0 |  | 570 | 570 |  | 1000 | 1000 |  | 0 | 0 | 11985.61 | 11985.61 | 150000 | 150000
| Note | Note Details
2.235.32 | - | Contractor's Adjustment
| Item Code | Description | Item Remarks | Unit of Measurement | Quantity/Base Price |  |  | Unit Price/Discount % (Excluding VAT) | Total |  | Unit Price/Discount % (Excluding VAT) | Total |  | Unit Price/Discount % (Excluding VAT) | Total |  | Unit Price/Discount % (Excluding VAT) | Total | Unit Price/Discount % (Excluding VAT) | Total | Unit Price/Discount % (Excluding VAT) | Total
2.235.33 | CA-01 | (*) Contractor may price here any items which has been shown in the drawings or any other documents but overlooked or not specifically mentioned inthe schedule of items and is necessary for the satisfactory completion of the Works. Should the Contractor fail to insert any item here, it will be deemed that Lump Sum Contract Price includes all such items and no claims for additional items will be entertained. |  | Item | 1 |  |  | 1215265 | 1215265 |  | 0 | 0 |  | 0 | 0 |  | 0 | 0 | 0 | 0 | 0 | 0
| Note | Note Details
2.235.34 | - | Please attach one PDF file to be named "Additional Items for (insert bill no/name & Section No/name)" for the details of these additional items in the additional attachment area at the end of the BOQ.
2.236 AL AIN ZOO HQ BUILDING | [6 empty] | 21634172 |  | 24995371.62 |  | 0 (out of 0) | 39121154.92 |  | 0 (out of 0) | 36366000 |  | 0 (out of 0) | 29839815.96 | 0 (out of 0) | 59201438.516 | 0 (out of 0) | 46576615
2.237 HQ - PRELIMINARIES AND GENERAL REQUIREMENTS | [6 empty] | 1966800 | 53 (out of 53) | 3325475.42 |  | 53 (out of 53) | 5890930 |  | 53 (out of 53) | 2967699 |  | 53 (out of 53) | 0 | 53 (out of 53) | 6730800 | 53 (out of 53) | 9577755
| Note | Note Details
2.237.1 | - | General Notes on General Requirements
2.237.2 | - | These General Requirements are applicable to the whole of the Works. The Contractor shall price each of the lumpsum contained herein individually. The Tenderer shall not enter any lumpsum covering more than one or all lumpsum Where any lump sum of the General Requirements has not been priced, it will be deemed that the value of such lumpsum is included elsewhere in the Bill of Quantities.
2.237.3 | - | The Contractor is referred to the requirements of the Contract/Tender Documents.
2.237.4 | - | The Contractor shall price herein any obligations contained in the following for which he has not included elsewhere and wishes to price separately.
2.237.5 | - | The Contractor is responsible for the design, construction, maintenance and removal of all temporary works. The Contractor is to submit to the Engineer his proposals for all temporary works for approval. The Engineer’s approval will no way relieve the Contractor of his responsibility for the safety of the works, operatives, adjoining property, structure or services and compliance with appropriate regulations and Codes of Practice.
2.237.6 | - | Pricing Generally
2.237.7 | - | The Contractor shall satisfy himself as to the meaning of every item in the Bills of Quantities and the rates and prices inserted by him will be deemed to cover all his obligations under the Contract and all matters and things necessary for the proper construction and completion of the Works including, but not by any way of limitation, all temporary work required (including any that may be required by subcontractors, whether nominated or otherwise).
2.237.8 | - | The prices shall include for all materials and labour and for the provision and use of all plant whether mechanical or non-mechanical required for the expeditious carrying out of the Works in their proper sequence - for shifting, altering and adapting such temporary work and plant as may be required during the progress of the Works and removing at completion and making good any surfaces disturbed and if not included in the prices inserted against the Conditions of Contract clauses above; (continued)
2.237.9 | - | (continuation) for the costs of preparing a tender; for the work in connection with measurements and the final account, for profit and for all other establishment charges and on costs of whatever nature. No claim for additional payment will be allowed for any error or misunderstanding by the contractor in these respects.
2.237.10 | - | All accommodation required for the safety, health and welfare facilities including adequate shelter from inclement weather, accommodation for the storage and drying of clothes, taking of meals and sanitary and washing facilities for all people employed on the site, first aid facilities, (continued)
2.237.11 | - | (continuation) fire fighting equipment and drinking water facilities, including all necessary service connections, etc., all in accordance with the Specification, the laws and regulations of relevant UAE authorities and compliance with Estidama requirements for livable conditions.
2.237.12 | - | Contract Insurances
| Item Code | Description | Item Remarks | Unit of Measurement | Quantity/Base Price |  |  | Unit Price/Discount % (Excluding VAT) | Total |  | Unit Price/Discount % (Excluding VAT) | Total |  | Unit Price/Discount % (Excluding VAT) | Total |  | Unit Price/Discount % (Excluding VAT) | Total | Unit Price/Discount % (Excluding VAT) | Total | Unit Price/Discount % (Excluding VAT) | Total
2.237.13 | B1.01 | (*) The Contractor should allow for provision of all the contract insurances in accordance with the Conditions of Contract. The contract insurances shall be from an approved insurance company in the Abu Dhabi Emirate and to the approval of the Engineer and the Employer. |  | Item | 1 |  |  | 3325475.42 | 3325475.42 |  | 277000 | 277000 |  | 30000 | 30000 |  | 0 | 0 | 150000 | 150000 | 87300 | 87300
| Note | Note Details
2.237.14 | - | Bonds
| Item Code | Description | Item Remarks | Unit of Measurement | Quantity/Base Price |  |  | Unit Price/Discount % (Excluding VAT) | Total |  | Unit Price/Discount % (Excluding VAT) | Total |  | Unit Price/Discount % (Excluding VAT) | Total |  | Unit Price/Discount % (Excluding VAT) | Total | Unit Price/Discount % (Excluding VAT) | Total | Unit Price/Discount % (Excluding VAT) | Total
2.237.15 | B1.02 | (*) The Contractor should allow for all bonds including performance security in accordance with the Conditions of Contract. The Bonds be from an approved bank/finance institute in the Abu Dhabi Emirate and to the approval of the Engineer and the Employer. |  | Item | 1 |  |  | 0 | 0 |  | 277000 | 277000 |  | 30000 | 30000 |  | 0 | 0 | 150000 | 150000 | 277875 | 277875
| Note | Note Details
2.237.16 | - | Guarantees & Warrantees
| Item Code | Description | Item Remarks | Unit of Measurement | Quantity/Base Price |  |  | Unit Price/Discount % (Excluding VAT) | Total |  | Unit Price/Discount % (Excluding VAT) | Total |  | Unit Price/Discount % (Excluding VAT) | Total |  | Unit Price/Discount % (Excluding VAT) | Total | Unit Price/Discount % (Excluding VAT) | Total | Unit Price/Discount % (Excluding VAT) | Total
2.237.17 | B1.03 | (*) The Contractor should allow for provision of all necessary contract warranties in accordance with the Conditions of Contract and Specification. The guarantee's shall be to the approval of the Engineer and the Employer. |  | Item | 1 |  |  | 0 | 0 |  | 253910 | 253910 |  | 1000 | 1000 |  | 0 | 0 | 25000 | 25000 | 41400 | 41400
| Note | Note Details
2.237.18 | - | Permits, Statutory Approvals and Co-ordination
| Item Code | Description | Item Remarks | Unit of Measurement | Quantity/Base Price |  |  | Unit Price/Discount % (Excluding VAT) | Total |  | Unit Price/Discount % (Excluding VAT) | Total |  | Unit Price/Discount % (Excluding VAT) | Total |  | Unit Price/Discount % (Excluding VAT) | Total | Unit Price/Discount % (Excluding VAT) | Total | Unit Price/Discount % (Excluding VAT) | Total
2.237.19 | B1.04 | (*) The Contractor shall be responsible for coordinating with all relevant Government Departments and obtaining all necessary approvals, certificates and permits including building permits from the relevant Government Departments, the Police, local Service Authorities and Institutions (i.e. Electricity & Water Authority, Etisalat, Civil Defense, etc.) as required in the performance of this Contract. |  | Item | 1 |  |  | 0 | 0 |  | 45000 | 45000 |  | 10000 | 10000 |  | 0 | 0 | 50000 | 50000 | 76500 | 76500
| Note | Note Details
2.237.20 | - | Office Facilities for the Staff of Employer and the Engineer
2.237.21 | - | The Contractor shall provide, maintain and remove temporary site offices for the staff of the Employer and Engineer along with welfare facilities (pantry, toilets, etc.), utility services, office furniture, computers, photocopy machines, IT, telephone & fax services, vehicle parking facilities, etc., acceptable to the Employer/Engineer and as per the specification and drawings. (continued)
2.237.22 | - | (Continuation) The contractor shall ensure that all facilities shall be in full compliance with Abu Dhabi Civil Defense requirements. The facilities shall include the protective clothing, safety accessories and equipment (PPE) with Musanada logo as required for the personnel.
| Item Code | Description | Item Remarks | Unit of Measurement | Quantity/Base Price |  |  | Unit Price/Discount % (Excluding VAT) | Total |  | Unit Price/Discount % (Excluding VAT) | Total |  | Unit Price/Discount % (Excluding VAT) | Total |  | Unit Price/Discount % (Excluding VAT) | Total | Unit Price/Discount % (Excluding VAT) | Total | Unit Price/Discount % (Excluding VAT) | Total
2.237.23 | B1.05 | (*) Establishment of site offices and equipment |  | Item | 1 |  |  | 0 | 0 |  | 383310 | 383310 |  | 150000 | 150000 |  | 0 | 0 | 0 | 0 | 317500 | 317500
2.237.24 | B1.06 | (*) Maintenance of the site offices and equipment including pay all electricity, water and Etisalat charges for the duration of the construction period. |  | Item | 1 |  |  | 0 | 0 |  | 410070 | 410070 |  | 50000 | 50000 |  | 0 | 0 | 300000 | 300000 | 104400 | 104400
2.237.25 | B1.07 | (*) Removal of site offices and equipment |  | Item | 1 |  |  | 0 | 0 |  | 21030 | 21030 |  | 5000 | 5000 |  | 0 | 0 | 100000 | 100000 | 11600 | 11600
2.237.26 | B1.08 | (*) Provide all consumables and refreshments for use within the site offices, as required. |  | Item | 1 |  |  | 0 | 0 |  | 94630 | 94630 |  | 25000 | 25000 |  | 0 | 0 | 400000 | 400000 | 69600 | 69600
| Note | Note Details
2.237.27 | - | Offices and Facilities of the Contractor
2.237.28 | - | The Contractor is to provide, in positions to be approved by the Engineer, all necessary furnished offices for his site staff and the site staff of all sub-contractors all in accordance with the drawings and Specification.
| Item Code | Description | Item Remarks | Unit of Measurement | Quantity/Base Price |  |  | Unit Price/Discount % (Excluding VAT) | Total |  | Unit Price/Discount % (Excluding VAT) | Total |  | Unit Price/Discount % (Excluding VAT) | Total |  | Unit Price/Discount % (Excluding VAT) | Total | Unit Price/Discount % (Excluding VAT) | Total | Unit Price/Discount % (Excluding VAT) | Total
2.237.29 | B1.09 | (*) Establishment charge (fixed cost) |  | Item | 1 |  |  | 0 | 0 |  | 432730 | 432730 |  | 300000 | 300000 |  | 0 | 0 | 0 | 0 | 274000 | 274000
2.237.30 | B1.10 | (*) Maintenance charge (Fixed cost) |  | Item | 1 |  |  | 0 | 0 |  | 410070 | 410070 |  | 150000 | 150000 |  | 0 | 0 | 480000 | 480000 | 139200 | 139200
2.237.31 | B1.11 | (*) Removal charge (fixed cost) |  | Item | 1 |  |  | 0 | 0 |  | 21030 | 21030 |  | 5000 | 5000 |  | 0 | 0 | 100000 | 100000 | 17400 | 17400
2.237.32 | B1.12 | (*) The Contractor is to provide and maintain weatherproof lock-up sheds, workshops and stores for the storage and protection of materials, tools and plant, all in accordance with the Specification and project requirements. |  | Item | 1 |  |  | 0 | 0 |  | 131430 | 131430 |  | 100000 | 100000 |  | 0 | 0 | 100000 | 100000 | 200100 | 200100
| Note | Note Details
2.237.33 | - | Contractor's Plants and Equipment
2.237.34 | - | The Contractor shall provide all constructional plant, lifting equipment, transport facilities, tools and services, etc. required for the proper execution of the Works. This responsibility shall include shipment, customs clearance, off-loading, loading and handling and transportation to the site. The facilities shall include the protective clothing and safety equipment (PPE).
| Item Code | Description | Item Remarks | Unit of Measurement | Quantity/Base Price |  |  | Unit Price/Discount % (Excluding VAT) | Total |  | Unit Price/Discount % (Excluding VAT) | Total |  | Unit Price/Discount % (Excluding VAT) | Total |  | Unit Price/Discount % (Excluding VAT) | Total | Unit Price/Discount % (Excluding VAT) | Total | Unit Price/Discount % (Excluding VAT) | Total
2.237.35 | B1.13 | (*) Mobilaisation charges (fixed cost) |  | Item | 1 |  |  | 0 | 0 |  | 262860 | 262860 |  | 800000 | 800000 |  | 0 | 0 | 0 | 0 | 1269000 | 1269000
2.237.36 | B1.14 | (*) Maintenance charge (Fixed cost) |  | Item | 1 |  |  | 0 | 0 |  | 2620 | 2620 |  | 30000 | 30000 |  | 0 | 0 | 0 | 0 | 216000 | 216000
2.237.37 | B1.15 | (*) De-mobilisation charges (fixed cost) |  | Item | 1 |  |  | 0 | 0 |  | 2620 | 2620 |  | 2000 | 2000 |  | 0 | 0 | 0 | 0 | 18000 | 18000
| Note | Note Details
2.237.38 | - | Temporary Water and Electricity Services for the Construction Works
2.237.39 | - | The Contractor shall provide and maintain temporary water and electricity services required for the Works including that required by the sub-contractors. Pay all charges and bear all costs for the necessary temporary installation including pipe work, pumps, water tankers, storage tanks, generating equipment, etc., and remove on completion and make good all work disturbed.
| Item Code | Description | Item Remarks | Unit of Measurement | Quantity/Base Price |  |  | Unit Price/Discount % (Excluding VAT) | Total |  | Unit Price/Discount % (Excluding VAT) | Total |  | Unit Price/Discount % (Excluding VAT) | Total |  | Unit Price/Discount % (Excluding VAT) | Total | Unit Price/Discount % (Excluding VAT) | Total | Unit Price/Discount % (Excluding VAT) | Total
2.237.40 | B1.16 | (*) Establishment charge (fixed cost) |  | Item | 1 |  |  | 0 | 0 |  | 103870 | 103870 |  | 100000 | 100000 |  | 0 | 0 | 0 | 0 | 1075140 | 1075140
2.237.41 | B1.17 | (*) Maintenance charge (fixed cost) |  | Item | 1 |  |  | 0 | 0 |  | 11540 | 11540 |  | 10000 | 10000 |  | 0 | 0 | 0 | 0 | 151200 | 151200
2.237.42 | B1.18 | (*) Removal charge (fixed cost) |  | Item | 1 |  |  | 0 | 0 |  | 3460 | 3460 |  | 2000 | 2000 |  | 0 | 0 | 0 | 0 | 12600 | 12600
| Note | Note Details
2.237.43 | - | Site Administration and Supervision
| Item Code | Description | Item Remarks | Unit of Measurement | Quantity/Base Price |  |  | Unit Price/Discount % (Excluding VAT) | Total |  | Unit Price/Discount % (Excluding VAT) | Total |  | Unit Price/Discount % (Excluding VAT) | Total |  | Unit Price/Discount % (Excluding VAT) | Total | Unit Price/Discount % (Excluding VAT) | Total | Unit Price/Discount % (Excluding VAT) | Total
2.237.44 | B1.19 | (*) The Contractor is to allow in his tender for his all site administration and supervision costs. |  | Item | 1 |  |  | 0 | 0 |  | 1781040 | 1781040 |  | 250000 | 250000 |  | 0 | 0 | 3870000 | 3870000 | 2633040 | 2633040
| Note | Note Details
2.237.45 | - | Labour Camp / Accomodation
| Item Code | Description | Item Remarks | Unit of Measurement | Quantity/Base Price |  |  | Unit Price/Discount % (Excluding VAT) | Total |  | Unit Price/Discount % (Excluding VAT) | Total |  | Unit Price/Discount % (Excluding VAT) | Total |  | Unit Price/Discount % (Excluding VAT) | Total | Unit Price/Discount % (Excluding VAT) | Total | Unit Price/Discount % (Excluding VAT) | Total
2.237.46 | B1.20 | (*) Allow for Labour Accomodation. Watchman and security staff only may be accommodated on site. No labour camp will be permitted on Site. |  | Item | 1 |  |  | 0 | 0 |  | 4620 | 4620 |  | 300000 | 300000 |  | 0 | 0 | 0 | 0 | 597600 | 597600
| Note | Note Details
2.237.47 | - | Security Arrangements at Site
2.237.48 | - | Provide and maintain necessary security arrangements including watchmen, all lighting requirements required to safeguard the Site, plant, equipment, public and adjoining properties, etc. The Contractor shall be liable for any claims arising from loss or damages suffered and for reinstating and making good after any damage or theft.
| Item Code | Description | Item Remarks | Unit of Measurement | Quantity/Base Price |  |  | Unit Price/Discount % (Excluding VAT) | Total |  | Unit Price/Discount % (Excluding VAT) | Total |  | Unit Price/Discount % (Excluding VAT) | Total |  | Unit Price/Discount % (Excluding VAT) | Total | Unit Price/Discount % (Excluding VAT) | Total | Unit Price/Discount % (Excluding VAT) | Total
2.237.49 | B1.21 | (*) Establishment charge (fixed cost) |  | Item | 1 |  |  | 0 | 0 |  | 171430 | 171430 |  | 25000 | 25000 |  | 0 | 0 | 25000 | 25000 | 252000 | 252000
2.237.50 | B1.22 | (*) Maintenance charge (fixed cos) |  | Item | 1 |  |  | 0 | 0 |  | 17140 | 17140 |  | 25000 | 25000 |  | 0 | 0 | 168000 | 168000 | 172800 | 172800
2.237.51 | B1.23 | (*) Removal charge (fixed cost) |  | Item | 1 |  |  | 0 | 0 |  | 11430 | 11430 |  | 2000 | 2000 |  | 0 | 0 | 10000 | 10000 | 12600 | 12600
| Note | Note Details
2.237.52 | - | Protection
| Item Code | Description | Item Remarks | Unit of Measurement | Quantity/Base Price |  |  | Unit Price/Discount % (Excluding VAT) | Total |  | Unit Price/Discount % (Excluding VAT) | Total |  | Unit Price/Discount % (Excluding VAT) | Total |  | Unit Price/Discount % (Excluding VAT) | Total | Unit Price/Discount % (Excluding VAT) | Total | Unit Price/Discount % (Excluding VAT) | Total
2.237.53 | B1.24 | (*) Adequate protection against any form of damage or deterioration shall be provided for all sections of the Works. |  | Item | 1 |  |  | 0 | 0 |  | 27700 | 27700 |  | 1000 | 1000 |  | 0 | 0 | 50000 | 50000 | 81900 | 81900
2.237.54 | B1.25 | (*) The Contractor shall take all necessary precautions to protect existing buildings, fences, roads, passages, culverts and other apparatus, if found, and he shall not demolish or remove any of these works except according to specific instructions by the Engineer. |  | Item | 1 |  |  | 0 | 0 |  | 41550 | 41550 |  | 1000 | 1000 |  | 0 | 0 | 30000 | 30000 | 151200 | 151200
| Note | Note Details
2.237.55 | - | A condition survey of adjacent structures shall be carried out by the Contractor in the presence of the Engineer both before and after the provision of supports. The Contractor shall be responsible for the reinstatement or repair of any adjacent structures damaged as a result of the execution of the Works.
2.237.56 | - | Site Hoarding
2.237.57 | - | The Contractor shall be responsible for the complete installation, maintenance and removal of the site hoarding including make good where necessary and clean the site as per the specification, drawings and Authorities requirements and to the satisfaction of the Engineer.
| Item Code | Description | Item Remarks | Unit of Measurement | Quantity/Base Price |  |  | Unit Price/Discount % (Excluding VAT) | Total |  | Unit Price/Discount % (Excluding VAT) | Total |  | Unit Price/Discount % (Excluding VAT) | Total |  | Unit Price/Discount % (Excluding VAT) | Total | Unit Price/Discount % (Excluding VAT) | Total | Unit Price/Discount % (Excluding VAT) | Total
2.237.58 | B1.26 | (*) Establishment charge |  | Item | 1 |  |  | 0 | 0 |  | 112180 | 112180 |  | 70000 | 70000 |  | 0 | 0 | 40800 | 40800 | 120000 | 120000
2.237.59 | B1.27 | (*) Maintenance charge |  | Item | 1 |  |  | 0 | 0 |  | 9230 | 9230 |  | 15000 | 15000 |  | 0 | 0 | 24000 | 24000 | 24000 | 24000
2.237.60 | B1.28 | (*) Removal charge |  | Item | 1 |  |  | 0 | 0 |  | 5770 | 5770 |  | 5000 | 5000 |  | 0 | 0 | 10000 | 10000 | 10000 | 10000
| Note | Note Details
2.237.61 | - | Project Sign Boards
2.237.62 | - | The Contractor is to allow for supply, installation and maintenance and removal including make good where necessary of Project Sign Board throughout the construction period, in accordance with the specification and drawings. No other sign boards or advertisements on or around the site will be permitted unless approved in writing by the Engineer.
| Item Code | Description | Item Remarks | Unit of Measurement | Quantity/Base Price |  |  | Unit Price/Discount % (Excluding VAT) | Total |  | Unit Price/Discount % (Excluding VAT) | Total |  | Unit Price/Discount % (Excluding VAT) | Total |  | Unit Price/Discount % (Excluding VAT) | Total | Unit Price/Discount % (Excluding VAT) | Total | Unit Price/Discount % (Excluding VAT) | Total
2.237.63 | B1.29 | (*) Establishment charge (fixed cost) |  | Item | 1 |  |  | 0 | 0 |  | 50000 | 50000 |  | 50000 | 50000 |  | 0 | 0 | 35000 | 35000 | 40000 | 40000
2.237.64 | B1.30 | (*) Maintenance charge (Fixed cost) |  | Item | 1 |  |  | 0 | 0 |  | 4290 | 4290 |  | 5000 | 5000 |  | 0 | 0 | 6000 | 6000 | 6000 | 6000
2.237.65 | B1.31 | (*) Removal charge (fixed cost) |  | Item | 1 |  |  | 0 | 0 |  | 4290 | 4290 |  | 2000 | 2000 |  | 0 | 0 | 3000 | 3000 | 5000 | 5000
| Note | Note Details
2.237.66 | - | Tests
| Item Code | Description | Item Remarks | Unit of Measurement | Quantity/Base Price |  |  | Unit Price/Discount % (Excluding VAT) | Total |  | Unit Price/Discount % (Excluding VAT) | Total |  | Unit Price/Discount % (Excluding VAT) | Total |  | Unit Price/Discount % (Excluding VAT) | Total | Unit Price/Discount % (Excluding VAT) | Total | Unit Price/Discount % (Excluding VAT) | Total
2.237.67 | B1.32 | (*) The Contractor shall allow for all requirements, obligations, etc., with regard to all tests that are to be carried out by an approved independent Abu Dhabi Municipality accredited laboratory. |  | Item | 1 |  |  | 0 | 0 |  | 46170 | 46170 |  | 1000 | 1000 |  | 0 | 0 | 36000 | 36000 | 50000 | 50000
| Note | Note Details
2.237.68 | - | Works Free From Water
| Item Code | Description | Item Remarks | Unit of Measurement | Quantity/Base Price |  |  | Unit Price/Discount % (Excluding VAT) | Total |  | Unit Price/Discount % (Excluding VAT) | Total |  | Unit Price/Discount % (Excluding VAT) | Total |  | Unit Price/Discount % (Excluding VAT) | Total | Unit Price/Discount % (Excluding VAT) | Total | Unit Price/Discount % (Excluding VAT) | Total
2.237.69 | B1.33 | (*) Except where underwater construction is required, the Contractor shall execute all works in the dry condition and shall construct any temporary drains, water courses and other works that may be necessary for the purpose. |  | Item | 1 |  |  | 0 | 0 |  | 8080 | 8080 |  | 1000 | 1000 |  | 0 | 0 | 0 | 0 | 30000 | 30000
| Note | Note Details
2.237.70 | - | Abatement of Nuisance from Noise, Pollution, Dust, etc.
| Item Code | Description | Item Remarks | Unit of Measurement | Quantity/Base Price |  |  | Unit Price/Discount % (Excluding VAT) | Total |  | Unit Price/Discount % (Excluding VAT) | Total |  | Unit Price/Discount % (Excluding VAT) | Total |  | Unit Price/Discount % (Excluding VAT) | Total | Unit Price/Discount % (Excluding VAT) | Total | Unit Price/Discount % (Excluding VAT) | Total
2.237.71 | B1.34 | (*) The Contractor shall take precautions to minimise nuisance arising from noise, dust, etc. The Contractor shall be held responsible for any nuisance caused by his workmenship, noise, pollution, dust, etc. The Contractor is to submit to the Engineer his proposals for approval. |  | Item | 1 |  |  | 0 | 0 |  | 21430 | 21430 |  | 1000 | 1000 |  | 0 | 0 | 0 | 0 | 28000 | 28000
| Note | Note Details
2.237.72 | - | Surveying Equipment
| Item Code | Description | Item Remarks | Unit of Measurement | Quantity/Base Price |  |  | Unit Price/Discount % (Excluding VAT) | Total |  | Unit Price/Discount % (Excluding VAT) | Total |  | Unit Price/Discount % (Excluding VAT) | Total |  | Unit Price/Discount % (Excluding VAT) | Total | Unit Price/Discount % (Excluding VAT) | Total | Unit Price/Discount % (Excluding VAT) | Total
2.237.73 | B1.35 | (*) The Contractor shall provide at all times for the duration of the Contract, all such chainmen, staff and survey instruments as may be required for the proper construction of and completion of the works. |  | Item | 1 |  |  | 0 | 0 |  | 69250 | 69250 |  | 1000 | 1000 |  | 0 | 0 | 36000 | 36000 | 35000 | 35000
| Note | Note Details
2.237.74 | - | Public and Private Roads Adjacent to the Site
| Item Code | Description | Item Remarks | Unit of Measurement | Quantity/Base Price |  |  | Unit Price/Discount % (Excluding VAT) | Total |  | Unit Price/Discount % (Excluding VAT) | Total |  | Unit Price/Discount % (Excluding VAT) | Total |  | Unit Price/Discount % (Excluding VAT) | Total | Unit Price/Discount % (Excluding VAT) | Total | Unit Price/Discount % (Excluding VAT) | Total
2.237.75 | B1.36 | (*) The Contractor shall take all reasonable and proper steps for protection and maintenance of all public and private roads adjacent to the Site which can be affected due to the performance of the Works in accordance with the Engineer's instructions. The roads shall be kept free for access at all times. |  | Item | 1 |  |  | 0 | 0 |  | 31430 | 31430 |  | 1000 | 1000 |  | 0 | 0 | 20000 | 20000 | 80000 | 80000
| Note | Note Details
2.237.76 | - | Traffic Regulations
2.237.77 | - | The Contractor is to observe and allow for all requirements, obligations, etc., with regard to traffic regulations, including safety, control and any temporary diversion of traffic, including the loading and unloading of or waiting of the Contractor's and Sub-contractors' vehicles on public highways, (continued)..
2.237.78 | - | (Continuation).. construction of temporary detours' pavement layers, traffic signs, road marking, safety measure, etc. as per specifications and authorities' regulations and the Contract Sum is deemed to include for the strict compliance therewith.
| Item Code | Description | Item Remarks | Unit of Measurement | Quantity/Base Price |  |  | Unit Price/Discount % (Excluding VAT) | Total |  | Unit Price/Discount % (Excluding VAT) | Total |  | Unit Price/Discount % (Excluding VAT) | Total |  | Unit Price/Discount % (Excluding VAT) | Total | Unit Price/Discount % (Excluding VAT) | Total | Unit Price/Discount % (Excluding VAT) | Total
2.237.79 | B1.37 | (*) Establishment charge (fixed cost) |  | Item | 1 |  |  | 0 | 0 |  | 27700 | 27700 |  | 5000 | 5000 |  | 0 | 0 | 50000 | 50000 | 50000 | 50000
2.237.80 | B1.38 | (*) Maintenance charge (fixed cost) |  | Item | 1 |  |  | 0 | 0 |  | 4040 | 4040 |  | 1000 | 1000 |  | 0 | 0 | 72000 | 72000 | 36000 | 36000
2.237.81 | B1.39 | (*) Removal charge (fixed cost) |  | Item | 1 |  |  | 0 | 0 |  | 4040 | 4040 |  | 500 | 500 |  | 0 | 0 | 5000 | 5000 | 10000 | 10000
| Note | Note Details
2.237.82 | - | Samples according to Specification and Drawings (As per Engineer/Employer's requirements)
| Item Code | Description | Item Remarks | Unit of Measurement | Quantity/Base Price |  |  | Unit Price/Discount % (Excluding VAT) | Total |  | Unit Price/Discount % (Excluding VAT) | Total |  | Unit Price/Discount % (Excluding VAT) | Total |  | Unit Price/Discount % (Excluding VAT) | Total | Unit Price/Discount % (Excluding VAT) | Total | Unit Price/Discount % (Excluding VAT) | Total
2.237.83 | B1.40 | (*) The Contractor shall provide samples of all materials and manufacturers of materials proposed to be used / incorporated in the works, all samples, goods, literature and the like. |  | Item | 1 |  |  | 0 | 0 |  | 1000 | 1000 |  | 500 | 500 |  | 0 | 0 | 10000 | 10000 | 50000 | 50000
| Note | Note Details
2.237.84 | - | Labour and Materials and Assistance to the Engineer
| Item Code | Description | Item Remarks | Unit of Measurement | Quantity/Base Price |  |  | Unit Price/Discount % (Excluding VAT) | Total |  | Unit Price/Discount % (Excluding VAT) | Total |  | Unit Price/Discount % (Excluding VAT) | Total |  | Unit Price/Discount % (Excluding VAT) | Total | Unit Price/Discount % (Excluding VAT) | Total | Unit Price/Discount % (Excluding VAT) | Total
2.237.85 | B1.41 | (*) The Contractor shall provide for the exclusive use of the Engineer all necessary assistance.The Contractor shall provide such labour, materials and transport as the Engineer's representative may require to assist him in carrying out tests and checks on materials and workmanship and setting out and measurement of works and for any other attendance on the Engineer. |  | Item | 1 |  |  | 0 | 0 |  | 41550 | 41550 |  | 1000 | 1000 |  | 0 | 0 | 36000 | 36000 | 36000 | 36000
| Note | Note Details
2.237.86 | - | Programme of Works
| Item Code | Description | Item Remarks | Unit of Measurement | Quantity/Base Price |  |  | Unit Price/Discount % (Excluding VAT) | Total |  | Unit Price/Discount % (Excluding VAT) | Total |  | Unit Price/Discount % (Excluding VAT) | Total |  | Unit Price/Discount % (Excluding VAT) | Total | Unit Price/Discount % (Excluding VAT) | Total | Unit Price/Discount % (Excluding VAT) | Total
2.237.87 | B1.42 | (*) The Contractor shall submit to the Engineer for approval a Critical Path Programme, in both hard and electronic format, and other supporting documentation of the works within the time stipulated in the Conditions of Contract together with details of equipment, procedures and method of work which the Contractor intends to utilize and to follow. |  | Item | 1 |  |  | 0 | 0 |  | 1620 | 1620 |  | 1000 | 1000 |  | 0 | 0 | 10000 | 10000 | 36000 | 36000
| Note | Note Details
2.237.88 | - | Method Statements
| Item Code | Description | Item Remarks | Unit of Measurement | Quantity/Base Price |  |  | Unit Price/Discount % (Excluding VAT) | Total |  | Unit Price/Discount % (Excluding VAT) | Total |  | Unit Price/Discount % (Excluding VAT) | Total |  | Unit Price/Discount % (Excluding VAT) | Total | Unit Price/Discount % (Excluding VAT) | Total | Unit Price/Discount % (Excluding VAT) | Total
2.237.89 | B1.43 | (*) The Contractor shall compile and submit a detailed schedule of method statements, as specified and as required by the Engineer. |  | Item | 1 |  |  | 0 | 0 |  | 1620 | 1620 |  | 500 | 500 |  | 0 | 0 | 0 | 0 | 36000 | 36000
| Note | Note Details
2.237.90 | - | Progress Photographs
| Item Code | Description | Item Remarks | Unit of Measurement | Quantity/Base Price |  |  | Unit Price/Discount % (Excluding VAT) | Total |  | Unit Price/Discount % (Excluding VAT) | Total |  | Unit Price/Discount % (Excluding VAT) | Total |  | Unit Price/Discount % (Excluding VAT) | Total | Unit Price/Discount % (Excluding VAT) | Total | Unit Price/Discount % (Excluding VAT) | Total
2.237.91 | B1.44 | (*) The Contractor shall arrange for monthly record photographs of Works as directed and specified by the Engineer. |  | Item | 1 |  |  | 0 | 0 |  | 4850 | 4850 |  | 500 | 500 |  | 0 | 0 | 12000 | 12000 | 24000 | 24000
| Note | Note Details
2.237.92 | - | Documents
| Item Code | Description | Item Remarks | Unit of Measurement | Quantity/Base Price |  |  | Unit Price/Discount % (Excluding VAT) | Total |  | Unit Price/Discount % (Excluding VAT) | Total |  | Unit Price/Discount % (Excluding VAT) | Total |  | Unit Price/Discount % (Excluding VAT) | Total | Unit Price/Discount % (Excluding VAT) | Total | Unit Price/Discount % (Excluding VAT) | Total
2.237.93 | B1.45 | (*) The Contractor shall supply all the Testing and Commissioning Certificates; Training materials; Health and Safety Plan; As Built Drawings; Keys and any necessary passwords or codes and any other documentation required in accordance with the Contract. |  | Item | 1 |  |  | 0 | 0 |  | 8080 | 8080 |  | 500 | 500 |  | 0 | 0 | 25000 | 25000 | 60000 | 60000
| Note | Note Details
2.237.94 | - | Reports and Records
| Item Code | Description | Item Remarks | Unit of Measurement | Quantity/Base Price |  |  | Unit Price/Discount % (Excluding VAT) | Total |  | Unit Price/Discount % (Excluding VAT) | Total |  | Unit Price/Discount % (Excluding VAT) | Total |  | Unit Price/Discount % (Excluding VAT) | Total | Unit Price/Discount % (Excluding VAT) | Total | Unit Price/Discount % (Excluding VAT) | Total
2.237.95 | B1.46 | (*) During the progress of the Works, records of all details and dimensions of the Works as constructed and shall at any time, submit such records to the Engineer as he may require. |  | Item | 1 |  |  | 0 | 0 |  | 16160 | 16160 |  | 500 | 500 |  | 0 | 0 | 0 | 0 | 36000 | 36000
| Note | Note Details
2.237.96 | - | In addition to those records which are specifically required by the Specification (e.g. test cubes of concrete, air temperature, etc.,) a site record shall be kept of the completion dates of the various works in each trade, with particular reference to work which requires time for drying out, such as solid backgrounds which receive insitu screeds and finishing's, including the completion time of the individual layers of each application. (continued)
| Item Code | Description | Item Remarks | Unit of Measurement | Quantity/Base Price |  |  | Unit Price/Discount % (Excluding VAT) | Total |  | Unit Price/Discount % (Excluding VAT) | Total |  | Unit Price/Discount % (Excluding VAT) | Total |  | Unit Price/Discount % (Excluding VAT) | Total | Unit Price/Discount % (Excluding VAT) | Total | Unit Price/Discount % (Excluding VAT) | Total
2.237.97 | B1.47 | (*) (continuation) The Contractor shall arrange for the original to be signed by the Engineer each calendar month, and for a copy to be issued to the Engineer at site meetings. |  | Item | 1 |  |  | 0 | 0 |  | 8080 | 8080 |  | 500 | 500 |  | 0 | 0 | 0 | 0 | 36000 | 36000
| Note | Note Details
2.237.98 | - | Contract Documents
| Item Code | Description | Item Remarks | Unit of Measurement | Quantity/Base Price |  |  | Unit Price/Discount % (Excluding VAT) | Total |  | Unit Price/Discount % (Excluding VAT) | Total |  | Unit Price/Discount % (Excluding VAT) | Total |  | Unit Price/Discount % (Excluding VAT) | Total | Unit Price/Discount % (Excluding VAT) | Total | Unit Price/Discount % (Excluding VAT) | Total
2.237.99 | B1.48 | (*) The Contractor shall submit to Engineer / Employer with 3 sets (colored) hard copy and 5 CDs of scanned copy of the complete Contract Documents within 5 days of receipt of the fully signed Contract. |  | Item | 1 |  |  | 0 | 0 |  | 3230 | 3230 |  | 500 | 500 |  | 0 | 0 | 0 | 0 | 10000 | 10000
| Note | Note Details
2.237.100 | - | Preventive Maintenance During Defects Notification Period
| Item Code | Description | Item Remarks | Unit of Measurement | Quantity/Base Price |  |  | Unit Price/Discount % (Excluding VAT) | Total |  | Unit Price/Discount % (Excluding VAT) | Total |  | Unit Price/Discount % (Excluding VAT) | Total |  | Unit Price/Discount % (Excluding VAT) | Total | Unit Price/Discount % (Excluding VAT) | Total | Unit Price/Discount % (Excluding VAT) | Total
2.237.101 | B1.49 | (*) Allow for complete preventive maintenance during Defects Notification Period for all Civil & Electro-Mechanical works as per the Contract. |  | Item | 1 |  |  | 0 | 0 |  | 16160 | 16160 |  | 500 | 500 |  | 0 | 0 | 72000 | 72000 | 180000 | 180000
| Note | Note Details
2.237.102 | - | Geotechnical and Geophysical surveys
| Item Code | Description | Item Remarks | Unit of Measurement | Quantity/Base Price |  |  | Unit Price/Discount % (Excluding VAT) | Total |  | Unit Price/Discount % (Excluding VAT) | Total |  | Unit Price/Discount % (Excluding VAT) | Total |  | Unit Price/Discount % (Excluding VAT) | Total | Unit Price/Discount % (Excluding VAT) | Total | Unit Price/Discount % (Excluding VAT) | Total
2.237.103 | B1.50 | (*) The contractor shall be responsible for conducting on-site evaluation and Geotechnical and Geophysical surveys as per the specification and as required by the Engineer, including but not limited to test boring, site samples etc. The contractor shall supply all reports, documents, samples, etc. relevant to this work to the Engineer according to Specification and Drawings. |  | Item | 1 |  |  | 0 | 0 |  | 72710 | 72710 |  | 150000 | 150000 |  | 0 | 0 | 50000 | 50000 | 109800 | 109800
| Note | Note Details
2.237.104 | - | Estidama Compliance
| Item Code | Description | Item Remarks | Unit of Measurement | Quantity/Base Price |  |  | Unit Price/Discount % (Excluding VAT) | Total |  | Unit Price/Discount % (Excluding VAT) | Total |  | Unit Price/Discount % (Excluding VAT) | Total |  | Unit Price/Discount % (Excluding VAT) | Total | Unit Price/Discount % (Excluding VAT) | Total | Unit Price/Discount % (Excluding VAT) | Total
2.237.105 | B1.51 | (*) The Contractor should comply with all requirements to ensure the achievement of required Pearl certification level using the Estidama Pearl Building Rating system. This requires that the Contractor be familiar with the mandatory and targeted credit requirements through the Estidama Design Rating submission. Estidama Design rating documentation to be furnished upon award of the Contract. The Contractor is responsible for all documentation required as part of the Estidama Construction Rating submission. |  | Item | 1 |  |  | 0 | 0 |  | 30010 | 30010 |  | 49199 | 49199 |  | 0 | 0 | 120000 | 120000 | 80000 | 80000
| Note | Note Details
2.237.106 | - | Permanent Utility Connections
| Item Code | Description | Item Remarks | Unit of Measurement | Quantity/Base Price |  |  | Unit Price/Discount % (Excluding VAT) | Total |  | Unit Price/Discount % (Excluding VAT) | Total |  | Unit Price/Discount % (Excluding VAT) | Total |  | Unit Price/Discount % (Excluding VAT) | Total | Unit Price/Discount % (Excluding VAT) | Total | Unit Price/Discount % (Excluding VAT) | Total
2.237.107 | B1.52 | (*) Allow for connections to Authorities and Service Providers' utility services tie-in points including payment of fees, charges, coordination and related civil works, etc. |  | Item | 1 |  |  | 0 | 0 |  | 88870 | 88870 |  | 200000 | 200000 |  | 0 | 0 | 50000 | 50000 | 100000 | 100000
| Note | Note Details
2.237.108 | - | Contractor's Adjustment
| Item Code | Description | Item Remarks | Unit of Measurement | Quantity/Base Price |  |  | Unit Price/Discount % (Excluding VAT) | Total |  | Unit Price/Discount % (Excluding VAT) | Total |  | Unit Price/Discount % (Excluding VAT) | Total |  | Unit Price/Discount % (Excluding VAT) | Total | Unit Price/Discount % (Excluding VAT) | Total | Unit Price/Discount % (Excluding VAT) | Total
2.237.109 | CA-1 | (*) Contractor may price here any items which has been shown in the drawings or any other documents but overlooked or not specifically mentioned inthe schedule of items and is necessary for the satisfactory completion of the Works. Should the Contractor fail to insert any item here, it will be deemed that Lump Sum Contract Price includes all such items and no claims for additional items will be entertained. |  | Item | 1 |  |  | 0 | 0 |  | 0 | 0 |  | 0 | 0 |  | 0 | 0 | 0 | 0 | 0 | 0
| Note | Note Details
2.237.110 | - | Please attach one PDF file to be named "Additional Items for (insert bill no/name & Section No/name)" for the details of these additional items in the additional attachment area at the end of the BOQ.
2.238 HQ - SITEWORKS | [6 empty] | 121779 | 5 (out of 5) | 93726 |  | 5 (out of 5) | 216406.2 |  | 5 (out of 5) | 79102 |  | 5 (out of 5) | 117981 | 5 (out of 5) | 291396.69 | 5 (out of 5) | 187526
| Note | Note Details
2.238.1 | - | EARTH WORKS
2.238.2 | - | Excavate in any material including levelling and compacting the bottom of excavation as specified in stages as necessary
| Item Code | Description | Item Remarks | Unit of Measurement | Quantity/Base Price |  |  | Unit Price/Discount % (Excluding VAT) | Total |  | Unit Price/Discount % (Excluding VAT) | Total |  | Unit Price/Discount % (Excluding VAT) | Total |  | Unit Price/Discount % (Excluding VAT) | Total | Unit Price/Discount % (Excluding VAT) | Total | Unit Price/Discount % (Excluding VAT) | Total
2.238.3 | 2B.01 | (*) Excavation to foundation |  | m3 | 2393 |  |  | 18 | 43074 |  | 45.6 | 109120.8 |  | 15 | 35895 |  | 28 | 67004 | 41.95 | 100386.35 | 40 | 95720
| Note | Note Details
2.238.4 | - | Filling
| Item Code | Description | Item Remarks | Unit of Measurement | Quantity/Base Price |  |  | Unit Price/Discount % (Excluding VAT) | Total |  | Unit Price/Discount % (Excluding VAT) | Total |  | Unit Price/Discount % (Excluding VAT) | Total |  | Unit Price/Discount % (Excluding VAT) | Total | Unit Price/Discount % (Excluding VAT) | Total | Unit Price/Discount % (Excluding VAT) | Total
2.238.5 | 2B.02 | (*) Back filling with selected excavated material around foundation |  | m3 | 270 |  |  | 18 | 4860 |  | 57 | 15390 |  | 25 | 6750 |  | 25 | 6750 | 52.74 | 14239.8 | 70 | 18900
2.238.6 | 2B.03 | (*) Well compacted sand or equivalent and approved fill material under floors |  | m3 | 729 |  |  | 48 | 34992 |  | 102.6 | 74795.4 |  | 50 | 36450 |  | 48 | 34992 | 143.83 | 104852.07 | 100 | 72900
| Note | Note Details
2.238.7 | - | Anti Termite Treatment
| Item Code | Description | Item Remarks | Unit of Measurement | Quantity/Base Price |  |  | Unit Price/Discount % (Excluding VAT) | Total |  | Unit Price/Discount % (Excluding VAT) | Total |  | Unit Price/Discount % (Excluding VAT) | Total |  | Unit Price/Discount % (Excluding VAT) | Total | Unit Price/Discount % (Excluding VAT) | Total | Unit Price/Discount % (Excluding VAT) | Total
2.238.8 | 2B.04 | (*) Allow for anti termite treatment complete as specified |  | Item | 1 |  |  | 10800 | 10800 |  | 17100 | 17100 |  | 7 | 7 |  | 9235 | 9235 | 4.79 | 4.79 | 6 | 6
| Note | Note Details
2.238.9 | - | Contractor's Adjustment
| Item Code | Description | Item Remarks | Unit of Measurement | Quantity/Base Price |  |  | Unit Price/Discount % (Excluding VAT) | Total |  | Unit Price/Discount % (Excluding VAT) | Total |  | Unit Price/Discount % (Excluding VAT) | Total |  | Unit Price/Discount % (Excluding VAT) | Total | Unit Price/Discount % (Excluding VAT) | Total | Unit Price/Discount % (Excluding VAT) | Total
2.238.10 | CA-1 | (*) Contractor may price here any items which has been shown in the drawings or any other documents but overlooked or not specifically mentioned inthe schedule of items and is necessary for the satisfactory completion of the Works. Should the Contractor fail to insert any item here, it will be deemed that Lump Sum Contract Price includes all such items and no claims for additional items will be entertained. |  | Item | 1 |  |  | 0 | 0 |  | 0 | 0 |  | 0 | 0 |  | 0 | 0 | 71913.68 | 71913.68 | 0 | 0
| Note | Note Details
2.238.11 | - | Please attach one PDF file to be named "Additional Items for (insert bill no/name & Section No/name)" for the details of these additional items in the additional attachment area at the end of the BOQ.
2.239 HQ - CONCRETE WORKS | [6 empty] | 3823839 | 33 (out of 33) | 4315921.8 |  | 33 (out of 33) | 5273959.2 |  | 33 (out of 33) | 4108580 |  | 33 (out of 33) | 3886221.7 | 33 (out of 33) | 6310274.81 | 33 (out of 33) | 5660680
| Note | Note Details
2.239.1 | - | SUBSTRUCTURE
2.239.2 | - | Plain concrete, Grade 10/20, with sulphate resisting cement; all in accordance with the specification and drawings
| Item Code | Description | Item Remarks | Unit of Measurement | Quantity/Base Price |  |  | Unit Price/Discount % (Excluding VAT) | Total |  | Unit Price/Discount % (Excluding VAT) | Total |  | Unit Price/Discount % (Excluding VAT) | Total |  | Unit Price/Discount % (Excluding VAT) | Total | Unit Price/Discount % (Excluding VAT) | Total | Unit Price/Discount % (Excluding VAT) | Total
2.239.3 | 2C.01 | (*) In blinding, 100mm thick |  | m3 | 170 |  |  | 23 | 3910 |  | 570 | 96900 |  | 385 | 65450 |  | 413 | 70210 | 496.2 | 84354 | 600 | 102000
| Note | Note Details
2.239.4 | - | Reinforced concrete with sulphate resisting cement (grade 50/20) as specified
| Item Code | Description | Item Remarks | Unit of Measurement | Quantity/Base Price |  |  | Unit Price/Discount % (Excluding VAT) | Total |  | Unit Price/Discount % (Excluding VAT) | Total |  | Unit Price/Discount % (Excluding VAT) | Total |  | Unit Price/Discount % (Excluding VAT) | Total | Unit Price/Discount % (Excluding VAT) | Total | Unit Price/Discount % (Excluding VAT) | Total
2.239.5 | 2C.02 | (*) In ground slab, 200mm thick |  | m3 | 270 |  |  | 845 | 228150 |  | 627 | 169290 |  | 900 | 243000 |  | 381 | 102870 | 835.4 | 225558 | 1200 | 324000
| Note | Note Details
2.239.6 | - | Reinforced concrete, Grade 50/20, with sulphate resisting cement; all in accordance with the specification and drawings
| Item Code | Description | Item Remarks | Unit of Measurement | Quantity/Base Price |  |  | Unit Price/Discount % (Excluding VAT) | Total |  | Unit Price/Discount % (Excluding VAT) | Total |  | Unit Price/Discount % (Excluding VAT) | Total |  | Unit Price/Discount % (Excluding VAT) | Total | Unit Price/Discount % (Excluding VAT) | Total | Unit Price/Discount % (Excluding VAT) | Total
2.239.7 | 2C.03 | (*) In raft slab; 400mm thick |  | m3 | 978 |  |  | 845 | 826410 |  | 627 | 613206 |  | 1190 | 1163820 |  | 381 | 372618 | 491.41 | 480598.98 | 800 | 782400
2.239.8 | 2C.04 | (*) In walls, 250mm thick |  | m3 | 38 |  |  | 845 | 32110 |  | 627 | 23826 |  | 1220 | 46360 |  | 395 | 15010 | 503.4 | 19129.2 | 1000 | 38000
2.239.9 | 2C.05 | (*) In external ramps and stairs, 150mm thick |  | m3 | 37 |  |  | 845 | 31265 |  | 627 | 23199 |  | 1500 | 55500 |  | 395 | 14615 | 491.41 | 18182.17 | 900 | 33300
| Note | Note Details
2.239.10 | - | Hot rolled deformed high yield bond steel bar reinforcement in any diameter; all in accordance with the specification and drawings
| Item Code | Description | Item Remarks | Unit of Measurement | Quantity/Base Price |  |  | Unit Price/Discount % (Excluding VAT) | Total |  | Unit Price/Discount % (Excluding VAT) | Total |  | Unit Price/Discount % (Excluding VAT) | Total |  | Unit Price/Discount % (Excluding VAT) | Total | Unit Price/Discount % (Excluding VAT) | Total | Unit Price/Discount % (Excluding VAT) | Total
2.239.11 | 2C.06 | (*) In raft slab; 400mm thick |  | kg | 127000 |  |  | 3.34 | 424180 |  | 4.56 | 579120 |  | 0 | 0 |  | 3.71 | 471170 | 5.03 | 638810 | 4 | 508000
2.239.12 | 2C.07 | (*) In walls; 250mm thick |  | kg | 3600 |  |  | 3.34 | 12024 |  | 4.56 | 16416 |  | 0 | 0 |  | 3.71 | 13356 | 5.03 | 18108 | 4 | 14400
2.239.13 | 2C.08 | (*) In ground slabs; 200mm thick |  | kg | 17550 |  |  | 3.34 | 58617 |  | 4.56 | 80028 |  | 0 | 0 |  | 3.71 | 65110.5 | 5.03 | 88276.5 | 4 | 70200
2.239.14 | 2C.09 | (*) In external stairs and ramps |  | kg | 2400 |  |  | 3.34 | 8016 |  | 4.56 | 10944 |  | 0 | 0 |  | 3.71 | 8904 | 5.03 | 12072 | 4 | 9600
| Note | Note Details
2.239.15 | - | Formwork; all in accordance with the specification and drawings
| Item Code | Description | Item Remarks | Unit of Measurement | Quantity/Base Price |  |  | Unit Price/Discount % (Excluding VAT) | Total |  | Unit Price/Discount % (Excluding VAT) | Total |  | Unit Price/Discount % (Excluding VAT) | Total |  | Unit Price/Discount % (Excluding VAT) | Total | Unit Price/Discount % (Excluding VAT) | Total | Unit Price/Discount % (Excluding VAT) | Total
2.239.16 | 2C.10 | (*) To sides of raft slab |  | Sum | 1 |  |  | 0 | 0 |  | 79800 | 79800 |  | 0 | 0 |  | 21082 | 21082 | 359568.39 | 359568.39 | 30000 | 30000
2.239.17 | 2C.11 | (*) To sides walls |  | Sum | 1 |  |  | 0 | 0 |  | 68400 | 68400 |  | 0 | 0 |  | 40500 | 40500 | 95884.9 | 95884.9 | 70000 | 70000
| Note | Note Details
2.239.18 | - | SUPERSTRUCTURE
2.239.19 | - | Reinforced concrete, grade 50/20, with ordinary portland cement; all in accordance with the specification and drawings
| Item Code | Description | Item Remarks | Unit of Measurement | Quantity/Base Price |  |  | Unit Price/Discount % (Excluding VAT) | Total |  | Unit Price/Discount % (Excluding VAT) | Total |  | Unit Price/Discount % (Excluding VAT) | Total |  | Unit Price/Discount % (Excluding VAT) | Total | Unit Price/Discount % (Excluding VAT) | Total | Unit Price/Discount % (Excluding VAT) | Total
2.239.20 | 2C.12 | (*) In columns |  | m3 | 140 |  |  | 895 | 125300 |  | 627 | 87780 |  | 1860 | 260400 |  | 389 | 54460 | 515.38 | 72153.2 | 900 | 126000
2.239.21 | 2C.13 | (*) In walls, 300mm thick |  | m3 | 234 |  |  | 895 | 209430 |  | 627 | 146718 |  | 1990 | 465660 |  | 389 | 91026 | 515.38 | 120598.92 | 900 | 210600
2.239.22 | 2C.14 | (*) In walls, 400mm thick |  | m3 | 26 |  |  | 895 | 23270 |  | 627 | 16302 |  | 1710 | 44460 |  | 389 | 10114 | 515.38 | 13399.88 | 900 | 23400
| Note | Note Details
2.239.23 | - | Reinforced concrete, grade 50/20, with ordinary portland cement; all in accordance with the specification and drawings
| Item Code | Description | Item Remarks | Unit of Measurement | Quantity/Base Price |  |  | Unit Price/Discount % (Excluding VAT) | Total |  | Unit Price/Discount % (Excluding VAT) | Total |  | Unit Price/Discount % (Excluding VAT) | Total |  | Unit Price/Discount % (Excluding VAT) | Total | Unit Price/Discount % (Excluding VAT) | Total | Unit Price/Discount % (Excluding VAT) | Total
2.239.24 | 2C.15 | (*) In beams |  | m3 | 87 |  |  | 895 | 77865 |  | 627 | 54549 |  | 1330 | 115710 |  | 375 | 32625 | 515.38 | 44838.06 | 900 | 78300
2.239.25 | 2C.16 | (*) In slab |  | m3 | 1268 |  |  | 895 | 1134860 |  | 627 | 795036 |  | 1155 | 1464540 |  | 375 | 475500 | 503.4 | 638311.2 | 900 | 1141200
| Note | Note Details
2.239.26 | 2C.17 | Deleted.
| Item Code | Description | Item Remarks | Unit of Measurement | Quantity/Base Price |  |  | Unit Price/Discount % (Excluding VAT) | Total |  | Unit Price/Discount % (Excluding VAT) | Total |  | Unit Price/Discount % (Excluding VAT) | Total |  | Unit Price/Discount % (Excluding VAT) | Total | Unit Price/Discount % (Excluding VAT) | Total | Unit Price/Discount % (Excluding VAT) | Total
2.239.27 | 2C.18 | (*) In drop panels |  | m3 | 23 |  |  | 895 | 20585 |  | 627 | 14421 |  | 1220 | 28060 |  | 389 | 8947 | 515.38 | 11853.74 | 900 | 20700
2.239.28 | 2C.19 | (*) In steps and staircases |  | m3 | 3 |  |  | 895 | 2685 |  | 627 | 1881 |  | 1540 | 4620 |  | 389 | 1167 | 515.38 | 1546.14 | 900 | 2700
2.239.29 | 2C.20 | (*) In parapet walls, 200mm thick |  | m3 | 100 |  |  | 895 | 89500 |  | 627 | 62700 |  | 1510 | 151000 |  | 389 | 38900 | 515.38 | 51538 | 900 | 90000
| Note | Note Details
2.239.30 | - | Hot rolled deformed high yield bond steel bar reinforcement in any diameter; all in accordance with the specification and drawings
| Item Code | Description | Item Remarks | Unit of Measurement | Quantity/Base Price |  |  | Unit Price/Discount % (Excluding VAT) | Total |  | Unit Price/Discount % (Excluding VAT) | Total |  | Unit Price/Discount % (Excluding VAT) | Total |  | Unit Price/Discount % (Excluding VAT) | Total | Unit Price/Discount % (Excluding VAT) | Total | Unit Price/Discount % (Excluding VAT) | Total
2.239.31 | 2C.21 | (*) In columns |  | kg | 30950 |  |  | 3.34 | 103373 |  | 4.56 | 141132 |  | 0 | 0 |  | 3.71 | 114824.5 | 5.03 | 155678.5 | 4 | 123800
2.239.32 | 2C.22 | (*) In beams |  | kg | 12880 |  |  | 3.34 | 43019.2 |  | 4.56 | 58732.8 |  | 0 | 0 |  | 3.71 | 47784.8 | 5.03 | 64786.4 | 4 | 51520
2.239.33 | 2C.23 | (*) In suspended slabs of different thickness |  | kg | 200120 |  |  | 3.34 | 668400.8 |  | 4.56 | 912547.2 |  | 0 | 0 |  | 3.71 | 742445.2 | 5.03 | 1006603.6 | 4 | 800480
2.239.34 | 2C.24 | (*) In drop panels |  | kg | 4830 |  |  | 3.34 | 16132.2 |  | 4.56 | 22024.8 |  | 0 | 0 |  | 3.71 | 17919.3 | 5.03 | 24294.9 | 4 | 19320
2.239.35 | 2C.25 | (*) In steps |  | kg | 160 |  |  | 3.34 | 534.4 |  | 4.56 | 729.6 |  | 0 | 0 |  | 3.71 | 593.6 | 5.03 | 804.8 | 4 | 640
2.239.36 | 2C.26 | (*) In walls of different thickness |  | kg | 43900 |  |  | 3.34 | 146626 |  | 4.56 | 200184 |  | 0 | 0 |  | 3.71 | 162869 | 5.03 | 220817 | 4 | 175600
2.239.37 | 2C.27 | (*) In parapet walls |  | kg | 8880 |  |  | 3.34 | 29659.2 |  | 4.56 | 40492.8 |  | 0 | 0 |  | 3.71 | 32944.8 | 5.03 | 44666.4 | 4 | 35520
| Note | Note Details
2.239.38 | - | Formwork; all in accordance with the specification and drawings
| Item Code | Description | Item Remarks | Unit of Measurement | Quantity/Base Price |  |  | Unit Price/Discount % (Excluding VAT) | Total |  | Unit Price/Discount % (Excluding VAT) | Total |  | Unit Price/Discount % (Excluding VAT) | Total |  | Unit Price/Discount % (Excluding VAT) | Total | Unit Price/Discount % (Excluding VAT) | Total | Unit Price/Discount % (Excluding VAT) | Total
2.239.39 | 2C.28 | (*) To sides of walls and columns |  | Sum | 1 |  |  | 0 | 0 |  | 456000 | 456000 |  | 0 | 0 |  | 102968 | 102968 | 659208.71 | 659208.71 | 266000 | 266000
2.239.40 | 2C.29 | (*) To sides and soffits of beams |  | Sum | 1 |  |  | 0 | 0 |  | 159600 | 159600 |  | 0 | 0 |  | 96470 | 96470 | 119856.13 | 119856.13 | 55000 | 55000
2.239.41 | 2C.30 | (*) To soffit of suspended slabs |  | Sum | 1 |  |  | 0 | 0 |  | 228000 | 228000 |  | 0 | 0 |  | 440440 | 440440 | 838992.9 | 838992.9 | 228000 | 228000
2.239.42 | 2C.31 | (*) To sides of parapets |  | Sum | 1 |  |  | 0 | 0 |  | 108300 | 108300 |  | 0 | 0 |  | 188568 | 188568 | 119856.13 | 119856.13 | 120000 | 120000
2.239.43 | 2C.32 | (*) To sides of upstands |  | Sum | 1 |  |  | 0 | 0 |  | 5700 | 5700 |  | 0 | 0 |  | 12960 | 12960 | 29964.03 | 29964.03 | 40000 | 40000
2.239.44 | 2C.33 | (*) Allow for Construction Joints |  | Sum | 1 |  |  | 0 | 0 |  | 0 | 0 |  | 0 | 0 |  | 17250 | 17250 | 29964.03 | 29964.03 | 70000 | 70000
| Note | Note Details
2.239.45 | - | Contractor's Adjustment
| Item Code | Description | Item Remarks | Unit of Measurement | Quantity/Base Price |  |  | Unit Price/Discount % (Excluding VAT) | Total |  | Unit Price/Discount % (Excluding VAT) | Total |  | Unit Price/Discount % (Excluding VAT) | Total |  | Unit Price/Discount % (Excluding VAT) | Total | Unit Price/Discount % (Excluding VAT) | Total | Unit Price/Discount % (Excluding VAT) | Total
2.239.46 | CA-1 | (*) Contractor may price here any items which has been shown in the drawings or any other documents but overlooked or not specifically mentioned inthe schedule of items and is necessary for the satisfactory completion of the Works. Should the Contractor fail to insert any item here, it will be deemed that Lump Sum Contract Price includes all such items and no claims for additional items will be entertained. |  | Item | 1 |  |  | 0 | 0 |  | 0 | 0 |  | 0 | 0 |  | 0 | 0 | 0 | 0 | 0 | 0
| Note | Note Details
2.239.47 | - | Please attach one PDF file to be named "Additional Items for (insert bill no/name & Section No/name)" for the details of these additional items in the additional attachment area at the end of the BOQ.
2.240 HQ - MASONRY | [6 empty] | 480540 | 4 (out of 4) | 295675 |  | 4 (out of 4) | 563131.5 |  | 4 (out of 4) | 307201 |  | 4 (out of 4) | 322204 | 4 (out of 4) | 563102.44 | 4 (out of 4) | 383480
| Note | Note Details
2.240.1 | - | INTERNAL
2.240.2 | - | Concrete hollow block work (10N/mm²) in cement sand mortar; all in accordance with the specification and drawings
| Item Code | Description | Item Remarks | Unit of Measurement | Quantity/Base Price |  |  | Unit Price/Discount % (Excluding VAT) | Total |  | Unit Price/Discount % (Excluding VAT) | Total |  | Unit Price/Discount % (Excluding VAT) | Total |  | Unit Price/Discount % (Excluding VAT) | Total | Unit Price/Discount % (Excluding VAT) | Total | Unit Price/Discount % (Excluding VAT) | Total
2.240.3 | 2D.01 | (*) 100mm thick walls |  | m2 | 586 |  |  | 72 | 42192 |  | 148.2 | 86845.2 |  | 66 | 38676 |  | 75 | 43950 | 113.86 | 66721.96 | 90 | 52740
2.240.4 | 2D.02 | (*) 200mm thick walls |  | m2 | 2277 |  |  | 79 | 179883 |  | 153.9 | 350430.3 |  | 73 | 166221 |  | 86 | 195822 | 136.64 | 311129.28 | 100 | 227700
| Note | Note Details
2.240.5 | - | EXTERNAL WALLS
2.240.6 | - | Concrete hollow block work (10N/mm²) in cement sand mortar; all in accordance with the specification and drawings
| Item Code | Description | Item Remarks | Unit of Measurement | Quantity/Base Price |  |  | Unit Price/Discount % (Excluding VAT) | Total |  | Unit Price/Discount % (Excluding VAT) | Total |  | Unit Price/Discount % (Excluding VAT) | Total |  | Unit Price/Discount % (Excluding VAT) | Total | Unit Price/Discount % (Excluding VAT) | Total | Unit Price/Discount % (Excluding VAT) | Total
2.240.7 | 2D.03 | (*) 300mm thick walls |  | m2 | 736 |  |  | 100 | 73600 |  | 171 | 125856 |  | 139 | 102304 |  | 112 | 82432 | 251.7 | 185251.2 | 140 | 103040
| Note | Note Details
2.240.8 | - | Contractor's Adjustment
| Item Code | Description | Item Remarks | Unit of Measurement | Quantity/Base Price |  |  | Unit Price/Discount % (Excluding VAT) | Total |  | Unit Price/Discount % (Excluding VAT) | Total |  | Unit Price/Discount % (Excluding VAT) | Total |  | Unit Price/Discount % (Excluding VAT) | Total | Unit Price/Discount % (Excluding VAT) | Total | Unit Price/Discount % (Excluding VAT) | Total
2.240.9 | CA-1 | (*) Contractor may price here any items which has been shown in the drawings or any other documents but overlooked or not specifically mentioned inthe schedule of items and is necessary for the satisfactory completion of the Works. Should the Contractor fail to insert any item here, it will be deemed that Lump Sum Contract Price includes all such items and no claims for additional items will be entertained. |  | Item | 1 |  |  | 0 | 0 |  | 0 | 0 |  | 0 | 0 |  | 0 | 0 | 0 | 0 | 0 | 0
| Note | Note Details
2.240.10 | - | Please attach one PDF file to be named "Additional Items for (insert bill no/name & Section No/name)" for the details of these additional items in the additional attachment area at the end of the BOQ.
2.241 HQ - METAL WORKS | [6 empty] | 55400 | 4 (out of 4) | 52030 |  | 4 (out of 4) | 83676 |  | 4 (out of 4) | 122625 |  | 4 (out of 4) | 66795 | 4 (out of 4) | 113144.02 | 4 (out of 4) | 288000
| Note | Note Details
2.241.1 | - | Balustrade; all in accordance with the specification and drawings
| Item Code | Description | Item Remarks | Unit of Measurement | Quantity/Base Price |  |  | Unit Price/Discount % (Excluding VAT) | Total |  | Unit Price/Discount % (Excluding VAT) | Total |  | Unit Price/Discount % (Excluding VAT) | Total |  | Unit Price/Discount % (Excluding VAT) | Total | Unit Price/Discount % (Excluding VAT) | Total | Unit Price/Discount % (Excluding VAT) | Total
2.241.2 | 2E.01 | (*) Balustrade 900mm high, 38mm diameter aluminium pipe railing with 38mm diameter mid runners. |  | m | 37 |  |  | 825 | 30525 |  | 1254 | 46398 |  | 1300 | 48100 |  | 748 | 27676 | 1438.27 | 53215.99 | 3500 | 129500
2.241.3 | 2E.02 | (*) Tubular pipe mirror finish handrail for external ramps. |  | m | 35 |  |  | 275 | 9625 |  | 1026 | 35910 |  | 1915 | 67025 |  | 748 | 26180 | 1198.56 | 41949.6 | 3500 | 122500
| Note | Note Details
2.241.4 | - | Cat Ladder; all in accordance with the specification and drawing
| Item Code | Description | Item Remarks | Unit of Measurement | Quantity/Base Price |  |  | Unit Price/Discount % (Excluding VAT) | Total |  | Unit Price/Discount % (Excluding VAT) | Total |  | Unit Price/Discount % (Excluding VAT) | Total |  | Unit Price/Discount % (Excluding VAT) | Total | Unit Price/Discount % (Excluding VAT) | Total | Unit Price/Discount % (Excluding VAT) | Total
2.241.5 | 2E.03 | (*) Steel cat ladder: size 650 x 3100mm high |  | No. | 3 |  |  | 3960 | 11880 |  | 456 | 1368 |  | 2500 | 7500 |  | 4313 | 12939 | 5992.81 | 17978.43 | 12000 | 36000
| Note | Note Details
2.241.6 | - | Contractor's Adjustment
| Item Code | Description | Item Remarks | Unit of Measurement | Quantity/Base Price |  |  | Unit Price/Discount % (Excluding VAT) | Total |  | Unit Price/Discount % (Excluding VAT) | Total |  | Unit Price/Discount % (Excluding VAT) | Total |  | Unit Price/Discount % (Excluding VAT) | Total | Unit Price/Discount % (Excluding VAT) | Total | Unit Price/Discount % (Excluding VAT) | Total
2.241.7 | CA-1 | (*) Contractor may price here any items which has been shown in the drawings or any other documents but overlooked or not specifically mentioned inthe schedule of items and is necessary for the satisfactory completion of the Works. Should the Contractor fail to insert any item here, it will be deemed that Lump Sum Contract Price includes all such items and no claims for additional items will be entertained. |  | Item | 1 |  |  | 0 | 0 |  | 0 | 0 |  | 0 | 0 |  | 0 | 0 | 0 | 0 | 0 | 0
| Note | Note Details
2.241.8 | - | Please attach one PDF file to be named "Additional Items for (insert bill no/name & Section No/name)" for the details of these additional items in the additional attachment area at the end of the BOQ.
2.242 HQ - THERMAL AND MOISTURE PROTECTION | [6 empty] | 393276 | 17 (out of 17) | 449042 |  | 17 (out of 17) | 798216.6 |  | 17 (out of 17) | 426803 |  | 17 (out of 17) | 721554 | 17 (out of 17) | 573549.98 | 17 (out of 17) | 632729
| Note | Note Details
2.242.1 | - | FOUNDATION WATERPROOFING
2.242.2 | - | Foundation waterproofing; all in accordance with the specification and drawings
| Item Code | Description | Item Remarks | Unit of Measurement | Quantity/Base Price |  |  | Unit Price/Discount % (Excluding VAT) | Total |  | Unit Price/Discount % (Excluding VAT) | Total |  | Unit Price/Discount % (Excluding VAT) | Total |  | Unit Price/Discount % (Excluding VAT) | Total | Unit Price/Discount % (Excluding VAT) | Total | Unit Price/Discount % (Excluding VAT) | Total
2.242.3 | 2G.01 | (*) Approved bitumen emulsion in two coats over an appropriate primer, horizontally |  | m2 | 1684 |  |  | 10 | 16840 |  | 6.84 | 11518.56 |  | 10 | 16840 |  | 72 | 121248 | 14.38 | 24215.92 | 35 | 58940
2.242.4 | 2G.02 | (*) Ditto; to vertical and top face of concrete |  | m2 | 168 |  |  | 10 | 1680 |  | 6.84 | 1149.12 |  | 10 | 1680 |  | 72 | 12096 | 57.53 | 9665.04 | 35 | 5880
2.242.5 | 2G.03 | (*) Fibre board or similar approved material protection board |  | m2 | 168 |  |  | 25 | 4200 |  | 39.9 | 6703.2 |  | 40 | 6720 |  | 0 | 0 | 46.74 | 7852.32 | 40 | 6720
2.242.6 | 2G.04 | (*) 1000 gauge polyethylene (LDPE) sheet |  | m2 | 1684 |  |  | 5 | 8420 |  | 13.68 | 23037.12 |  | 7 | 11788 |  | 4 | 6736 | 4.44 | 7476.96 | 6 | 10104
2.242.7 | 2G.05 | (*) 4mm Modified bituminous based waterproofing membrane at Foundation |  | m2 | 3000 |  |  | 38 | 114000 |  | 85.5 | 256500 |  | 40 | 120000 |  | 72 | 216000 | 56.33 | 168990 | 55 | 165000
| Note | Note Details
2.242.8 | - | WET AREA WATERPROOFING
2.242.9 | - | Wet areas waterproofing; all in accordance with the specification and drawings
| Item Code | Description | Item Remarks | Unit of Measurement | Quantity/Base Price |  |  | Unit Price/Discount % (Excluding VAT) | Total |  | Unit Price/Discount % (Excluding VAT) | Total |  | Unit Price/Discount % (Excluding VAT) | Total |  | Unit Price/Discount % (Excluding VAT) | Total | Unit Price/Discount % (Excluding VAT) | Total | Unit Price/Discount % (Excluding VAT) | Total
2.242.10 | 2G.06 | (*) Liquid applied waterproofing membrane |  | m2 | 190 |  |  | 36 | 6840 |  | 114 | 21660 |  | 30 | 5700 |  | 55 | 10450 | 56.33 | 10702.7 | 80 | 15200
| Note | Note Details
2.242.11 | - | ROOF AND TERRACE WATERPROOFING (INVERTED ROOF)
2.242.12 | - | Concrete roof slab including composite waterproofing system and insulation; all in accordance with the specification and drawings
| Item Code | Description | Item Remarks | Unit of Measurement | Quantity/Base Price |  |  | Unit Price/Discount % (Excluding VAT) | Total |  | Unit Price/Discount % (Excluding VAT) | Total |  | Unit Price/Discount % (Excluding VAT) | Total |  | Unit Price/Discount % (Excluding VAT) | Total | Unit Price/Discount % (Excluding VAT) | Total | Unit Price/Discount % (Excluding VAT) | Total
2.242.13 | 2G.07 | (*) Lightweight concrete screed laid to fall of 1.5% with minimum thickness of 40mm |  | m2 | 1298 |  |  | 17 | 22066 |  | 17.1 | 22195.8 |  | 20 | 25960 |  | 53 | 68794 | 46.74 | 60668.52 | 40 | 51920
2.242.14 | 2G.08 | (*) 4mm Modified bituminous based waterproofing membrane on concrete slab |  | m2 | 1298 |  |  | 38 | 49324 |  | 57 | 73986 |  | 30 | 38940 |  | 33 | 42834 | 56.33 | 73116.34 | 55 | 71390
2.242.15 | 2G.09 | (*) Ditto to upstands, 225mm high |  | m | 193 |  |  | 50 | 9650 |  | 22.8 | 4400.4 |  | 10 | 1930 |  | 22 | 4246 | 23.97 | 4626.21 | 45 | 8685
2.242.16 | 2G.10 | (*) Allow for waterproofing dressing around rainwater outlets |  | Item | 1 |  |  | 2400 | 2400 |  | 2850 | 2850 |  | 2000 | 2000 |  | 6160 | 6160 | 5992.81 | 5992.81 | 10000 | 10000
2.242.17 | 2G.11 | (*) 50mm thick high density extruded polystyrene rigid insulation boards |  | m2 | 1218 |  |  | 40 | 48720 |  | 57 | 69426 |  | 25 | 30450 |  | 44 | 53592 | 53.94 | 65698.92 | 68 | 82824
2.242.18 | 2G.12 | (*) Non-woven polypropylene mesh as specified |  | m2 | 2436 |  |  | 10 | 24360 |  | 57 | 138852 |  | 5 | 12180 |  | 9 | 21924 | 5.4 | 13154.4 | 6 | 14616
2.242.19 | 2G.13 | (*) 400 x 400 x 40mm precast concrete paving tiles/slabs, laid on proprietary, height-adjustable pedestals |  | m2 | 1218 |  |  | 55 | 66990 |  | 114 | 138852 |  | 90 | 109620 |  | 83 | 101094 | 53.94 | 65698.92 | 65 | 79170
2.242.20 | 2G.14 | (*) River-washed stone ballast loose laid over insulation, minimum thickness 150mm |  | m2 | 1218 |  |  | 55 | 66990 |  | 11.4 | 13885.2 |  | 25 | 30450 |  | 39 | 47502 | 29.96 | 36491.28 | 35 | 42630
2.242.21 | 2G.15 | (*) 40 x 40mm continuous fillet |  | m | 193 |  |  | 3 | 579 |  | 34.2 | 6600.6 |  | 15 | 2895 |  | 13 | 2509 | 9.59 | 1850.87 | 25 | 4825
2.242.22 | 2G.16 | (*) Aluminium apron flashing |  | m | 193 |  |  | 31 | 5983 |  | 34.2 | 6600.6 |  | 50 | 9650 |  | 33 | 6369 | 89.89 | 17348.77 | 25 | 4825
| Note | Note Details
2.242.23 | - | Contractor's Adjustment
| Item Code | Description | Item Remarks | Unit of Measurement | Quantity/Base Price |  |  | Unit Price/Discount % (Excluding VAT) | Total |  | Unit Price/Discount % (Excluding VAT) | Total |  | Unit Price/Discount % (Excluding VAT) | Total |  | Unit Price/Discount % (Excluding VAT) | Total | Unit Price/Discount % (Excluding VAT) | Total | Unit Price/Discount % (Excluding VAT) | Total
2.242.24 | CA-1 | (*) Contractor may price here any items which has been shown in the drawings or any other documents but overlooked or not specifically mentioned inthe schedule of items and is necessary for the satisfactory completion of the Works. Should the Contractor fail to insert any item here, it will be deemed that Lump Sum Contract Price includes all such items and no claims for additional items will be entertained. |  | Item | 1 |  |  | 0 | 0 |  | 0 | 0 |  | 0 | 0 |  | 0 | 0 | 0 | 0 | 0 | 0
| Note | Note Details
2.242.25 | - | Please attach one PDF file to be named "Additional Items for (insert bill no/name & Section No/name)" for the details of these additional items in the additional attachment area at the end of the BOQ.
2.243 HQ - DOORS AND WINDOWS | [6 empty] | 1821970 | 28 (out of 28) | 2104227 |  | 28 (out of 28) | 2475681 |  | 28 (out of 28) | 2753540 |  | 28 (out of 28) | 2707455 | 28 (out of 28) | 4009726.59 | 28 (out of 28) | 3782000
| Note | Note Details
2.243.1 | - | TIMBER DOORS
2.243.2 | - | Wooden doors including door panels, door frames, sub frames, architraves, sound insulation, fire proofing, finishes, ironmongery, fixing into position all in accordance with the drawings and specifications.
| Item Code | Description | Item Remarks | Unit of Measurement | Quantity/Base Price |  |  | Unit Price/Discount % (Excluding VAT) | Total |  | Unit Price/Discount % (Excluding VAT) | Total |  | Unit Price/Discount % (Excluding VAT) | Total |  | Unit Price/Discount % (Excluding VAT) | Total | Unit Price/Discount % (Excluding VAT) | Total | Unit Price/Discount % (Excluding VAT) | Total
2.243.3 | 2H.01 | (*) Type WD1 - 2100W x 2200H |  | No. | 3 |  |  | 5863 | 17589 |  | 7410 | 22230 |  | 17250 | 51750 |  | 11180 | 33540 | 11506.19 | 34518.57 | 10500 | 31500
2.243.4 | 2H.02 | (*) Type WD2 - 1000W x 2200H |  | No. | 3 |  |  | 3080 | 9240 |  | 4560 | 13680 |  | 12450 | 37350 |  | 5324 | 15972 | 5453.45 | 16360.35 | 8500 | 25500
2.243.5 | 2H.03 | (*) Type WD3 - 1000W x 2200H |  | No. | 11 |  |  | 3080 | 33880 |  | 4560 | 50160 |  | 12500 | 137500 |  | 5324 | 58564 | 5153.81 | 56691.91 | 8500 | 93500
2.243.6 | 2H.04 | (*) Type WD4 - 1000W x 2200H |  | No. | 14 |  |  | 3080 | 43120 |  | 4560 | 63840 |  | 12500 | 175000 |  | 5324 | 74536 | 5153.81 | 72153.34 | 8500 | 119000
2.243.7 | 2H.05 | (*) Type WD5 - 1200W x 2200H |  | No. | 6 |  |  | 3586 | 21516 |  | 4788 | 28728 |  | 13350 | 80100 |  | 6389 | 38334 | 6232.52 | 37395.12 | 8000 | 48000
2.243.8 | 2H.06 | (*) Type WD6 - 900W x 2200H |  | No. | 3 |  |  | 2827 | 8481 |  | 4560 | 13680 |  | 12000 | 36000 |  | 4792 | 14376 | 5033.96 | 15101.88 | 8500 | 25500
2.243.9 | 2H.07 | (*) Type WD7 - 1000W x 2200H |  | No. | 16 |  |  | 3080 | 49280 |  | 4560 | 72960 |  | 12500 | 200000 |  | 5324 | 85184 | 5872.95 | 93967.2 | 8500 | 136000
2.243.10 | 2H.08 | (*) Type WD7a - 1400W x 2200H |  | No. | 1 |  |  | 4092 | 4092 |  | 5130 | 5130 |  | 15000 | 15000 |  | 7454 | 7454 | 8270.07 | 8270.07 | 9500 | 9500
2.243.11 | 2H.09 | (*) Type WD8 - 900W x 2200H |  | No. | 12 |  |  | 2827 | 33924 |  | 4560 | 54720 |  | 12000 | 144000 |  | 4792 | 57504 | 4674.39 | 56092.68 | 8000 | 96000
2.243.12 | 2H.10 | (*) Type WD9 - 1100W x 2200H |  | No. | 5 |  |  | 3333 | 16665 |  | 4560 | 22800 |  | 13350 | 66750 |  | 5856 | 29280 | 6232.52 | 31162.6 | 9000 | 45000
| Note | Note Details
2.243.13 | - | STEEL DOORS
2.243.14 | - | Steel doors including steel frame, finishes, ironmongery, fixing in position; all in accordance with the specification and drawings
| Item Code | Description | Item Remarks | Unit of Measurement | Quantity/Base Price |  |  | Unit Price/Discount % (Excluding VAT) | Total |  | Unit Price/Discount % (Excluding VAT) | Total |  | Unit Price/Discount % (Excluding VAT) | Total |  | Unit Price/Discount % (Excluding VAT) | Total | Unit Price/Discount % (Excluding VAT) | Total | Unit Price/Discount % (Excluding VAT) | Total
2.243.15 | 2H.11 | (*) Type SD1 - 1000W x 2200H |  | No. | 4 |  |  | 3146 | 12584 |  | 2850 | 11400 |  | 3800 | 15200 |  | 3146 | 12584 | 4794.25 | 19177 | 6000 | 24000
2.243.16 | 2H.12 | (*) Type SD2 - 1200W x 2200H |  | No. | 1 |  |  | 3776 | 3776 |  | 2850 | 2850 |  | 4400 | 4400 |  | 3775 | 3775 | 5513.38 | 5513.38 | 8000 | 8000
2.243.17 | 2H.13 | (*) Type SD3 - 1100W x 2200H |  | No. | 2 |  |  | 3461 | 6922 |  | 3192 | 6384 |  | 4400 | 8800 |  | 3461 | 6922 | 5153.81 | 10307.62 | 7000 | 14000
| Note | Note Details
2.243.18 | - | Louver doors including galvanized steel frame with internal screen including steel frame, finishes, ironmongery, fixing into position; all in accordance with the specifications and drawings.
| Item Code | Description | Item Remarks | Unit of Measurement | Quantity/Base Price |  |  | Unit Price/Discount % (Excluding VAT) | Total |  | Unit Price/Discount % (Excluding VAT) | Total |  | Unit Price/Discount % (Excluding VAT) | Total |  | Unit Price/Discount % (Excluding VAT) | Total | Unit Price/Discount % (Excluding VAT) | Total | Unit Price/Discount % (Excluding VAT) | Total
2.243.19 | 2H.14 | (*) Type LD1 - 2700W x 3000H |  | No. | 2 |  |  | 9356 | 18712 |  | 8892 | 17784 |  | 19000 | 38000 |  | 9801 | 19602 | 16180.58 | 32361.16 | 17000 | 34000
2.243.20 | 2H.15 | (*) Type LD2 - 2100W x 3000H |  | No. | 2 |  |  | 7277 | 14554 |  | 6270 | 12540 |  | 15000 | 30000 |  | 7623 | 15246 | 13184.17 | 26368.34 | 15000 | 30000
2.243.21 | 2H.16 | (*) Type LD3 - 1800W x 3000H |  | No. | 2 |  |  | 6237 | 12474 |  | 6498 | 12996 |  | 13000 | 26000 |  | 6534 | 13068 | 11386.33 | 22772.66 | 13000 | 26000
2.243.22 | 2H.17 | (*) Type LD4 - 1200W x 3000H |  | No. | 1 |  |  | 4158 | 4158 |  | 4560 | 4560 |  | 8500 | 8500 |  | 4356 | 4356 | 7910.5 | 7910.5 | 12000 | 12000
| Note | Note Details
2.243.23 | - | GLAZED DOORS / PARTITIONS
2.243.24 | - | Glazed Partitions
| Item Code | Description | Item Remarks | Unit of Measurement | Quantity/Base Price |  |  | Unit Price/Discount % (Excluding VAT) | Total |  | Unit Price/Discount % (Excluding VAT) | Total |  | Unit Price/Discount % (Excluding VAT) | Total |  | Unit Price/Discount % (Excluding VAT) | Total | Unit Price/Discount % (Excluding VAT) | Total | Unit Price/Discount % (Excluding VAT) | Total
2.243.25 | 2H.18 | (*) Single glazed partitions of 12mm thick clear heat strengthened glass all complete including sealant joints; all in accordance with the specification and drawings. |  | m2 | 427 |  |  | 1200 | 512400 |  | 969 | 413763 |  | 625 | 266875 |  | 1320 | 563640 | 2157.41 | 921214.07 | 1500 | 640500
| Note | Note Details
2.243.26 | - | Glazed Doors
2.243.27 | - | Aluminium framed doors, polyester powder coated, double glazed, including ironmongeries, sealants, trimmings, and accessories; all in accordance with the specifications and drawings.
| Item Code | Description | Item Remarks | Unit of Measurement | Quantity/Base Price |  |  | Unit Price/Discount % (Excluding VAT) | Total |  | Unit Price/Discount % (Excluding VAT) | Total |  | Unit Price/Discount % (Excluding VAT) | Total |  | Unit Price/Discount % (Excluding VAT) | Total | Unit Price/Discount % (Excluding VAT) | Total | Unit Price/Discount % (Excluding VAT) | Total
2.243.28 | 2H.19 | (*) Type AD1 - 1200W x 3200H |  | No. | 2 |  |  | 4647 | 9294 |  | 193800 | 387600 |  | 4775 | 9550 |  | 5914 | 11828 | 8270.07 | 16540.14 | 10000 | 20000
2.243.29 | 2H.20 | (*) Type AD3 - 2275W x 2800H |  | No. | 2 |  |  | 7726 | 15452 |  | 9120 | 18240 |  | 7450 | 14900 |  | 9810 | 19620 | 13184.17 | 26368.34 | 25000 | 50000
| Note | Note Details
2.243.30 | - | Frameless glass doors, including ironmongeries, sealants, trimmings, and accessories; all in accordance with the specifications and drawings.
| Item Code | Description | Item Remarks | Unit of Measurement | Quantity/Base Price |  |  | Unit Price/Discount % (Excluding VAT) | Total |  | Unit Price/Discount % (Excluding VAT) | Total |  | Unit Price/Discount % (Excluding VAT) | Total |  | Unit Price/Discount % (Excluding VAT) | Total | Unit Price/Discount % (Excluding VAT) | Total | Unit Price/Discount % (Excluding VAT) | Total
2.243.31 | 2H.21 | (*) Type GD3 - 1500W x 2100H |  | No. | 15 |  |  | 3986 | 59790 |  | 2850 | 42750 |  | 4185 | 62775 |  | 4158 | 62370 | 8989.21 | 134838.15 | 7000 | 105000
2.243.32 | 2H.22 | (*) Type GD4 - 975W x 2400H |  | No. | 44 |  |  | 3036 | 133584 |  | 2394 | 105336 |  | 4060 | 178640 |  | 3089 | 135916 | 6711.94 | 295325.36 | 6000 | 264000
| Note | Note Details
2.243.33 | - | Revolving door assemby complete in including ironmongeries, sealants, trimmings, and accessories in accordance with the specifications and drawings.
| Item Code | Description | Item Remarks | Unit of Measurement | Quantity/Base Price |  |  | Unit Price/Discount % (Excluding VAT) | Total |  | Unit Price/Discount % (Excluding VAT) | Total |  | Unit Price/Discount % (Excluding VAT) | Total |  | Unit Price/Discount % (Excluding VAT) | Total | Unit Price/Discount % (Excluding VAT) | Total | Unit Price/Discount % (Excluding VAT) | Total
2.243.34 | 2H.23 | (*) AD2 - 3000dia x 2300H |  | No. | 1 |  |  | 41250 | 41250 |  | 5700 | 5700 |  | 313700 | 313700 |  | 198000 | 198000 | 89892.1 | 89892.1 | 120000 | 120000
| Note | Note Details
2.243.35 | - | Glass windows in aluminum frames including trimmings, coatings, sealant, sound proofing, weatherproofing, and all other incidentals, fixing into position in accordance with the drawings and specifications.
| Item Code | Description | Item Remarks | Unit of Measurement | Quantity/Base Price |  |  | Unit Price/Discount % (Excluding VAT) | Total |  | Unit Price/Discount % (Excluding VAT) | Total |  | Unit Price/Discount % (Excluding VAT) | Total |  | Unit Price/Discount % (Excluding VAT) | Total | Unit Price/Discount % (Excluding VAT) | Total | Unit Price/Discount % (Excluding VAT) | Total
2.243.36 | 2H.24 | (*) W1 - 9000W x 3400H |  | No. | 2 |  |  | 33660 | 67320 |  | 35340 | 70680 |  | 28675 | 57350 |  | 40392 | 80784 | 65920.87 | 131841.74 | 65000 | 130000
2.243.37 | 2H.25 | (*) W2 / W2A - 6000W x 3400H |  | No. | 34 |  |  | 22440 | 762960 |  | 23940 | 813960 |  | 18400 | 625600 |  | 26928 | 915552 | 43148.21 | 1467039.14 | 40000 | 1360000
2.243.38 | 2H.26 | (*) W3 / 3A- 4000W x 3400H |  | No. | 9 |  |  | 14960 | 134640 |  | 15390 | 138510 |  | 11950 | 107550 |  | 17952 | 161568 | 29964.03 | 269676.27 | 25000 | 225000
2.243.39 | 2H.27 | (*) W4/W4A - 3025W x 3400H |  | No. | 5 |  |  | 11314 | 56570 |  | 12540 | 62700 |  | 8450 | 42250 |  | 13576 | 67880 | 22173.38 | 110866.9 | 18000 | 90000
| Note | Note Details
2.243.40 | - | Contractor's Adjustment
| Item Code | Description | Item Remarks | Unit of Measurement | Quantity/Base Price |  |  | Unit Price/Discount % (Excluding VAT) | Total |  | Unit Price/Discount % (Excluding VAT) | Total |  | Unit Price/Discount % (Excluding VAT) | Total |  | Unit Price/Discount % (Excluding VAT) | Total | Unit Price/Discount % (Excluding VAT) | Total | Unit Price/Discount % (Excluding VAT) | Total
2.243.41 | CA-1 | (*) Contractor may price here any items which has been shown in the drawings or any other documents but overlooked or not specifically mentioned inthe schedule of items and is necessary for the satisfactory completion of the Works. Should the Contractor fail to insert any item here, it will be deemed that Lump Sum Contract Price includes all such items and no claims for additional items will be entertained. |  | Item | 1 |  |  | 0 | 0 |  | 0 | 0 |  | 0 | 0 |  | 0 | 0 | 0 | 0 | 0 | 0
| Note | Note Details
2.243.42 | - | Please attach one PDF file to be named "Additional Items for (insert bill no/name & Section No/name)" for the details of these additional items in the additional attachment area at the end of the BOQ.
2.244 HQ - FINISHES | [6 empty] | 2483894 | 30 (out of 30) | 2261305 |  | 30 (out of 30) | 4907928 |  | 30 (out of 30) | 2603725 |  | 30 (out of 30) | 3512555 | 30 (out of 30) | 6296288.9 | 30 (out of 30) | 4624795
| Note | Note Details
2.244.1 | - | INTERNAL FLOOR FINISHES
2.244.2 | - | Power float finsh, ready to receive final finishes all in accordance with the specification and drawings
| Item Code | Description | Item Remarks | Unit of Measurement | Quantity/Base Price |  |  | Unit Price/Discount % (Excluding VAT) | Total |  | Unit Price/Discount % (Excluding VAT) | Total |  | Unit Price/Discount % (Excluding VAT) | Total |  | Unit Price/Discount % (Excluding VAT) | Total | Unit Price/Discount % (Excluding VAT) | Total | Unit Price/Discount % (Excluding VAT) | Total
2.244.3 | 2J.01 | (*) To receive final finishes |  | m2 | 4140 |  |  | 67 | 277380 |  | 34.2 | 141588 |  | 30 | 124200 |  | 35 | 144900 | 23.97 | 99235.8 | 80 | 331200
| Note | Note Details
2.244.4 | - | Ceramic tiles
2.244.5 | - | Floor tiling on and including screeded backing, bedding, fixing with waterproof adhesive, grouting and jointing with matching epoxy grout, including control joints, fixed all in accordance with the specification and drawings
| Item Code | Description | Item Remarks | Unit of Measurement | Quantity/Base Price |  |  | Unit Price/Discount % (Excluding VAT) | Total |  | Unit Price/Discount % (Excluding VAT) | Total |  | Unit Price/Discount % (Excluding VAT) | Total |  | Unit Price/Discount % (Excluding VAT) | Total | Unit Price/Discount % (Excluding VAT) | Total | Unit Price/Discount % (Excluding VAT) | Total
2.244.6 | 2J.02 | (*) 600mm x 600mm Porcelain Tiles,: Ref. TL-01 |  | m2 | 560 |  |  | 151 | 84560 |  | 228 | 127680 |  | 185 | 103600 |  | 162 | 90720 | 233.72 | 130883.2 | 200 | 112000
2.244.7 | 2J.03 | (*) 300mm x 300mm Ceramic Tiles, : Ref. TL-02 |  | m2 | 194 |  |  | 127 | 24638 |  | 228 | 44232 |  | 165 | 32010 |  | 162 | 31428 | 233.72 | 45341.68 | 200 | 38800
2.244.8 | 2J.04 | (*) 300mm x 600mm Ceramic Tiles,: Ref. TL-03 |  | m2 | 8 |  |  | 139 | 1112 |  | 228 | 1824 |  | 185 | 1480 |  | 162 | 1296 | 233.72 | 1869.76 | 200 | 1600
| Note | Note Details
2.244.9 | - | Carpet flooring on and including screeded backing, fix with approved adhesive; all in accordance with the specification and drawings
| Item Code | Description | Item Remarks | Unit of Measurement | Quantity/Base Price |  |  | Unit Price/Discount % (Excluding VAT) | Total |  | Unit Price/Discount % (Excluding VAT) | Total |  | Unit Price/Discount % (Excluding VAT) | Total |  | Unit Price/Discount % (Excluding VAT) | Total | Unit Price/Discount % (Excluding VAT) | Total | Unit Price/Discount % (Excluding VAT) | Total
2.244.10 | 2J.05 | (*) Carpet flooring, Ref CP - 01 |  | m2 | 2290 |  |  | 167 | 382430 |  | 342 | 783180 |  | 300 | 687000 |  | 377 | 863330 | 539.35 | 1235111.5 | 400 | 916000
2.244.11 | 2J.06 | (*) Carpet flooring, Ref CP - 02 |  | m2 | 60 |  |  | 167 | 10020 |  | 342 | 20520 |  | 300 | 18000 |  | 377 | 22620 | 539.35 | 32361 | 650 | 39000
2.244.12 | 2J.07 | (*) Carpet flooring, Ref CP - 03 |  | m2 | 130 |  |  | 167 | 21710 |  | 342 | 44460 |  | 300 | 39000 |  | 377 | 49010 | 539.35 | 70115.5 | 650 | 84500
| Note | Note Details
2.244.13 | - | Epoxy Floor Coating, applied all in accordance with the specification, drawings and manufacturer's recommendation.
| Item Code | Description | Item Remarks | Unit of Measurement | Quantity/Base Price |  |  | Unit Price/Discount % (Excluding VAT) | Total |  | Unit Price/Discount % (Excluding VAT) | Total |  | Unit Price/Discount % (Excluding VAT) | Total |  | Unit Price/Discount % (Excluding VAT) | Total | Unit Price/Discount % (Excluding VAT) | Total | Unit Price/Discount % (Excluding VAT) | Total
2.244.14 | 2J.08 | (*) Epoxy Paint on Floors: Ref EP-01 |  | m2 | 432 |  |  | 56 | 24192 |  | 91.2 | 39398.4 |  | 135 | 58320 |  | 71 | 30672 | 53.94 | 23302.08 | 100 | 43200
| Note | Note Details
2.244.15 | - | Sandstone
2.244.16 | - | Non slip sandstone on and including bedding, waterproofing, grouting and jointing; all in accordance with the specification and drawings
| Item Code | Description | Item Remarks | Unit of Measurement | Quantity/Base Price |  |  | Unit Price/Discount % (Excluding VAT) | Total |  | Unit Price/Discount % (Excluding VAT) | Total |  | Unit Price/Discount % (Excluding VAT) | Total |  | Unit Price/Discount % (Excluding VAT) | Total | Unit Price/Discount % (Excluding VAT) | Total | Unit Price/Discount % (Excluding VAT) | Total
2.244.17 | 2J.09 | (*) to ramps and stairs; Ref ST-1 |  | m2 | 114 |  |  | 284 | 32376 |  | 570 | 64980 |  | 150 | 17100 |  | 863 | 98382 | 659.21 | 75149.94 | 650 | 74100
| Note | Note Details
2.244.18 | - | Marble
2.244.19 | - | THRESHOLD
2.244.20 | - | Marble threshold on and including bedding, waterproofing, grouting and jointing; all in accordance with the specification and drawings
| Item Code | Description | Item Remarks | Unit of Measurement | Quantity/Base Price |  |  | Unit Price/Discount % (Excluding VAT) | Total |  | Unit Price/Discount % (Excluding VAT) | Total |  | Unit Price/Discount % (Excluding VAT) | Total |  | Unit Price/Discount % (Excluding VAT) | Total | Unit Price/Discount % (Excluding VAT) | Total | Unit Price/Discount % (Excluding VAT) | Total
2.244.21 | 2J.10 | (*) 20mm thick marble threshold: Ref. MB-01 |  | m2 | 16 |  |  | 173 | 2768 |  | 570 | 9120 |  | 100 | 1600 |  | 161 | 2576 | 359.57 | 5753.12 | 800 | 12800
| Note | Note Details
2.244.22 | - | INTERNAL SKIRTING FINISHES
2.244.23 | - | Skirting fixed with adhesive including backing, grouting, jointing etc.; all in accordance with the specification and drawings
| Item Code | Description | Item Remarks | Unit of Measurement | Quantity/Base Price |  |  | Unit Price/Discount % (Excluding VAT) | Total |  | Unit Price/Discount % (Excluding VAT) | Total |  | Unit Price/Discount % (Excluding VAT) | Total |  | Unit Price/Discount % (Excluding VAT) | Total | Unit Price/Discount % (Excluding VAT) | Total | Unit Price/Discount % (Excluding VAT) | Total
2.244.24 | 2J.11 | (*) Wooden skirting with painted finishes; Ref. SKT-01 |  | m | 1323 |  |  | 44 | 58212 |  | 114 | 150822 |  | 45 | 59535 |  | 69 | 91287 | 179.78 | 237848.94 | 200 | 264600
2.244.25 | 2J.12 | (*) Ceramic Skirting; Ref SKT-02 |  | m | 307 |  |  | 38 | 11666 |  | 57 | 17499 |  | 30 | 9210 |  | 37 | 11359 | 41.95 | 12878.65 | 50 | 15350
| Note | Note Details
2.244.26 | - | INTERNAL WALL FINISHES
2.244.27 | - | Cement and sand plaster 15mm thick to block walls; all in accordance with the specification and drawings
| Item Code | Description | Item Remarks | Unit of Measurement | Quantity/Base Price |  |  | Unit Price/Discount % (Excluding VAT) | Total |  | Unit Price/Discount % (Excluding VAT) | Total |  | Unit Price/Discount % (Excluding VAT) | Total |  | Unit Price/Discount % (Excluding VAT) | Total | Unit Price/Discount % (Excluding VAT) | Total | Unit Price/Discount % (Excluding VAT) | Total
2.244.28 | 2J.13 | (*) To receive final finishes |  | m2 | 6462 |  |  | 40 | 258480 |  | 159.6 | 1031335.2 |  | 35 | 226170 |  | 36 | 232632 | 113.86 | 735763.32 | 35 | 226170
| Note | Note Details
2.244.29 | - | Gypsum board walls, including framing, insulation, jointings, and accessories all in accordance with the specifications and drawings.
| Item Code | Description | Item Remarks | Unit of Measurement | Quantity/Base Price |  |  | Unit Price/Discount % (Excluding VAT) | Total |  | Unit Price/Discount % (Excluding VAT) | Total |  | Unit Price/Discount % (Excluding VAT) | Total |  | Unit Price/Discount % (Excluding VAT) | Total | Unit Price/Discount % (Excluding VAT) | Total | Unit Price/Discount % (Excluding VAT) | Total
2.244.30 | 2J.14 | (*) To receive paint |  | m2 | 1454 |  |  | 184 | 267536 |  | 193.8 | 281785.2 |  | 90 | 130860 |  | 276 | 401304 | 359.57 | 522814.78 | 200 | 290800
| Note | Note Details
2.244.31 | - | Wall paper on and including plastered backing, fixed approved adhesive including all incidentals to complete the work; all in accordance with the specification and drawings.
| Item Code | Description | Item Remarks | Unit of Measurement | Quantity/Base Price |  |  | Unit Price/Discount % (Excluding VAT) | Total |  | Unit Price/Discount % (Excluding VAT) | Total |  | Unit Price/Discount % (Excluding VAT) | Total |  | Unit Price/Discount % (Excluding VAT) | Total | Unit Price/Discount % (Excluding VAT) | Total | Unit Price/Discount % (Excluding VAT) | Total
2.244.32 | 2J.15 | (*) Washable wall paper; Ref: WP-01 |  | m2 | 200 |  |  | 84 | 16800 |  | 228 | 45600 |  | 120 | 24000 |  | 197 | 39400 | 179.78 | 35956 | 160 | 32000
2.244.33 | 2J.16 | (*) Washable wall paper; Ref: WP-02 |  | m2 | 278 |  |  | 84 | 23352 |  | 228 | 63384 |  | 120 | 33360 |  | 197 | 54766 | 179.78 | 49978.84 | 160 | 44480
2.244.34 | 2J.17 | (*) Washable wall paper; Ref: WP-03 |  | m2 | 121 |  |  | 84 | 10164 |  | 228 | 27588 |  | 120 | 14520 |  | 197 | 23837 | 179.78 | 21753.38 | 160 | 19360
| Note | Note Details
2.244.35 | - | Ceramic wall tiling on and including plastered backing, grouting with matching epoxy grout and jointing, fixed approved adhesive; all in accordance with the specification and drawings
| Item Code | Description | Item Remarks | Unit of Measurement | Quantity/Base Price |  |  | Unit Price/Discount % (Excluding VAT) | Total |  | Unit Price/Discount % (Excluding VAT) | Total |  | Unit Price/Discount % (Excluding VAT) | Total |  | Unit Price/Discount % (Excluding VAT) | Total | Unit Price/Discount % (Excluding VAT) | Total | Unit Price/Discount % (Excluding VAT) | Total
2.244.36 | 2J.18 | (*) 300mm x 300mm ceramic tile; Ref TL-02 |  | m2 | 962 |  |  | 133 | 127946 |  | 205.2 | 197402.4 |  | 165 | 158730 |  | 118 | 113516 | 221.73 | 213304.26 | 200 | 192400
2.244.37 | 2J.19 | (*) 300mm x 300mm mosaic tile; Ref MS-01 |  | m2 | 12 |  |  | 133 | 1596 |  | 205.2 | 2462.4 |  | 0 | 0 |  | 476 | 5712 | 221.73 | 2660.76 | 200 | 2400
| Note | Note Details
2.244.38 | - | Paints
2.244.39 | - | Prepare and apply epoxy coating; all in accordance with the specification and drawings
| Item Code | Description | Item Remarks | Unit of Measurement | Quantity/Base Price |  |  | Unit Price/Discount % (Excluding VAT) | Total |  | Unit Price/Discount % (Excluding VAT) | Total |  | Unit Price/Discount % (Excluding VAT) | Total |  | Unit Price/Discount % (Excluding VAT) | Total | Unit Price/Discount % (Excluding VAT) | Total | Unit Price/Discount % (Excluding VAT) | Total
2.244.40 | 2J.20 | (*) On walls; Ref PT-04 |  | m2 | 1145 |  |  | 45 | 51525 |  | 91.2 | 104424 |  | 25 | 28625 |  | 40 | 45800 | 41.95 | 48032.75 | 60 | 68700
| Note | Note Details
2.244.41 | - | Prepare and apply emulsion paint finish in two coats; all in accordance with the specification and drawings
| Item Code | Description | Item Remarks | Unit of Measurement | Quantity/Base Price |  |  | Unit Price/Discount % (Excluding VAT) | Total |  | Unit Price/Discount % (Excluding VAT) | Total |  | Unit Price/Discount % (Excluding VAT) | Total |  | Unit Price/Discount % (Excluding VAT) | Total | Unit Price/Discount % (Excluding VAT) | Total | Unit Price/Discount % (Excluding VAT) | Total
2.244.42 | 2J.21 | (*) On walls; Ref PT-01 |  | m2 | 5320 |  |  | 15 | 79800 |  | 91.2 | 485184 |  | 20 | 106400 |  | 18 | 95760 | 26.37 | 140288.4 | 55 | 292600
| Note | Note Details
2.244.43 | - | INTERNAL CEILING FINISHES
2.244.44 | - | Gypsum board suspended ceiling including suspension system; all in accordance with the specification and drawings.
| Item Code | Description | Item Remarks | Unit of Measurement | Quantity/Base Price |  |  | Unit Price/Discount % (Excluding VAT) | Total |  | Unit Price/Discount % (Excluding VAT) | Total |  | Unit Price/Discount % (Excluding VAT) | Total |  | Unit Price/Discount % (Excluding VAT) | Total | Unit Price/Discount % (Excluding VAT) | Total | Unit Price/Discount % (Excluding VAT) | Total
2.244.45 | 2J.21.1 | (*) To receive paint finish |  | m2 | 1826 |  |  | 38 | 69388 |  | 171 | 312246 |  | 90 | 164340 |  | 184 | 335984 | 161.81 | 295465.06 | 200 | 365200
| Note | Note Details
2.244.46 | - | Prepare and apply emulsion paint finish in two coats; all in accordance with the specification and drawings
| Item Code | Description | Item Remarks | Unit of Measurement | Quantity/Base Price |  |  | Unit Price/Discount % (Excluding VAT) | Total |  | Unit Price/Discount % (Excluding VAT) | Total |  | Unit Price/Discount % (Excluding VAT) | Total |  | Unit Price/Discount % (Excluding VAT) | Total | Unit Price/Discount % (Excluding VAT) | Total | Unit Price/Discount % (Excluding VAT) | Total
2.244.47 | 2J.22 | (*) To ceilings; Ref PT-01 |  | m2 | 1559 |  |  | 15 | 23385 |  | 34.2 | 53317.8 |  | 25 | 38975 |  | 18 | 28062 | 26.37 | 41110.83 | 55 | 85745
2.244.48 | 2J.23 | (*) To ceilings; Ref PT-02 |  | m2 | 267 |  |  | 15 | 4005 |  | 34.2 | 9131.4 |  | 25 | 6675 |  | 18 | 4806 | 26.37 | 7040.79 | 55 | 14685
| Note | Note Details
2.244.49 | - | Gypsum tile suspended ceiling including suspension system; all in accordance with the specification and drawings
| Item Code | Description | Item Remarks | Unit of Measurement | Quantity/Base Price |  |  | Unit Price/Discount % (Excluding VAT) | Total |  | Unit Price/Discount % (Excluding VAT) | Total |  | Unit Price/Discount % (Excluding VAT) | Total |  | Unit Price/Discount % (Excluding VAT) | Total | Unit Price/Discount % (Excluding VAT) | Total | Unit Price/Discount % (Excluding VAT) | Total
2.244.50 | 2J.24 | (*) 600 x 600 Gypsum ceiling tile: Ref. CL- 01 |  | m2 | 1303 |  |  | 89 | 115967 |  | 148.2 | 193104.6 |  | 75 | 97725 |  | 127 | 165481 | 161.81 | 210838.43 | 300 | 390900
| Note | Note Details
2.244.51 | - | Aluminium suspended ceiling including suspension system; all in accordance with the specification and drawings
| Item Code | Description | Item Remarks | Unit of Measurement | Quantity/Base Price |  |  | Unit Price/Discount % (Excluding VAT) | Total |  | Unit Price/Discount % (Excluding VAT) | Total |  | Unit Price/Discount % (Excluding VAT) | Total |  | Unit Price/Discount % (Excluding VAT) | Total | Unit Price/Discount % (Excluding VAT) | Total | Unit Price/Discount % (Excluding VAT) | Total
2.244.52 | 2J.25 | (*) 600 x 600 Aluminium ceiling tile: Ref. CL- 02 |  | m2 | 178 |  |  | 128 | 22784 |  | 171 | 30438 |  | 170 | 30260 |  | 184 | 32752 | 275.67 | 49069.26 | 250 | 44500
| Note | Note Details
2.244.53 | - | EXTERNAL WALL FINISHES
2.244.54 | - | Cement and sand plaster to block or concrete walls and columns; all in accordance with the specification and drawings
| Item Code | Description | Item Remarks | Unit of Measurement | Quantity/Base Price |  |  | Unit Price/Discount % (Excluding VAT) | Total |  | Unit Price/Discount % (Excluding VAT) | Total |  | Unit Price/Discount % (Excluding VAT) | Total |  | Unit Price/Discount % (Excluding VAT) | Total | Unit Price/Discount % (Excluding VAT) | Total | Unit Price/Discount % (Excluding VAT) | Total
2.244.55 | 2J.26 | (*) To receive final finishes |  | m2 | 1683 |  |  | 50 | 84150 |  | 136.8 | 230234.4 |  | 45 | 75735 |  | 41 | 69003 | 146.22 | 246088.26 | 35 | 58905
| Note | Note Details
2.244.56 | - | Insulated render system with 90mm mineral fibre insulation and mesh reinforced acrylic / silicate finish.
| Item Code | Description | Item Remarks | Unit of Measurement | Quantity/Base Price |  |  | Unit Price/Discount % (Excluding VAT) | Total |  | Unit Price/Discount % (Excluding VAT) | Total |  | Unit Price/Discount % (Excluding VAT) | Total |  | Unit Price/Discount % (Excluding VAT) | Total | Unit Price/Discount % (Excluding VAT) | Total | Unit Price/Discount % (Excluding VAT) | Total
2.244.57 | 2J.27 | (*) To external walls |  | m2 | 1683 |  |  | 67 | 112761 |  | 182.4 | 306979.2 |  | 165 | 277695 |  | 207 | 348381 | 958.85 | 1613744.55 | 300 | 504900
| Note | Note Details
2.244.58 | - | Natural stone copping unit land on mortar bed with 30 x 3 galvanized M,S. clamps connecting units.
| Item Code | Description | Item Remarks | Unit of Measurement | Quantity/Base Price |  |  | Unit Price/Discount % (Excluding VAT) | Total |  | Unit Price/Discount % (Excluding VAT) | Total |  | Unit Price/Discount % (Excluding VAT) | Total |  | Unit Price/Discount % (Excluding VAT) | Total | Unit Price/Discount % (Excluding VAT) | Total | Unit Price/Discount % (Excluding VAT) | Total
2.244.59 | 2J.28 | (*) To top of parapet |  | m | 193 |  |  | 314 | 60602 |  | 456 | 88008 |  | 200 | 38600 |  | 403 | 77779 | 479.42 | 92528.06 | 300 | 57900
| Note | Note Details
2.244.60 | - | Contractor's Adjustment
| Item Code | Description | Item Remarks | Unit of Measurement | Quantity/Base Price |  |  | Unit Price/Discount % (Excluding VAT) | Total |  | Unit Price/Discount % (Excluding VAT) | Total |  | Unit Price/Discount % (Excluding VAT) | Total |  | Unit Price/Discount % (Excluding VAT) | Total | Unit Price/Discount % (Excluding VAT) | Total | Unit Price/Discount % (Excluding VAT) | Total
2.244.61 | CA-1 | (*) Contractor may price here any items which has been shown in the drawings or any other documents but overlooked or not specifically mentioned inthe schedule of items and is necessary for the satisfactory completion of the Works. Should the Contractor fail to insert any item here, it will be deemed that Lump Sum Contract Price includes all such items and no claims for additional items will be entertained. |  | Item | 1 |  |  | 0 | 0 |  | 0 | 0 |  | 0 | 0 |  | 0 | 0 | 0 | 0 | 0 | 0
| Note | Note Details
2.244.62 | - | Please attach one PDF file to be named "Additional Items for (insert bill no/name & Section No/name)" for the details of these additional items in the additional attachment area at the end of the BOQ.
2.245 HQ - FURNITURES AND ACCESSORIES | [6 empty] | 1949214 | 62 (out of 62) | 2340310 |  | 62 (out of 62) | 4075899 |  | 62 (out of 62) | 3533000 |  | 62 (out of 62) | 2277683 | 62 (out of 62) | 3310244.16 | 62 (out of 62) | 6915000
| Note | Note Details
2.245.1 | - | Signages
2.245.2 | - | Supply and fix signages all in accordance with drawings and specifications.
| Item Code | Description | Item Remarks | Unit of Measurement | Quantity/Base Price |  |  | Unit Price/Discount % (Excluding VAT) | Total |  | Unit Price/Discount % (Excluding VAT) | Total |  | Unit Price/Discount % (Excluding VAT) | Total |  | Unit Price/Discount % (Excluding VAT) | Total | Unit Price/Discount % (Excluding VAT) | Total | Unit Price/Discount % (Excluding VAT) | Total
2.245.3 | 2K.01 | (*) Way finding signages |  | item | 1 |  |  | 28000 | 28000 |  | 11400 | 11400 |  | 130000 | 130000 |  | 0 | 0 | 359568.39 | 359568.39 | 150000 | 150000
2.245.4 | 2K.02 | (*) Fire safety signages |  | item | 1 |  |  | 0 | 0 |  | 5700 | 5700 |  | 2000 | 2000 |  | 0 | 0 | 35956.84 | 35956.84 | 50000 | 50000
2.245.5 | 2K.03 | (*) Multi purpose digital signages |  | item | 1 |  |  | 0 | 0 |  | 11400 | 11400 |  | 100000 | 100000 |  | 0 | 0 | 29964.03 | 29964.03 | 50000 | 50000
| Note | Note Details
2.245.6 | - | Supply and fix counter top and overhead cabinet complete including fixings, frame work, etc.; all in accordance with the specification and drawings
| Item Code | Description | Item Remarks | Unit of Measurement | Quantity/Base Price |  |  | Unit Price/Discount % (Excluding VAT) | Total |  | Unit Price/Discount % (Excluding VAT) | Total |  | Unit Price/Discount % (Excluding VAT) | Total |  | Unit Price/Discount % (Excluding VAT) | Total | Unit Price/Discount % (Excluding VAT) | Total | Unit Price/Discount % (Excluding VAT) | Total
2.245.7 | 2K.04 | (*) To pantries |  | m | 3.5 |  |  | 1284 | 4494 |  | 2850 | 9975 |  | 6000 | 21000 |  | 0 | 0 | 4194.96 | 14682.36 | 6000 | 21000
| Note | Note Details
2.245.8 | - | Supply and Install HPL cubicles complete including fixing accessories complete all in accordance with the drawings and specifications.
| Item Code | Description | Item Remarks | Unit of Measurement | Quantity/Base Price |  |  | Unit Price/Discount % (Excluding VAT) | Total |  | Unit Price/Discount % (Excluding VAT) | Total |  | Unit Price/Discount % (Excluding VAT) | Total |  | Unit Price/Discount % (Excluding VAT) | Total | Unit Price/Discount % (Excluding VAT) | Total | Unit Price/Discount % (Excluding VAT) | Total
2.245.9 | 2K.05 | (*) To toilets |  | No. | 18 |  |  | 2140 | 38520 |  | 2622 | 47196 |  | 10000 | 180000 |  | 0 | 0 | 4194.96 | 75509.28 | 8000 | 144000
| Note | Note Details
2.245.10 | - | OFFICE FURNITURES
2.245.11 | - | Supply, delivery, and installation of offices furnitures in accordance with the drawings and specifications
| Item Code | Description | Item Remarks | Unit of Measurement | Quantity/Base Price |  |  | Unit Price/Discount % (Excluding VAT) | Total |  | Unit Price/Discount % (Excluding VAT) | Total |  | Unit Price/Discount % (Excluding VAT) | Total |  | Unit Price/Discount % (Excluding VAT) | Total | Unit Price/Discount % (Excluding VAT) | Total | Unit Price/Discount % (Excluding VAT) | Total
2.245.12 | 2K.06 | (*) Type A1 |  | No. | 1 |  |  | 2269296 | 2269296 |  | 34200 | 34200 |  | 0 | 0 |  | 0 | 0 | 8989.21 | 8989.21 | 0 | 0
2.245.13 | 2K.07 | (*) Type A2 |  | No. | 1 |  |  | 0 | 0 |  | 22800 | 22800 |  | 0 | 0 |  | 0 | 0 | 599.28 | 599.28 | 0 | 0
2.245.14 | 2K.08 | (*) Type A3 |  | No. | 1 |  |  | 0 | 0 |  | 17100 | 17100 |  | 0 | 0 |  | 0 | 0 | 3595.68 | 3595.68 | 0 | 0
2.245.15 | 2K.09 | (*) Type A4 |  | No. | 2 |  |  | 0 | 0 |  | 5700 | 11400 |  | 0 | 0 |  | 0 | 0 | 1797.84 | 3595.68 | 0 | 0
2.245.16 | 2K.10 | (*) Type B1 |  | No. | 3 |  |  | 0 | 0 |  | 2280 | 6840 |  | 0 | 0 |  | 0 | 0 | 5992.81 | 17978.43 | 0 | 0
2.245.17 | 2K.11 | (*) Type B2 |  | No. | 3 |  |  | 0 | 0 |  | 2280 | 6840 |  | 0 | 0 |  | 0 | 0 | 599.28 | 1797.84 | 0 | 0
2.245.18 | 2K.12 | (*) Type B3 |  | No. | 3 |  |  | 0 | 0 |  | 2280 | 6840 |  | 0 | 0 |  | 0 | 0 | 1797.84 | 5393.52 | 0 | 0
2.245.19 | 2K.13 | (*) Type B4 |  | No. | 3 |  |  | 0 | 0 |  | 3420 | 10260 |  | 0 | 0 |  | 0 | 0 | 3595.68 | 10787.04 | 0 | 0
2.245.20 | 2K.14 | (*) Type B5 |  | No. | 6 |  |  | 0 | 0 |  | 1710 | 10260 |  | 0 | 0 |  | 0 | 0 | 2996.4 | 17978.4 | 0 | 0
2.245.21 | 2K.15 | (*) Type C1 |  | No. | 10 |  |  | 0 | 0 |  | 1710 | 17100 |  | 0 | 0 |  | 0 | 0 | 7790.65 | 77906.5 | 0 | 0
2.245.22 | 2K.16 | (*) Type C2 |  | No. | 11 |  |  | 0 | 0 |  | 2280 | 25080 |  | 0 | 0 |  | 0 | 0 | 7790.65 | 85697.15 | 0 | 0
2.245.23 | 2K.17 | (*) Type C3 |  | No. | 10 |  |  | 0 | 0 |  | 3420 | 34200 |  | 0 | 0 |  | 0 | 0 | 599.28 | 5992.8 | 0 | 0
2.245.24 | 2K.18 | (*) Type C4 |  | No. | 21 |  |  | 0 | 0 |  | 3420 | 71820 |  | 0 | 0 |  | 0 | 0 | 1797.84 | 37754.64 | 0 | 0
2.245.25 | 2K.19 | (*) Type C5 |  | No. | 21 |  |  | 0 | 0 |  | 1710 | 35910 |  | 0 | 0 |  | 0 | 0 | 2996.4 | 62924.4 | 0 | 0
2.245.26 | 2K.20 | (*) Type D1 |  | No. | 30 |  |  | 0 | 0 |  | 5130 | 153900 |  | 0 | 0 |  | 0 | 0 | 7790.65 | 233719.5 | 0 | 0
2.245.27 | 2K.21 | (*) Type D2 |  | No. | 30 |  |  | 0 | 0 |  | 1197 | 35910 |  | 0 | 0 |  | 0 | 0 | 599.28 | 17978.4 | 0 | 0
2.245.28 | 2K.22 | (*) Type D3 |  | No. | 30 |  |  | 0 | 0 |  | 798 | 23940 |  | 0 | 0 |  | 0 | 0 | 1797.84 | 53935.2 | 0 | 0
2.245.29 | 2K.23 | (*) Type D4 |  | No. | 30 |  |  | 0 | 0 |  | 3192 | 95760 |  | 0 | 0 |  | 0 | 0 | 2996.4 | 89892 | 0 | 0
2.245.30 | 2K.24 | (*) Type E1 |  | No. | 10 |  |  | 0 | 0 |  | 4560 | 45600 |  | 0 | 0 |  | 0 | 0 | 7790.65 | 77906.5 | 0 | 0
2.245.31 | 2K.25 | (*) Type E2 |  | No. | 10 |  |  | 0 | 0 |  | 798 | 7980 |  | 0 | 0 |  | 0 | 0 | 1797.84 | 17978.4 | 0 | 0
2.245.32 | 2K.26 | (*) Type E3 |  | No. | 10 |  |  | 0 | 0 |  | 3192 | 31920 |  | 0 | 0 |  | 0 | 0 | 2996.4 | 29964 | 0 | 0
2.245.33 | 2K.27 | (*) Type F1 |  | No. | 156 |  |  | 0 | 0 |  | 3192 | 497952 |  | 0 | 0 |  | 0 | 0 | 2996.4 | 467438.4 | 0 | 0
2.245.34 | 2K.28 | (*) Type F2 |  | No. | 158 |  |  | 0 | 0 |  | 4104 | 648432 |  | 0 | 0 |  | 0 | 0 | 2397.12 | 378744.96 | 0 | 0
2.245.35 | 2K.29 | (*) Type F3 |  | No. | 28 |  |  | 0 | 0 |  | 2850 | 79800 |  | 0 | 0 |  | 0 | 0 | 3595.68 | 100679.04 | 0 | 0
2.245.36 | 2K.30 | (*) Type F4 |  | No. | 30 |  |  | 0 | 0 |  | 1140 | 34200 |  | 0 | 0 |  | 0 | 0 | 2996.4 | 89892 | 0 | 0
2.245.37 | 2K.31 | (*) Type F5 |  | No. | 84 |  |  | 0 | 0 |  | 1140 | 95760 |  | 0 | 0 |  | 0 | 0 | 1797.84 | 151018.56 | 0 | 0
2.245.38 | 2K.32 | (*) Type G1 |  | No. | 4 |  |  | 0 | 0 |  | 11400 | 45600 |  | 0 | 0 |  | 0 | 0 | 14382.74 | 57530.96 | 0 | 0
2.245.39 | 2K.33 | (*) Type G2 |  | No. | 9 |  |  | 0 | 0 |  | 9690 | 87210 |  | 0 | 0 |  | 0 | 0 | 9588.49 | 86296.41 | 0 | 0
2.245.40 | 2K.34 | (*) Type G3 |  | No. | 10 |  |  | 0 | 0 |  | 4104 | 41040 |  | 0 | 0 |  | 0 | 0 | 3595.68 | 35956.8 | 0 | 0
2.245.41 | 2K.35 | (*) Type H1 |  | No. | 1 |  |  | 0 | 0 |  | 3078 | 3078 |  | 0 | 0 |  | 0 | 0 | 1198.56 | 1198.56 | 0 | 0
2.245.42 | 2K.36 | (*) Type H2 |  | No. | 2 |  |  | 0 | 0 |  | 2109 | 4218 |  | 0 | 0 |  | 0 | 0 | 719.14 | 1438.28 | 0 | 0
2.245.43 | 2K.37 | (*) Type H3 |  | No. | 4 |  |  | 0 | 0 |  | 3192 | 12768 |  | 0 | 0 |  | 0 | 0 | 958.85 | 3835.4 | 0 | 0
2.245.44 | 2K.38 | (*) Type H4 |  | No. | 3 |  |  | 0 | 0 |  | 3762 | 11286 |  | 0 | 0 |  | 0 | 0 | 958.85 | 2876.55 | 0 | 0
2.245.45 | 2K.39 | (*) Type H5 |  | No. | 6 |  |  | 0 | 0 |  | 2508 | 15048 |  | 0 | 0 |  | 0 | 0 | 659.21 | 3955.26 | 0 | 0
2.245.46 | 2K.40 | (*) Type H6 |  | No. | 12 |  |  | 0 | 0 |  | 2166 | 25992 |  | 0 | 0 |  | 0 | 0 | 659.21 | 7910.52 | 0 | 0
2.245.47 | 2K.41 | (*) Type H7 |  | No. | 10 |  |  | 0 | 0 |  | 3306 | 33060 |  | 0 | 0 |  | 0 | 0 | 958.85 | 9588.5 | 0 | 0
2.245.48 | 2K.42 | (*) Type H8 |  | No. | 20 |  |  | 0 | 0 |  | 2622 | 52440 |  | 0 | 0 |  | 0 | 0 | 719.14 | 14382.8 | 0 | 0
2.245.49 | 2K.43 | (*) Type H9 |  | No. | 43 |  |  | 0 | 0 |  | 3078 | 132354 |  | 0 | 0 |  | 0 | 0 | 719.14 | 30923.02 | 0 | 0
2.245.50 | 2K.44 | (*) Type H10 |  | No. | 77 |  |  | 0 | 0 |  | 2622 | 201894 |  | 0 | 0 |  | 0 | 0 | 659.21 | 50759.17 | 0 | 0
2.245.51 | 2K.45 | (*) Type H11 |  | No. | 158 |  |  | 0 | 0 |  | 3306 | 522348 |  | 0 | 0 |  | 0 | 0 | 838.99 | 132560.42 | 0 | 0
2.245.52 | 2K.46 | (*) Type H12 |  | No. | 20 |  |  | 0 | 0 |  | 2850 | 57000 |  | 0 | 0 |  | 0 | 0 | 719.14 | 14382.8 | 0 | 0
2.245.53 | 2K.47 | (*) Type H13 |  | No. | 124 |  |  | 0 | 0 |  | 3192 | 395808 |  | 0 | 0 |  | 0 | 0 | 838.99 | 104034.76 | 0 | 0
2.245.54 | 2K.48 | (*) Type H14 |  | No. | 3 |  |  | 0 | 0 |  | 3420 | 10260 |  | 0 | 0 |  | 0 | 0 | 779.06 | 2337.18 | 0 | 0
2.245.55 | 2K.49 | (*) Type I1 |  | No. | 2 |  |  | 0 | 0 |  | 6384 | 12768 |  | 0 | 0 |  | 0 | 0 | 3595.68 | 7191.36 | 0 | 0
2.245.56 | 2K.50 | (*) Type I2 |  | No. | 2 |  |  | 0 | 0 |  | 3078 | 6156 |  | 0 | 0 |  | 0 | 0 | 1797.84 | 3595.68 | 0 | 0
2.245.57 | 2K.51 | (*) Type I3 |  | No. | 2 |  |  | 0 | 0 |  | 2508 | 5016 |  | 0 | 0 |  | 0 | 0 | 1797.84 | 3595.68 | 0 | 0
2.245.58 | 2K.52 | (*) Type I4 |  | No. | 8 |  |  | 0 | 0 |  | 5016 | 40128 |  | 0 | 0 |  | 0 | 0 | 2996.4 | 23971.2 | 0 | 0
2.245.59 | 2K.53 | (*) Type I5 |  | No. | 8 |  |  | 0 | 0 |  | 2850 | 22800 |  | 0 | 0 |  | 0 | 0 | 1438.27 | 11506.16 | 0 | 0
2.245.60 | 2K.54 | (*) Type I6 |  | No. | 7 |  |  | 0 | 0 |  | 1938 | 13566 |  | 0 | 0 |  | 0 | 0 | 599.28 | 4194.96 | 0 | 0
2.245.61 | 2K.55 | (*) Type I7 |  | No. | 18 |  |  | 0 | 0 |  | 3192 | 57456 |  | 0 | 0 |  | 0 | 0 | 1438.27 | 25888.86 | 0 | 0
2.245.62 | 2K.56 | (*) Type I8 |  | No. | 4 |  |  | 0 | 0 |  | 6270 | 25080 |  | 0 | 0 |  | 0 | 0 | 2157.41 | 8629.64 | 0 | 0
2.245.63 | 2K.57 | (*) Type I9 |  | No. | 22 |  |  | 0 | 0 |  | 2280 | 50160 |  | 0 | 0 |  | 0 | 0 | 2397.12 | 52736.64 | 0 | 0
2.245.64 | 2K.58 | (*) Type J1 |  | No. | 5 |  |  | 0 | 0 |  | 2166 | 10830 |  | 0 | 0 |  | 0 | 0 | 1797.84 | 8989.2 | 0 | 0
2.245.65 | 2K.59 | (*) Type J3 |  | No. | 6 |  |  | 0 | 0 |  | 1710 | 10260 |  | 0 | 0 |  | 0 | 0 | 3595.68 | 21574.08 | 0 | 0
2.245.66 | 2K.60 | (*) Type K1 |  | No. | 1 |  |  | 0 | 0 |  | 5700 | 5700 |  | 0 | 0 |  | 0 | 0 | 3595.68 | 3595.68 | 0 | 0
2.245.67 | 2K.61 | (*) Type K2 |  | No. | 3 |  |  | 0 | 0 |  | 5700 | 17100 |  | 0 | 0 |  | 0 | 0 | 2996.4 | 8989.2 | 0 | 0
| Note | Note Details
2.245.68 | - | Contractor's Adjustment
| Item Code | Description | Item Remarks | Unit of Measurement | Quantity/Base Price |  |  | Unit Price/Discount % (Excluding VAT) | Total |  | Unit Price/Discount % (Excluding VAT) | Total |  | Unit Price/Discount % (Excluding VAT) | Total |  | Unit Price/Discount % (Excluding VAT) | Total | Unit Price/Discount % (Excluding VAT) | Total | Unit Price/Discount % (Excluding VAT) | Total
2.245.69 | CA-1 | (*) Contractor may price here any items which has been shown in the drawings or any other documents but overlooked or not specifically mentioned inthe schedule of items and is necessary for the satisfactory completion of the Works. Should the Contractor fail to insert any item here, it will be deemed that Lump Sum Contract Price includes all such items and no claims for additional items will be entertained. |  | Item | 1 |  |  | 0 | 0 |  | 0 | 0 |  | 3100000 | 3100000 |  | 2277683 | 2277683 | 0 | 0 | 6500000 | 6500000
| Note | Note Details
2.245.70 | - | Please attach one PDF file to be named "Additional Items for (insert bill no/name & Section No/name)" for the details of these additional items in the additional attachment area at the end of the BOQ.
2.246 HQ - CONVEYING SYSTEM | [6 empty] | 420000 | 10 (out of 10) | 400416 |  | 10 (out of 10) | 682860 |  | 10 (out of 10) | 518500 |  | 10 (out of 10) | 575000 | 10 (out of 10) | 1228525.33 | 10 (out of 10) | 607000
| Note | Note Details
2.246.1 | - | ELEVATORS
2.246.2 | - | supply and install passenger elevators, travel from ground to Roof floor including cabin interior finishes; all in accordance with the specification and drawings
| Item Code | Description | Item Remarks | Unit of Measurement | Quantity/Base Price |  |  | Unit Price/Discount % (Excluding VAT) | Total |  | Unit Price/Discount % (Excluding VAT) | Total |  | Unit Price/Discount % (Excluding VAT) | Total |  | Unit Price/Discount % (Excluding VAT) | Total | Unit Price/Discount % (Excluding VAT) | Total | Unit Price/Discount % (Excluding VAT) | Total
2.246.3 | 2P.01 | (*) Lift Ref. 1 |  | No. | 2 |  |  | 190674 | 381348 |  | 285000 | 570000 |  | 240000 | 480000 |  | 287500 | 575000 | 359568.39 | 719136.78 | 250000 | 500000
| Note | Note Details
2.246.4 | - | Sundries
| Item Code | Description | Item Remarks | Unit of Measurement | Quantity/Base Price |  |  | Unit Price/Discount % (Excluding VAT) | Total |  | Unit Price/Discount % (Excluding VAT) | Total |  | Unit Price/Discount % (Excluding VAT) | Total |  | Unit Price/Discount % (Excluding VAT) | Total | Unit Price/Discount % (Excluding VAT) | Total | Unit Price/Discount % (Excluding VAT) | Total
2.246.5 | 2P.02 | (*) Allow for testing and commissioning |  | Item | 1 |  |  | 0 | 0 |  | 5700 | 5700 |  | 3000 | 3000 |  | 0 | 0 | 11985.61 | 11985.61 | 1000 | 1000
2.246.6 | 2P.03 | (*) Allow for builders work as specified |  | Item | 1 |  |  | 19068 | 19068 |  | 92340 | 92340 |  | 20000 | 20000 |  | 0 | 0 | 59928.06 | 59928.06 | 1000 | 1000
2.246.7 | 2P.04 | (*) Allow for supports including fixings, anchors, anti-vibration devices etc. |  | Item | 1 |  |  | 0 | 0 |  | 2280 | 2280 |  | 10000 | 10000 |  | 0 | 0 | 23971.23 | 23971.23 | 1000 | 1000
2.246.8 | 2P.05 | (*) Allow for identification, plates, lables etc. |  | Item | 1 |  |  | 0 | 0 |  | 3420 | 3420 |  | 2000 | 2000 |  | 0 | 0 | 11985.61 | 11985.61 | 1000 | 1000
2.246.9 | 2P.06 | (*) Allow for spares and tools |  | Item | 1 |  |  | 0 | 0 |  | 5700 | 5700 |  | 1000 | 1000 |  | 0 | 0 | 11985.61 | 11985.61 | 1000 | 1000
2.246.10 | 2P.07 | (*) Allow for documents, warranties, drawings, manuals etc. |  | Item | 1 |  |  | 0 | 0 |  | 1140 | 1140 |  | 1500 | 1500 |  | 0 | 0 | 5992.81 | 5992.81 | 1000 | 1000
2.246.11 | 2P.08 | (*) Allow for maintenance |  | Item | 1 |  |  | 0 | 0 |  | 1140 | 1140 |  | 1000 | 1000 |  | 0 | 0 | 23971.23 | 23971.23 | 1000 | 1000
2.246.12 | 2P.09 | (*) Emergency stand by generator as specified including connections to control panel |  | Item | 1 |  |  | 0 | 0 |  | 1140 | 1140 |  | 0 | 0 |  | 0 | 0 | 359568.39 | 359568.39 | 100000 | 100000
| Note | Note Details
2.246.13 | - | Contractor's Adjustment
| Item Code | Description | Item Remarks | Unit of Measurement | Quantity/Base Price |  |  | Unit Price/Discount % (Excluding VAT) | Total |  | Unit Price/Discount % (Excluding VAT) | Total |  | Unit Price/Discount % (Excluding VAT) | Total |  | Unit Price/Discount % (Excluding VAT) | Total | Unit Price/Discount % (Excluding VAT) | Total | Unit Price/Discount % (Excluding VAT) | Total
2.246.14 | CA-1 | (*) Contractor may price here any items which has been shown in the drawings or any other documents but overlooked or not specifically mentioned inthe schedule of items and is necessary for the satisfactory completion of the Works. Should the Contractor fail to insert any item here, it will be deemed that Lump Sum Contract Price includes all such items and no claims for additional items will be entertained. |  | Item | 1 |  |  | 0 | 0 |  | 0 | 0 |  | 0 | 0 |  | 0 | 0 | 0 | 0 | 0 | 0
| Note | Note Details
2.246.15 | - | Please attach one PDF file to be named "Additional Items for (insert bill no/name & Section No/name)" for the details of these additional items in the additional attachment area at the end of the BOQ.
2.247 HQ - SANITARY FITTINGS AND ACCESSORIES | [6 empty] | 311420 | 23 (out of 23) | 0 |  | 23 (out of 23) | 310194 |  | 23 (out of 23) | 427691 |  | 23 (out of 23) | 0 | 23 (out of 23) | 550446.516 | 23 (out of 23) | 354740
| Note | Note Details
2.247.1 | - | Supply and fix sanitary ware and accessories as specified including fixing to structures, bedding in mastic, connecting to water supply and waste lines; all in accordance with the specification and drawings
| Item Code | Description | Item Remarks | Unit of Measurement | Quantity/Base Price |  |  | Unit Price/Discount % (Excluding VAT) | Total |  | Unit Price/Discount % (Excluding VAT) | Total |  | Unit Price/Discount % (Excluding VAT) | Total |  | Unit Price/Discount % (Excluding VAT) | Total | Unit Price/Discount % (Excluding VAT) | Total | Unit Price/Discount % (Excluding VAT) | Total
2.247.2 | 2Q1.01 | (*) Western WC; type WC-1 |  | No. | 21 |  |  | 0 | 0 |  | 3420 | 71820 |  | 3000 | 63000 |  | 0 | 0 | 5450.3 | 114456.3 | 1200 | 25200
2.247.3 | 2Q1.02 | (*) Western WC; in handicapped toilet |  | No. | 6 |  |  | 0 | 0 |  | 4332 | 25992 |  | 4000 | 24000 |  | 0 | 0 | 8516.09 | 51096.54 | 1200 | 7200
2.247.4 | 2Q1.03 | (*) Wash hand basin, pedestal |  | No. | 30 |  |  | 0 | 0 |  | 1140 | 34200 |  | 1000 | 30000 |  | 0 | 0 | 4314.82 | 129444.6 | 1100 | 33000
2.247.5 | 2Q1.04 | (*) Sink single bowl |  | No. | 3 |  |  | 0 | 0 |  | 456 | 1368 |  | 500 | 1500 |  | 0 | 0 | 1703.22 | 5109.66 | 3000 | 9000
2.247.6 | 2Q1.05 | (*) Mixer tap for wash hand basin with pop up waste |  | No. | 30 |  |  | 0 | 0 |  | 570 | 17100 |  | 750 | 22500 |  | 0 | 0 | 908.38 | 27251.4 | 650 | 19500
2.247.7 | 2Q1.06 | (*) Mixer tap for sink with pop up waste |  | No. | 3 |  |  | 0 | 0 |  | 1710 | 5130 |  | 700 | 2100 |  | 0 | 0 | 908.38 | 2725.14 | 650 | 1950
2.247.8 | 2Q1.07 | (*) Spray tap with flexible hose |  | No. | 27 |  |  | 0 | 0 |  | 330.6 | 8926.2 |  | 200 | 5400 |  | 0 | 0 | 227.1 | 6131.7 | 350 | 9450
2.247.9 | 2Q1.08 | (*) Soap dispenser |  | No. | 30 |  |  | 0 | 0 |  | 342 | 10260 |  | 450 | 13500 |  | 0 | 0 | 283.87 | 8516.1 | 500 | 15000
2.247.10 | 2Q1.09 | (*) Toilet paper holder |  | No. | 27 |  |  | 0 | 0 |  | 228 | 6156 |  | 500 | 13500 |  | 0 | 0 | 170.32 | 4598.64 | 400 | 10800
2.247.11 | 2Q1.10 | (*) Toilet paper dispenser |  | No. | 27 |  |  | 0 | 0 |  | 1140 | 30780 |  | 1800 | 48600 |  | 0 | 0 | 227.1 | 6131.7 | 400 | 10800
2.247.12 | 2Q1.11 | (*) Floor Drain |  | No. | 43 |  |  | 0 | 0 |  | 171 | 7353 |  | 650 | 27950 |  | 0 | 0 | 283.87 | 12206.41 | 400 | 17200
2.247.13 | 2Q1.12 | (*) Floor Clean out |  | No. | 38 |  |  | 0 | 0 |  | 228 | 8664 |  | 600 | 22800 |  | 0 | 0 | 567.74 | 21574.12 | 300 | 11400
2.247.14 | 2Q1.13 | (*) Vent Cap |  | No. | 2 |  |  | 0 | 0 |  | 114 | 228 |  | 200 | 400 |  | 0 | 0 | 113.55 | 227.1 | 300 | 600
2.247.15 | 2Q1.14 | (*) Rain Water Outlet |  | No. | 8 |  |  | 0 | 0 |  | 684 | 5472 |  | 850 | 6800 |  | 0 | 0 | 567.74 | 4541.92 | 500 | 4000
2.247.16 | 2Q1.15 | (*) Gully trap |  | No. | 9 |  |  | 0 | 0 |  | 399 | 3591 |  | 1700 | 15300 |  | 0 | 0 | 1703.22 | 15328.98 | 2500 | 22500
2.247.17 | 2Q1.16 | (*) 800 x 800mm manhole |  | No. | 5 |  |  | 0 | 0 |  | 912 | 4560 |  | 7500 | 37500 |  | 0 | 0 | 9083.83 | 45419.15 | 5000 | 25000
2.247.18 | 2Q1.17 | (*) 600 x 750mm manhole |  | No. | 4 |  |  | 0 | 0 |  | 798 | 3192 |  | 6500 | 26000 |  | 0 | 0 | 7380.61 | 29522.44 | 5500 | 22000
| Note | Note Details
2.247.19 | 2Q1.18 | Rainwater, soil waste and vent pipework
| Item Code | Description | Item Remarks | Unit of Measurement | Quantity/Base Price |  |  | Unit Price/Discount % (Excluding VAT) | Total |  | Unit Price/Discount % (Excluding VAT) | Total |  | Unit Price/Discount % (Excluding VAT) | Total |  | Unit Price/Discount % (Excluding VAT) | Total | Unit Price/Discount % (Excluding VAT) | Total | Unit Price/Discount % (Excluding VAT) | Total
2.247.20 | 2Q1.19 | (*) 80 mm Diameter |  | m | 80 |  |  | 0 | 0 |  | 85.5 | 6840 |  | 75 | 6000 |  | 0 | 0 | 90.84 | 7267.2 | 150 | 12000
2.247.21 | 2Q1.20 | (*) 110 mm Diameter |  | m | 150 |  |  | 0 | 0 |  | 125.4 | 18810 |  | 125 | 18750 |  | 0 | 0 | 136.26 | 20439 | 200 | 30000
2.247.22 | 2Q1.21 | (*) 110 mm Diameter RWP |  | m | 80 |  |  | 0 | 0 |  | 125.4 | 10032 |  | 125 | 10000 |  | 0 | 0 | 136.26 | 10900.8 | 200 | 16000
2.247.23 | 2Q1.22 | (*) 160 mm Diameter Between Manholes |  | m | 133.8 |  |  | 0 | 0 |  | 171 | 22879.8 |  | 195 | 26091 |  | 0 | 0 | 170.32 | 22788.816 | 300 | 40140
2.247.24 | 2Q1.23 | (*) A/C and Refrigeration Condensate Drain Pipe (32 mm diameter) |  | m | 120 |  |  | 0 | 0 |  | 57 | 6840 |  | 50 | 6000 |  | 0 | 0 | 39.74 | 4768.8 | 100 | 12000
| Note | Note Details
2.247.25 | - | Contractor's Adjustment
| Item Code | Description | Item Remarks | Unit of Measurement | Quantity/Base Price |  |  | Unit Price/Discount % (Excluding VAT) | Total |  | Unit Price/Discount % (Excluding VAT) | Total |  | Unit Price/Discount % (Excluding VAT) | Total |  | Unit Price/Discount % (Excluding VAT) | Total | Unit Price/Discount % (Excluding VAT) | Total | Unit Price/Discount % (Excluding VAT) | Total
2.247.26 | CA-1 | (*) Contractor may price here any items which has been shown in the drawings or any other documents but overlooked or not specifically mentioned inthe schedule of items and is necessary for the satisfactory completion of the Works. Should the Contractor fail to insert any item here, it will be deemed that Lump Sum Contract Price includes all such items and no claims for additional items will be entertained. |  | Item | 1 |  |  | 0 | 0 |  | 0 | 0 |  | 0 | 0 |  | 0 | 0 | 0 | 0 | 0 | 0
| Note | Note Details
2.247.27 | - | Please attach one PDF file to be named "Additional Items for (insert bill no/name & Section No/name)" for the details of these additional items in the additional attachment area at the end of the BOQ.
2.248 HQ - AIRCONDITIONING AND VENTILLATION | [6 empty] | 2812605 | 49 (out of 49) | 4407843.4 |  | 49 (out of 49) | 4054375.8 |  | 49 (out of 49) | 5885600 |  | 49 (out of 49) | 6148424.82 | 49 (out of 49) | 11974116.64 | 49 (out of 49) | 1696000
| Note | Note Details
2.248.1 | - | EQUIPMENT
2.248.2 | - | Chillers complete with necessary fittings and fixtures; all in accordance with the specification and drawings
| Item Code | Description | Item Remarks | Unit of Measurement | Quantity/Base Price |  |  | Unit Price/Discount % (Excluding VAT) | Total |  | Unit Price/Discount % (Excluding VAT) | Total |  | Unit Price/Discount % (Excluding VAT) | Total |  | Unit Price/Discount % (Excluding VAT) | Total | Unit Price/Discount % (Excluding VAT) | Total | Unit Price/Discount % (Excluding VAT) | Total
2.248.3 | 2Q2.01 | (*) Chiller No. 1 |  | No. | 2 |  |  | 0 | 0 |  | 513000 | 1026000 |  | 680000 | 1360000 |  | 0 | 0 | 823222.36 | 1646444.72 | 0 | 0
| Note | Note Details
2.248.4 | - | Fresh Air Handling Unit (FAHU), complete including connection to condensate drain piping, chilled water Pipework, connection to the duct work, necessary valves, strainers, flexible connections, vibration isolators in accordance with the manufacturer's recommendations including final electrical connection, control panel, etc.; all in accordance with the specification and drawings
| Item Code | Description | Item Remarks | Unit of Measurement | Quantity/Base Price |  |  | Unit Price/Discount % (Excluding VAT) | Total |  | Unit Price/Discount % (Excluding VAT) | Total |  | Unit Price/Discount % (Excluding VAT) | Total |  | Unit Price/Discount % (Excluding VAT) | Total | Unit Price/Discount % (Excluding VAT) | Total | Unit Price/Discount % (Excluding VAT) | Total
2.248.5 | 2Q2.02 | (*) Ref. FAHU1 |  | No. | 1 |  |  | 4407843.4 | 4407843.4 |  | 342000 | 342000 |  | 190650 | 190650 |  | 0 | 0 | 198708.85 | 198708.85 | 0 | 0
| Note | Note Details
2.248.6 | - | Air Handling Unit
| Item Code | Description | Item Remarks | Unit of Measurement | Quantity/Base Price |  |  | Unit Price/Discount % (Excluding VAT) | Total |  | Unit Price/Discount % (Excluding VAT) | Total |  | Unit Price/Discount % (Excluding VAT) | Total |  | Unit Price/Discount % (Excluding VAT) | Total | Unit Price/Discount % (Excluding VAT) | Total | Unit Price/Discount % (Excluding VAT) | Total
2.248.7 | 2Q2.03 | (*) Ref. AHU 1 |  | No. | 1 |  |  | 0 | 0 |  | 125400 | 125400 |  | 100000 | 100000 |  | 0 | 0 | 312256.76 | 312256.76 | 0 | 0
2.248.8 | 2Q2.03 | (*) Ref. AHU 2 |  | No. | 1 |  |  | 0 | 0 |  | 125400 | 125400 |  | 130000 | 130000 |  | 0 | 0 | 312256.76 | 312256.76 | 0 | 0
2.248.9 | 2Q2.04 | (*) Ref. AHU 3 |  | No. | 1 |  |  | 0 | 0 |  | 125400 | 125400 |  | 95000 | 95000 |  | 0 | 0 | 312256.76 | 312256.76 | 0 | 0
2.248.10 | 2Q2.05 | (*) Ref. AHU 4 |  | No. | 1 |  |  | 0 | 0 |  | 125400 | 125400 |  | 105000 | 105000 |  | 0 | 0 | 312256.76 | 312256.76 | 0 | 0
2.248.11 | 2Q2.06 | (*) Ref. AHU 5 |  | No. | 1 |  |  | 0 | 0 |  | 125400 | 125400 |  | 120850 | 120850 |  | 0 | 0 | 312256.76 | 312256.76 | 0 | 0
2.248.12 | 2Q2.07 | (*) Ref. AHU 6 |  | No. | 1 |  |  | 0 | 0 |  | 125400 | 125400 |  | 100000 | 100000 |  | 0 | 0 | 312256.76 | 312256.76 | 0 | 0
| Note | Note Details
2.248.13 | - | Fan Coil Units (FCU) complete with necessary Pipework, ductworks, valves, strainers, flexible connections, thermometers; controls and associated accessories, vibration isolators, sound liner, attenuators comply with manufacturer's details, final electrical connection, control panel and acoustic linings to reduced noise level; condensate drain piping up to the nearest floor drain, etc.; all in accordance with the specification and drawings
| Item Code | Description | Item Remarks | Unit of Measurement | Quantity/Base Price |  |  | Unit Price/Discount % (Excluding VAT) | Total |  | Unit Price/Discount % (Excluding VAT) | Total |  | Unit Price/Discount % (Excluding VAT) | Total |  | Unit Price/Discount % (Excluding VAT) | Total | Unit Price/Discount % (Excluding VAT) | Total | Unit Price/Discount % (Excluding VAT) | Total
2.248.14 | 2Q2.09 | (*) FCU |  | No. | 7 |  |  | 0 | 0 |  | 5130 | 35910 |  | 11000 | 77000 |  | 0 | 0 | 56773.96 | 397417.72 | 0 | 0
2.248.15 | 2Q2.10 | (*) CCU |  | No. | 1 |  |  | 0 | 0 |  | 28500 | 28500 |  | 130000 | 130000 |  | 0 | 0 | 85160.93 | 85160.93 | 0 | 0
2.248.16 | 2Q2.11 | (*) DX Spit Unit |  | No. | 1 |  |  | 0 | 0 |  | 5130 | 5130 |  | 10000 | 10000 |  | 0 | 0 | 28386.98 | 28386.98 | 0 | 0
| Note | Note Details
2.248.17 | - | DUCTWORK AND ACCESSORIES
2.248.18 | - | Galvanized steel sheet metal, rectangular ductwork complete with all bends, tees, junctions, transformations, splitters, turning vanes, access panels, bell mouths, pressure dampers, fire retardant sealants for all ductwork passing through fire rated structures and connection to equipment, (insulation measured separately), etc.; all in accordance with the specification and drawings
| Item Code | Description | Item Remarks | Unit of Measurement | Quantity/Base Price |  |  | Unit Price/Discount % (Excluding VAT) | Total |  | Unit Price/Discount % (Excluding VAT) | Total |  | Unit Price/Discount % (Excluding VAT) | Total |  | Unit Price/Discount % (Excluding VAT) | Total | Unit Price/Discount % (Excluding VAT) | Total | Unit Price/Discount % (Excluding VAT) | Total
2.248.19 | 2Q2.12 | (*) Supply/Return air duct work |  | kg | 12800 |  |  | 0 | 0 |  | 39.9 | 510720 |  | 70 | 896000 |  | 0 | 0 | 85.16 | 1090048 | 0 | 0
2.248.20 | 2Q2.13 | (*) Supply/Return exposed air duct work |  | kg | 800 |  |  | 0 | 0 |  | 39.9 | 31920 |  | 93 | 74400 |  | 0 | 0 | 85.16 | 68128 | 0 | 0
2.248.21 | 2Q2.14 | (*) Fresh/Exhaust air duct |  | kg | 400 |  |  | 0 | 0 |  | 34.2 | 13680 |  | 90 | 36000 |  | 0 | 0 | 85.16 | 34064 | 0 | 0
2.248.22 | 2Q2.15 | (*) MEP Shaft 3 Cover with hatch |  | m2 | 6 |  |  | 0 | 0 |  | 125.4 | 752.4 |  | 105 | 630 |  | 0 | 0 | 567.74 | 3406.44 | 0 | 0
2.248.23 | 2Q2.16 | (*) MEP Shaft 4 Cover with hatch |  | m2 | 10 |  |  | 0 | 0 |  | 148.2 | 1482 |  | 120 | 1200 |  | 0 | 0 | 567.74 | 5677.4 | 0 | 0
| Note | Note Details
2.248.24 | - | Insulation to ductwork and equipment; all in accordance with the specification and drawings
| Item Code | Description | Item Remarks | Unit of Measurement | Quantity/Base Price |  |  | Unit Price/Discount % (Excluding VAT) | Total |  | Unit Price/Discount % (Excluding VAT) | Total |  | Unit Price/Discount % (Excluding VAT) | Total |  | Unit Price/Discount % (Excluding VAT) | Total | Unit Price/Discount % (Excluding VAT) | Total | Unit Price/Discount % (Excluding VAT) | Total
2.248.25 | 2Q2.17 | (*) For indoor ducts in conditioned area |  | m2 | 1600 |  |  | 0 | 0 |  | 39.9 | 63840 |  | 246 | 393600 |  | 0 | 0 | 340.64 | 545024 | 0 | 0
2.248.26 | 2Q2.18 | (*) For ducts in roof, shaft and in unconditional area |  | m2 | 800 |  |  | 0 | 0 |  | 68.4 | 54720 |  | 270 | 216000 |  | 0 | 0 | 340.64 | 272512 | 0 | 0
| Note | Note Details
2.248.27 | - | Sound attenuators; all in accordance with the specification and drawings
| Item Code | Description | Item Remarks | Unit of Measurement | Quantity/Base Price |  |  | Unit Price/Discount % (Excluding VAT) | Total |  | Unit Price/Discount % (Excluding VAT) | Total |  | Unit Price/Discount % (Excluding VAT) | Total |  | Unit Price/Discount % (Excluding VAT) | Total | Unit Price/Discount % (Excluding VAT) | Total | Unit Price/Discount % (Excluding VAT) | Total
2.248.28 | 2Q2.19 | (*) Sound attenuators |  | No. | 12 |  |  | 0 | 0 |  | 5130 | 61560 |  | 3500 | 42000 |  | 0 | 0 | 3406.44 | 40877.28 | 0 | 0
| Note | Note Details
2.248.29 | - | Supply air diffusers; all in accordance with the specification and drawings
| Item Code | Description | Item Remarks | Unit of Measurement | Quantity/Base Price |  |  | Unit Price/Discount % (Excluding VAT) | Total |  | Unit Price/Discount % (Excluding VAT) | Total |  | Unit Price/Discount % (Excluding VAT) | Total |  | Unit Price/Discount % (Excluding VAT) | Total | Unit Price/Discount % (Excluding VAT) | Total | Unit Price/Discount % (Excluding VAT) | Total
2.248.30 | 2Q2.20 | (*) SAD, size 300 x 300mm |  | No. | 74 |  |  | 0 | 0 |  | 513 | 37962 |  | 220 | 16280 |  | 0 | 0 | 5677.4 | 420127.6 | 0 | 0
| Note | Note Details
2.248.31 | - | Return air diffusers; all in accordance with the specification and drawings
| Item Code | Description | Item Remarks | Unit of Measurement | Quantity/Base Price |  |  | Unit Price/Discount % (Excluding VAT) | Total |  | Unit Price/Discount % (Excluding VAT) | Total |  | Unit Price/Discount % (Excluding VAT) | Total |  | Unit Price/Discount % (Excluding VAT) | Total | Unit Price/Discount % (Excluding VAT) | Total | Unit Price/Discount % (Excluding VAT) | Total
2.248.32 | 2Q2.21 | (*) RAD, size 300 x 300mm |  | No. | 74 |  |  | 0 | 0 |  | 513 | 37962 |  | 220 | 16280 |  | 0 | 0 | 5677.4 | 420127.6 | 0 | 0
| Note | Note Details
2.248.33 | - | Supply linear slot diffuser all in accordance with the specification and drawings
| Item Code | Description | Item Remarks | Unit of Measurement | Quantity/Base Price |  |  | Unit Price/Discount % (Excluding VAT) | Total |  | Unit Price/Discount % (Excluding VAT) | Total |  | Unit Price/Discount % (Excluding VAT) | Total |  | Unit Price/Discount % (Excluding VAT) | Total | Unit Price/Discount % (Excluding VAT) | Total | Unit Price/Discount % (Excluding VAT) | Total
2.248.34 | 2Q2.22 | (*) 2 slot, Width 100mm |  | No. | 100 |  |  | 0 | 0 |  | 912 | 91200 |  | 200 | 20000 |  | 0 | 0 | 8516.09 | 851609 | 0 | 0
| Note | Note Details
2.248.35 | - | Return linear slot diffuser all in accordance with the specification and drawings
| Item Code | Description | Item Remarks | Unit of Measurement | Quantity/Base Price |  |  | Unit Price/Discount % (Excluding VAT) | Total |  | Unit Price/Discount % (Excluding VAT) | Total |  | Unit Price/Discount % (Excluding VAT) | Total |  | Unit Price/Discount % (Excluding VAT) | Total | Unit Price/Discount % (Excluding VAT) | Total | Unit Price/Discount % (Excluding VAT) | Total
2.248.36 | 2Q2.23 | (*) 2 slot, Width 100mm |  | No. | 100 |  |  | 0 | 0 |  | 342 | 34200 |  | 200 | 20000 |  | 0 | 0 | 8516.09 | 851609 | 0 | 0
| Note | Note Details
2.248.37 | - | Supply and install VAV and CAV in duct work; all in accordance with the specification and drawings
| Item Code | Description | Item Remarks | Unit of Measurement | Quantity/Base Price |  |  | Unit Price/Discount % (Excluding VAT) | Total |  | Unit Price/Discount % (Excluding VAT) | Total |  | Unit Price/Discount % (Excluding VAT) | Total |  | Unit Price/Discount % (Excluding VAT) | Total | Unit Price/Discount % (Excluding VAT) | Total | Unit Price/Discount % (Excluding VAT) | Total
2.248.38 | 2Q2.24 | (*) VAV - 1 |  | No. | 227 |  |  | 0 | 0 |  | 2850 | 646950 |  | 5535 | 1256445 |  | 0 | 0 | 908.38 | 206202.26 | 0 | 0
| Note | Note Details
2.248.39 | - | Exhaust air diffusers; all in accordance with the specification and drawings
| Item Code | Description | Item Remarks | Unit of Measurement | Quantity/Base Price |  |  | Unit Price/Discount % (Excluding VAT) | Total |  | Unit Price/Discount % (Excluding VAT) | Total |  | Unit Price/Discount % (Excluding VAT) | Total |  | Unit Price/Discount % (Excluding VAT) | Total | Unit Price/Discount % (Excluding VAT) | Total | Unit Price/Discount % (Excluding VAT) | Total
2.248.40 | 2Q2.25 | (*) EAD, size 150 x 150mm |  | No. | 50 |  |  | 0 | 0 |  | 285 | 14250 |  | 220 | 11000 |  | 0 | 0 | 5677.4 | 283870 | 0 | 0
| Note | Note Details
2.248.41 | - | Supply and return air grilles; all in accordance with the specification and drawings
| Item Code | Description | Item Remarks | Unit of Measurement | Quantity/Base Price |  |  | Unit Price/Discount % (Excluding VAT) | Total |  | Unit Price/Discount % (Excluding VAT) | Total |  | Unit Price/Discount % (Excluding VAT) | Total |  | Unit Price/Discount % (Excluding VAT) | Total | Unit Price/Discount % (Excluding VAT) | Total | Unit Price/Discount % (Excluding VAT) | Total
2.248.42 | 2Q2.26 | (*) S/RAG size, 300 x 150mm |  | No. | 12 |  |  | 0 | 0 |  | 285 | 3420 |  | 185 | 2220 |  | 0 | 0 | 8516.09 | 102193.08 | 0 | 0
| Note | Note Details
2.248.43 | - | CHILLED WATER PIPEWORK
2.248.44 | - | Chilled water pipes and fittings including insulation complete; all in accordance with the specification and drawings
| Item Code | Description | Item Remarks | Unit of Measurement | Quantity/Base Price |  |  | Unit Price/Discount % (Excluding VAT) | Total |  | Unit Price/Discount % (Excluding VAT) | Total |  | Unit Price/Discount % (Excluding VAT) | Total |  | Unit Price/Discount % (Excluding VAT) | Total | Unit Price/Discount % (Excluding VAT) | Total | Unit Price/Discount % (Excluding VAT) | Total
2.248.45 | 2Q2.27 | (*) 20mm dia. |  | m | 134 |  |  | 0 | 0 |  | 68.4 | 9165.6 |  | 80 | 10720 |  | 0 | 0 | 1078.71 | 144547.14 | 0 | 0
2.248.46 | 2Q2.28 | (*) 25mm dia. |  | m | 73 |  |  | 0 | 0 |  | 85.5 | 6241.5 |  | 90 | 6570 |  | 0 | 0 | 1703.22 | 124335.06 | 0 | 0
2.248.47 | 2Q2.29 | (*) 32mm dia. |  | m | 15 |  |  | 0 | 0 |  | 108.3 | 1624.5 |  | 105 | 1575 |  | 0 | 0 | 1987.09 | 29806.35 | 0 | 0
2.248.48 | 2Q2.30 | (*) 40mm dia. |  | m | 4 |  |  | 0 | 0 |  | 136.8 | 547.2 |  | 120 | 480 |  | 0 | 0 | 2270.96 | 9083.84 | 0 | 0
2.248.49 | 2Q2.31 | (*) 50mm dia. |  | m | 62 |  |  | 0 | 0 |  | 171 | 10602 |  | 153 | 9486 |  | 0 | 0 | 2838.7 | 175999.4 | 0 | 0
2.248.50 | 2Q2.32 | (*) 65mm dia. |  | m | 76 |  |  | 0 | 0 |  | 222.3 | 16894.8 |  | 175 | 13300 |  | 0 | 0 | 3179.34 | 241629.84 | 0 | 0
2.248.51 | 2Q2.33 | (*) 80mm dia. |  | m | 38 |  |  | 0 | 0 |  | 273.6 | 10396.8 |  | 203 | 7714 |  | 0 | 0 | 3406.44 | 129444.72 | 0 | 0
2.248.52 | 2Q2.34 | (*) 100mm dia. |  | m | 20 |  |  | 0 | 0 |  | 342 | 6840 |  | 250 | 5000 |  | 0 | 0 | 3633.53 | 72670.6 | 0 | 0
2.248.53 | 2Q2.35 | (*) 125mm dia. |  | m | 28 |  |  | 0 | 0 |  | 427.5 | 11970 |  | 400 | 11200 |  | 0 | 0 | 3974.18 | 111277.04 | 0 | 0
| Note | Note Details
2.248.54 | - | Chilled water pump set (primary and secondary) complete with all associated accessories including jointing to chilled water pipework, electrical connections, all associated valves, strainers, gauges, flexible couplings, control panel etc.; all in accordance with the specification and drawings
| Item Code | Description | Item Remarks | Unit of Measurement | Quantity/Base Price |  |  | Unit Price/Discount % (Excluding VAT) | Total |  | Unit Price/Discount % (Excluding VAT) | Total |  | Unit Price/Discount % (Excluding VAT) | Total |  | Unit Price/Discount % (Excluding VAT) | Total | Unit Price/Discount % (Excluding VAT) | Total | Unit Price/Discount % (Excluding VAT) | Total
2.248.55 | 2Q2.36 | (*) Ref. CHWP-01 |  | set | 3 |  |  | 0 | 0 |  | 39900 | 119700 |  | 67650 | 202950 |  | 0 | 0 | 255482.8 | 766448.4 | 0 | 0
| Note | Note Details
2.248.56 | - | Chilled water treatment unit complete with dosing pump (one working one standby), valves, connecting to Pipework, etc.; all in accordance with the specification and drawings
| Item Code | Description | Item Remarks | Unit of Measurement | Quantity/Base Price |  |  | Unit Price/Discount % (Excluding VAT) | Total |  | Unit Price/Discount % (Excluding VAT) | Total |  | Unit Price/Discount % (Excluding VAT) | Total |  | Unit Price/Discount % (Excluding VAT) | Total | Unit Price/Discount % (Excluding VAT) | Total | Unit Price/Discount % (Excluding VAT) | Total
2.248.57 | 2Q2.37 | (*) Chilled water treatment unit |  | No. | 1 |  |  | 0 | 0 |  | 22800 | 22800 |  | 55350 | 55350 |  | 0 | 0 | 374708.11 | 374708.11 | 0 | 0
2.248.58 | 2Q2.38 | (*) Presurization Unit |  | No. | 1 |  |  | 0 | 0 |  | 28500 | 28500 |  | 81000 | 81000 |  | 0 | 0 | 141934.89 | 141934.89 | 0 | 0
| Note | Note Details
2.248.59 | - | SUNDRIES
| Item Code | Description | Item Remarks | Unit of Measurement | Quantity/Base Price |  |  | Unit Price/Discount % (Excluding VAT) | Total |  | Unit Price/Discount % (Excluding VAT) | Total |  | Unit Price/Discount % (Excluding VAT) | Total |  | Unit Price/Discount % (Excluding VAT) | Total | Unit Price/Discount % (Excluding VAT) | Total | Unit Price/Discount % (Excluding VAT) | Total
2.248.60 | 2Q2.39 | (*) Allow for supports, including fixings, anchors, insulating block, anti vibration devices and noise suppression measures |  | Item | 1 |  |  | 0 | 0 |  | 3990 | 3990 |  | 25000 | 25000 |  | 0 | 0 | 28386.98 | 28386.98 | 0 | 0
2.248.61 | 2Q2.40 | (*) Allow for identification labels including plates, discs, labels, charts and colour coding |  | Item | 1 |  |  | 0 | 0 |  | 2337 | 2337 |  | 5000 | 5000 |  | 0 | 0 | 11354.79 | 11354.79 | 0 | 0
2.248.62 | 2Q2.41 | (*) Allow for Builder's work supported with HVAC System |  | Item | 1 |  |  | 0 | 0 |  | 4218 | 4218 |  | 10000 | 10000 |  | 0 | 0 | 28386.98 | 28386.98 | 0 | 0
2.248.63 | 2Q2.42 | (*) Provide air seal partitions above false ceilings to make air zones as required and as shown on drawings and as specified |  | Item | 1 |  |  | 0 | 0 |  | 570 | 570 |  | 5000 | 5000 |  | 0 | 0 | 11354.79 | 11354.79 | 0 | 0
2.248.64 | 2Q2.43 | (*) Allow for testing and commissioning and operating the completed installation including fuel and consumables |  | Item | 1 |  |  | 0 | 0 |  | 570 | 570 |  | 6200 | 6200 |  | 0 | 0 | 85160.93 | 85160.93 | 0 | 0
2.248.65 | 2Q2.44 | (*) Allow for tools and spares for all the equipment supplied |  | Item | 1 |  |  | 0 | 0 |  | 570 | 570 |  | 1000 | 1000 |  | 0 | 0 | 28386.98 | 28386.98 | 0 | 0
2.248.66 | 2Q2.45 | (*) Allow for providing maintenance kit, loose keys and consumables stores |  | Item | 1 |  |  | 0 | 0 |  | 570 | 570 |  | 1000 | 1000 |  | 0 | 0 | 11354.79 | 11354.79 | 0 | 0
2.248.67 | 2Q2.46 | (*) Allow for documents including shop drawings, As built drawings, operating instructions and maintenance manuals etc., as specified |  | Item | 1 |  |  | 0 | 0 |  | 570 | 570 |  | 3500 | 3500 |  | 0 | 0 | 11354.79 | 11354.79 | 0 | 0
2.248.68 | 2Q2.47 | (*) Allow for incidental work |  | Item | 1 |  |  | 0 | 0 |  | 570 | 570 |  | 1000 | 1000 |  | 0 | 0 | 5677.4 | 5677.4 | 0 | 0
2.248.69 | 2Q2.48 | (*) Allow for protective painting and decorative painting |  | Item | 1 |  |  | 0 | 0 |  | 570 | 570 |  | 2000 | 2000 |  | 0 | 0 | 5677.4 | 5677.4 | 0 | 0
| Note | Note Details
2.248.70 | - | Contractor's Adjustment
| Item Code | Description | Item Remarks | Unit of Measurement | Quantity/Base Price |  |  | Unit Price/Discount % (Excluding VAT) | Total |  | Unit Price/Discount % (Excluding VAT) | Total |  | Unit Price/Discount % (Excluding VAT) | Total |  | Unit Price/Discount % (Excluding VAT) | Total | Unit Price/Discount % (Excluding VAT) | Total | Unit Price/Discount % (Excluding VAT) | Total
2.248.71 | CA-1 | (*) Contractor may price here any items which has been shown in the drawings or any other documents but overlooked or not specifically mentioned inthe schedule of items and is necessary for the satisfactory completion of the Works. Should the Contractor fail to insert any item here, it will be deemed that Lump Sum Contract Price includes all such items and no claims for additional items will be entertained. |  | Item | 1 |  |  | 0 | 0 |  | 0 | 0 |  | 0 | 0 |  | 6148424.82 | 6148424.82 | 0 | 0 | 1696000 | 1696000
| Note | Note Details
2.248.72 | - | Please attach one PDF file to be named "Additional Items for (insert bill no/name & Section No/name)" for the details of these additional items in the additional attachment area at the end of the BOQ.
2.249 HQ - WATER SUPPLY | [6 empty] | 185355 | 25 (out of 25) | 0 |  | 25 (out of 25) | 184543.2 |  | 25 (out of 25) | 382800 |  | 25 (out of 25) | 0 | 25 (out of 25) | 449711.53 | 25 (out of 25) | 650000
| Note | Note Details
2.249.1 | - | DOMESTIC COLD WATER SUPPLY SYSTEM
| Item Code | Description | Item Remarks | Unit of Measurement | Quantity/Base Price |  |  | Unit Price/Discount % (Excluding VAT) | Total |  | Unit Price/Discount % (Excluding VAT) | Total |  | Unit Price/Discount % (Excluding VAT) | Total |  | Unit Price/Discount % (Excluding VAT) | Total | Unit Price/Discount % (Excluding VAT) | Total | Unit Price/Discount % (Excluding VAT) | Total
2.249.2 | 2Q3.01 | (*) GRP water tanks, capacity 16m3 |  | No. | 2 |  |  | 0 | 0 |  | 28500 | 57000 |  | 50000 | 100000 |  | 0 | 0 | 45419.16 | 90838.32 | 0 | 0
| Note | Note Details
2.249.3 | - | Pumps
2.249.4 | - | Pump set complete including pump room kiosk, valves, flexible connections, pressure vessel, vibration isolators, safety devices, prewired control panels, DDC with buzzer and flash indicator strainers, foundations and electrical connections to local outlets; all in accordance with the specification and drawings
| Item Code | Description | Item Remarks | Unit of Measurement | Quantity/Base Price |  |  | Unit Price/Discount % (Excluding VAT) | Total |  | Unit Price/Discount % (Excluding VAT) | Total |  | Unit Price/Discount % (Excluding VAT) | Total |  | Unit Price/Discount % (Excluding VAT) | Total | Unit Price/Discount % (Excluding VAT) | Total | Unit Price/Discount % (Excluding VAT) | Total
2.249.5 | 2Q3.02 | (*) Cold water Transferer pump set consisting of one duty / one standby pumps |  | Set | 1 |  |  | 0 | 0 |  | 25080 | 25080 |  | 30000 | 30000 |  | 0 | 0 | 73806.14 | 73806.14 | 0 | 0
2.249.6 | 2Q3.03 | (*) Cold water Booster pump set consisting of one duty / one standby 1 L/S at 2 bars including 300 ltr cap hydronumatic tank |  | Set | 1 |  |  | 0 | 0 |  | 17100 | 17100 |  | 35000 | 35000 |  | 0 | 0 | 56773.96 | 56773.96 | 0 | 0
2.249.7 | 2Q3.04 | (*) Circulation pump set consisting of 1 dury / one stand by |  | Set | 1 |  |  | 0 | 0 |  | 17100 | 17100 |  | 25000 | 25000 |  | 0 | 0 | 45419.16 | 45419.16 | 0 | 0
| Note | Note Details
2.249.8 | - | Equipment
2.249.9 | - | Supply and install water heaters including all necessary valve, thermometers, contactors, transformer, diffuser, heating elements and accessories, etc.; all in accordance with the specification and drawings
| Item Code | Description | Item Remarks | Unit of Measurement | Quantity/Base Price |  |  | Unit Price/Discount % (Excluding VAT) | Total |  | Unit Price/Discount % (Excluding VAT) | Total |  | Unit Price/Discount % (Excluding VAT) | Total |  | Unit Price/Discount % (Excluding VAT) | Total | Unit Price/Discount % (Excluding VAT) | Total | Unit Price/Discount % (Excluding VAT) | Total
2.249.10 | 2Q3.05 | (*) Ditto, capacity 50 litres |  | No. | 2 |  |  | 0 | 0 |  | 798 | 1596 |  | 850 | 1700 |  | 0 | 0 | 1362.57 | 2725.14 | 0 | 0
2.249.11 | 2Q3.06 | (*) Ditto, capacity 80 litres |  | No. | 6 |  |  | 0 | 0 |  | 912 | 5472 |  | 950 | 5700 |  | 0 | 0 | 1703.22 | 10219.32 | 0 | 0
| Note | Note Details
2.249.12 | - | Domestic water pipework and fittings
| Item Code | Description | Item Remarks | Unit of Measurement | Quantity/Base Price |  |  | Unit Price/Discount % (Excluding VAT) | Total |  | Unit Price/Discount % (Excluding VAT) | Total |  | Unit Price/Discount % (Excluding VAT) | Total |  | Unit Price/Discount % (Excluding VAT) | Total | Unit Price/Discount % (Excluding VAT) | Total | Unit Price/Discount % (Excluding VAT) | Total
2.249.13 | 2Q3.07 | (*) 20 mm Diameter |  | m | 150 |  |  | 0 | 0 |  | 17.1 | 2565 |  | 45 | 6750 |  | 0 | 0 | 45.42 | 6813 | 0 | 0
2.249.14 | 2Q3.08 | (*) 25 mm Diameter |  | m | 150 |  |  | 0 | 0 |  | 22.8 | 3420 |  | 50 | 7500 |  | 0 | 0 | 56.77 | 8515.5 | 0 | 0
2.249.15 | 2Q3.09 | (*) 32 mm Diameter |  | m | 120 |  |  | 0 | 0 |  | 25.08 | 3009.6 |  | 60 | 7200 |  | 0 | 0 | 68.13 | 8175.6 | 0 | 0
2.249.16 | 2Q3.10 | (*) 40 mm Diameter |  | m | 60 |  |  | 0 | 0 |  | 42.18 | 2530.8 |  | 70 | 4200 |  | 0 | 0 | 85.16 | 5109.6 | 0 | 0
2.249.17 | 2Q3.11 | (*) 65 mm Diameter |  | m | 75 |  |  | 0 | 0 |  | 91.2 | 6840 |  | 90 | 6750 |  | 0 | 0 | 141.93 | 10644.75 | 0 | 0
2.249.18 | 2Q3.12 | (*) 20mm bib tap with hose union (Roof) |  | No. | 2 |  |  | 0 | 0 |  | 68.4 | 136.8 |  | 500 | 1000 |  | 0 | 0 | 45.42 | 90.84 | 0 | 0
2.249.19 | 2Q3.13 | (*) water hammer arrestor |  | No. | 20 |  |  | 0 | 0 |  | 96.9 | 1938 |  | 350 | 7000 |  | 0 | 0 | 3406.44 | 68128.8 | 0 | 0
| Note | Note Details
2.249.20 | - | SUNDRIES
| Item Code | Description | Item Remarks | Unit of Measurement | Quantity/Base Price |  |  | Unit Price/Discount % (Excluding VAT) | Total |  | Unit Price/Discount % (Excluding VAT) | Total |  | Unit Price/Discount % (Excluding VAT) | Total |  | Unit Price/Discount % (Excluding VAT) | Total | Unit Price/Discount % (Excluding VAT) | Total | Unit Price/Discount % (Excluding VAT) | Total
2.249.21 | 2Q3.14 | (*) Allow for liaison, co-ordination and attendance on Public Authorities work to meet the requirement of the specification |  | item | 1 |  |  | 0 | 0 |  | 17100 | 17100 |  | 5000 | 5000 |  | 0 | 0 | 5677.4 | 5677.4 | 0 | 0
2.249.22 | 2Q3.15 | (*) Allow for supports, including fixings, anchors, insulating block, anti vibration devices and noise suppression measures |  | item | 1 |  |  | 0 | 0 |  | 2850 | 2850 |  | 5000 | 5000 |  | 0 | 0 | 5677.4 | 5677.4 | 0 | 0
2.249.23 | 2Q3.16 | (*) Allow for identification labels including plates, discs, labels, charts and colour coding |  | item | 1 |  |  | 0 | 0 |  | 2337 | 2337 |  | 5000 | 5000 |  | 0 | 0 | 5677.4 | 5677.4 | 0 | 0
2.249.24 | 2Q3.17 | (*) Allow for Builder's work supported with water supply installation |  | item | 1 |  |  | 0 | 0 |  | 11400 | 11400 |  | 110000 | 110000 |  | 0 | 0 | 5677.4 | 5677.4 | 0 | 0
2.249.25 | 2Q3.18 | (*) Allow for cleaning, testing and commissioning and operating the completed installation including fuel and consumables |  | item | 1 |  |  | 0 | 0 |  | 3648 | 3648 |  | 2000 | 2000 |  | 0 | 0 | 5677.4 | 5677.4 | 0 | 0
2.249.26 | 2Q3.19 | (*) Allow for tools and spares for all the equipment supplied |  | item | 1 |  |  | 0 | 0 |  | 570 | 570 |  | 1000 | 1000 |  | 0 | 0 | 5677.4 | 5677.4 | 0 | 0
2.249.27 | 2Q3.20 | (*) Allow for providing maintenance kit, loose keys and consumables stores |  | item | 1 |  |  | 0 | 0 |  | 570 | 570 |  | 500 | 500 |  | 0 | 0 | 5677.4 | 5677.4 | 0 | 0
2.249.28 | 2Q3.21 | (*) Allow for disinfection of potable water system |  | item | 1 |  |  | 0 | 0 |  | 570 | 570 |  | 10000 | 10000 |  | 0 | 0 | 5677.4 | 5677.4 | 0 | 0
2.249.29 | 2Q3.22 | (*) Allow for documents including shop drawings, As built drawings, operating instructions and maintenance manuals etc., as specified |  | item | 1 |  |  | 0 | 0 |  | 570 | 570 |  | 5000 | 5000 |  | 0 | 0 | 5677.4 | 5677.4 | 0 | 0
2.249.30 | 2Q3.23 | (*) Allow for incidental work |  | item | 1 |  |  | 0 | 0 |  | 570 | 570 |  | 500 | 500 |  | 0 | 0 | 5677.4 | 5677.4 | 0 | 0
2.249.31 | 2Q3.24 | (*) Allow for protective painting and decorative painting |  | item | 1 |  |  | 0 | 0 |  | 570 | 570 |  | 1000 | 1000 |  | 0 | 0 | 5677.4 | 5677.4 | 0 | 0
| Note | Note Details
2.249.32 | - | Contractor's Adjustment
| Item Code | Description | Item Remarks | Unit of Measurement | Quantity/Base Price |  |  | Unit Price/Discount % (Excluding VAT) | Total |  | Unit Price/Discount % (Excluding VAT) | Total |  | Unit Price/Discount % (Excluding VAT) | Total |  | Unit Price/Discount % (Excluding VAT) | Total | Unit Price/Discount % (Excluding VAT) | Total | Unit Price/Discount % (Excluding VAT) | Total
2.249.33 | CA-1 | (*) Contractor may price here any items which has been shown in the drawings or any other documents but overlooked or not specifically mentioned inthe schedule of items and is necessary for the satisfactory completion of the Works. Should the Contractor fail to insert any item here, it will be deemed that Lump Sum Contract Price includes all such items and no claims for additional items will be entertained. |  | Item | 1 |  |  | 0 | 0 |  | 0 | 0 |  | 0 | 0 |  | 0 | 0 | 0 | 0 | 650000 | 650000
| Note | Note Details
2.249.34 | - | Please attach one PDF file to be named "Additional Items for (insert bill no/name & Section No/name)" for the details of these additional items in the additional attachment area at the end of the BOQ.
2.250 HQ - DISPOSAL SYSTEM | [6 empty] | 85240 | 14 (out of 14) | 0 |  | 14 (out of 14) | 64923 |  | 14 (out of 14) | 123990 |  | 14 (out of 14) | 0 | 14 (out of 14) | 70064.37 | 14 (out of 14) | 500000
| Note | Note Details
2.250.1 | - | RAIN WATER
2.250.2 | - | uPVC pipes to BS 4514 and BS 5255 with solvent joints including all necessary fittings, accessories, clean outs and rodding eye etc., fixing in position; all in accordance with the specification and drawings
| Item Code | Description | Item Remarks | Unit of Measurement | Quantity/Base Price |  |  | Unit Price/Discount % (Excluding VAT) | Total |  | Unit Price/Discount % (Excluding VAT) | Total |  | Unit Price/Discount % (Excluding VAT) | Total |  | Unit Price/Discount % (Excluding VAT) | Total | Unit Price/Discount % (Excluding VAT) | Total | Unit Price/Discount % (Excluding VAT) | Total
2.250.3 | 2Q4.01 | (*) 110mm dia. |  | m | 200 |  |  | 0 | 0 |  | 136.8 | 27360 |  | 125 | 25000 |  | 0 | 0 | 170.32 | 34064 | 0 | 0
| Note | Note Details
2.250.4 | - | WASTE WATER
2.250.5 | - | uPVC pipes to BS 5255 including all necessary fittings, accessories, clean outs, rodding eye etc. fixing in position; all in accordance with the specification and drawings
| Item Code | Description | Item Remarks | Unit of Measurement | Quantity/Base Price |  |  | Unit Price/Discount % (Excluding VAT) | Total |  | Unit Price/Discount % (Excluding VAT) | Total |  | Unit Price/Discount % (Excluding VAT) | Total |  | Unit Price/Discount % (Excluding VAT) | Total | Unit Price/Discount % (Excluding VAT) | Total | Unit Price/Discount % (Excluding VAT) | Total
2.250.6 | 2Q4.02 | (*) 40mm dia. |  | m | 60 |  |  | 0 | 0 |  | 28.5 | 1710 |  | 50 | 3000 |  | 0 | 0 | 56.77 | 3406.2 | 0 | 0
2.250.7 | 2Q4.03 | (*) 75mm dia. |  | m | 57 |  |  | 0 | 0 |  | 57 | 3249 |  | 70 | 3990 |  | 0 | 0 | 73.81 | 4207.17 | 0 | 0
| Note | Note Details
2.250.8 | - | SUNDRIES
| Item Code | Description | Item Remarks | Unit of Measurement | Quantity/Base Price |  |  | Unit Price/Discount % (Excluding VAT) | Total |  | Unit Price/Discount % (Excluding VAT) | Total |  | Unit Price/Discount % (Excluding VAT) | Total |  | Unit Price/Discount % (Excluding VAT) | Total | Unit Price/Discount % (Excluding VAT) | Total | Unit Price/Discount % (Excluding VAT) | Total
2.250.9 | 2Q4.04 | (*) Allow for liaison, co-ordination and attendance on Public Authorities work to meet the requirement of the specification |  | item | 1 |  |  | 0 | 0 |  | 17100 | 17100 |  | 2000 | 2000 |  | 0 | 0 | 2838.7 | 2838.7 | 0 | 0
2.250.10 | 2Q4.05 | (*) Allow for supports, including fixings, anchors, insulating block, anti vibration devices and noise suppression measures |  | item | 1 |  |  | 0 | 0 |  | 4446 | 4446 |  | 2000 | 2000 |  | 0 | 0 | 2838.7 | 2838.7 | 0 | 0
2.250.11 | 2Q4.06 | (*) Allow for identification labels including plates, discs, labels, charts and colour coding |  | item | 1 |  |  | 0 | 0 |  | 2052 | 2052 |  | 1000 | 1000 |  | 0 | 0 | 2838.7 | 2838.7 | 0 | 0
2.250.12 | 2Q4.07 | (*) Allow for Builder's work supported with drainage installation |  | item | 1 |  |  | 0 | 0 |  | 2166 | 2166 |  | 80000 | 80000 |  | 0 | 0 | 2838.7 | 2838.7 | 0 | 0
2.250.13 | 2Q4.08 | (*) Allow for testing and commissioning and operating the completed installation including fuel and consumables |  | item | 1 |  |  | 0 | 0 |  | 3990 | 3990 |  | 2000 | 2000 |  | 0 | 0 | 2838.7 | 2838.7 | 0 | 0
2.250.14 | 2Q4.09 | (*) Allow for tools and spares for all the equipment supplied |  | item | 1 |  |  | 0 | 0 |  | 570 | 570 |  | 500 | 500 |  | 0 | 0 | 2838.7 | 2838.7 | 0 | 0
2.250.15 | 2Q4.10 | (*) Allow for providing maintenance kit, loose keys and consumables stores |  | item | 1 |  |  | 0 | 0 |  | 570 | 570 |  | 500 | 500 |  | 0 | 0 | 2838.7 | 2838.7 | 0 | 0
2.250.16 | 2Q4.11 | (*) Allow for documents including shop drawings, As built drawings, operating instructions and maintenance manuals etc., as specified |  | item | 1 |  |  | 0 | 0 |  | 570 | 570 |  | 2000 | 2000 |  | 0 | 0 | 2838.7 | 2838.7 | 0 | 0
2.250.17 | 2Q4.12 | (*) Allow for incidental work |  | item | 1 |  |  | 0 | 0 |  | 570 | 570 |  | 1000 | 1000 |  | 0 | 0 | 2838.7 | 2838.7 | 0 | 0
2.250.18 | 2Q4.13 | (*) Allow for protective painting and decorative painting |  | item | 1 |  |  | 0 | 0 |  | 570 | 570 |  | 1000 | 1000 |  | 0 | 0 | 2838.7 | 2838.7 | 0 | 0
| Note | Note Details
2.250.19 | - | Contractor's Adjustment
| Item Code | Description | Item Remarks | Unit of Measurement | Quantity/Base Price |  |  | Unit Price/Discount % (Excluding VAT) | Total |  | Unit Price/Discount % (Excluding VAT) | Total |  | Unit Price/Discount % (Excluding VAT) | Total |  | Unit Price/Discount % (Excluding VAT) | Total | Unit Price/Discount % (Excluding VAT) | Total | Unit Price/Discount % (Excluding VAT) | Total
2.250.20 | CA-1 | (*) Contractor may price here any items which has been shown in the drawings or any other documents but overlooked or not specifically mentioned inthe schedule of items and is necessary for the satisfactory completion of the Works. Should the Contractor fail to insert any item here, it will be deemed that Lump Sum Contract Price includes all such items and no claims for additional items will be entertained. |  | Item | 1 |  |  | 0 | 0 |  | 0 | 0 |  | 0 | 0 |  | 0 | 0 | 0 | 0 | 500000 | 500000
| Note | Note Details
2.250.21 | - | Please attach one PDF file to be named "Additional Items for (insert bill no/name & Section No/name)" for the details of these additional items in the additional attachment area at the end of the BOQ.
2.251 HQ - FIRE PROTECTION SYSTEM | [6 empty] | 783568 | 29 (out of 29) | 0 |  | 29 (out of 29) | 1759681.2 |  | 29 (out of 29) | 1434390 |  | 29 (out of 29) | 7628075.44 | 29 (out of 29) | 2640086.72 | 29 (out of 29) | 1320000
| Note | Note Details
2.251.1 | - | EQUIPMENT
2.251.2 | - | Fire fighting pump set complete including pump accessories all piping within pump room, valves, flexible connections, pressure vessel, fuel tank, fuel pipe, strainer, vibrator, isolators, pre-wired control panels and electrical connection to local outlets; all in accordance with the specification and drawings
| Item Code | Description | Item Remarks | Unit of Measurement | Quantity/Base Price |  |  | Unit Price/Discount % (Excluding VAT) | Total |  | Unit Price/Discount % (Excluding VAT) | Total |  | Unit Price/Discount % (Excluding VAT) | Total |  | Unit Price/Discount % (Excluding VAT) | Total | Unit Price/Discount % (Excluding VAT) | Total | Unit Price/Discount % (Excluding VAT) | Total
2.251.3 | 2Q5.01 | (*) Fire pump set (1 Electrical / 1 Diesel and jockey) |  | Set | 1 |  |  | 0 | 0 |  | 456000 | 456000 |  | 500000 | 500000 |  | 0 | 0 | 908383.29 | 908383.29 | 0 | 0
2.251.4 | 2Q5.02 | (*) Allow for diesel tank and piping to fire pumps |  | Item | 1 |  |  | 0 | 0 |  | 11400 | 11400 |  | 50000 | 50000 |  | 0 | 0 | 102193.12 | 102193.12 | 0 | 0
| Note | Note Details
2.251.5 | - | Connection to water storage tank including valves, level switches, alarm, air vent, anti vortex plate, internal piping etc.; all in accordance with the specification and drawings
| Item Code | Description | Item Remarks | Unit of Measurement | Quantity/Base Price |  |  | Unit Price/Discount % (Excluding VAT) | Total |  | Unit Price/Discount % (Excluding VAT) | Total |  | Unit Price/Discount % (Excluding VAT) | Total |  | Unit Price/Discount % (Excluding VAT) | Total | Unit Price/Discount % (Excluding VAT) | Total | Unit Price/Discount % (Excluding VAT) | Total
2.251.6 | 2Q5.03 | (*) Connection to water storage tank |  | Item | 1 |  |  | 0 | 0 |  | 28500 | 28500 |  | 50000 | 50000 |  | 0 | 0 | 340643.73 | 340643.73 | 0 | 0
| Note | Note Details
2.251.7 | - | Fire extinguishers
2.251.8 | - | Fire extinguishers and equipment complete as specified including supports, brackets, instruction signs and the like; all in accordance with the specification and drawings
| Item Code | Description | Item Remarks | Unit of Measurement | Quantity/Base Price |  |  | Unit Price/Discount % (Excluding VAT) | Total |  | Unit Price/Discount % (Excluding VAT) | Total |  | Unit Price/Discount % (Excluding VAT) | Total |  | Unit Price/Discount % (Excluding VAT) | Total | Unit Price/Discount % (Excluding VAT) | Total | Unit Price/Discount % (Excluding VAT) | Total
2.251.9 | 2Q5.04 | (*) 4.5 Kg. CO2 Fire extinguisher |  | No. | 22 |  |  | 0 | 0 |  | 456 | 10032 |  | 420 | 9240 |  | 0 | 0 | 510.97 | 11241.34 | 0 | 0
2.251.10 | 2Q5.05 | (*) 4.5 Kg. ABC Fire extinguisher |  | No. | 22 |  |  | 0 | 0 |  | 342 | 7524 |  | 400 | 8800 |  | 0 | 0 | 567.74 | 12490.28 | 0 | 0
| Note | Note Details
2.251.11 | - | AUTOMATIC SPRINKLER SYSTEM
2.251.12 | - | Sprinkler system pipework in accordance with NFPA-13 and 14 or LPC including fittings, valves; all in accordance with the specification and drawings
| Item Code | Description | Item Remarks | Unit of Measurement | Quantity/Base Price |  |  | Unit Price/Discount % (Excluding VAT) | Total |  | Unit Price/Discount % (Excluding VAT) | Total |  | Unit Price/Discount % (Excluding VAT) | Total |  | Unit Price/Discount % (Excluding VAT) | Total | Unit Price/Discount % (Excluding VAT) | Total | Unit Price/Discount % (Excluding VAT) | Total
2.251.13 | 2Q5.06 | (*) 25mm dia. |  | m | 1176 |  |  | 0 | 0 |  | 570 | 670320 |  | 150 | 176400 |  | 0 | 0 | 79.48 | 93468.48 | 0 | 0
2.251.14 | 2Q5.07 | (*) 32mm dia. |  | m | 70 |  |  | 0 | 0 |  | 456 | 31920 |  | 160 | 11200 |  | 0 | 0 | 102.19 | 7153.3 | 0 | 0
2.251.15 | 2Q5.08 | (*) 40mm dia. |  | m | 42 |  |  | 0 | 0 |  | 456 | 19152 |  | 170 | 7140 |  | 0 | 0 | 141.93 | 5961.06 | 0 | 0
2.251.16 | 2Q5.09 | (*) 50mm dia. |  | m | 219 |  |  | 0 | 0 |  | 570 | 124830 |  | 180 | 39420 |  | 0 | 0 | 170.32 | 37300.08 | 0 | 0
2.251.17 | 2Q5.10 | (*) 75mm dia. |  | m | 42 |  |  | 0 | 0 |  | 456 | 19152 |  | 190 | 7980 |  | 0 | 0 | 198.71 | 8345.82 | 0 | 0
2.251.18 | 2Q5.11 | (*) 100mm dia. |  | m | 23 |  |  | 0 | 0 |  | 456 | 10488 |  | 220 | 5060 |  | 0 | 0 | 215.74 | 4962.02 | 0 | 0
2.251.19 | 2Q5.12 | (*) 150mm dia. |  | m | 38 |  |  | 0 | 0 |  | 456 | 17328 |  | 250 | 9500 |  | 0 | 0 | 283.87 | 10787.06 | 0 | 0
| Note | Note Details
2.251.20 | - | Sprinkler heads; all in accordance with the specification and drawings
| Item Code | Description | Item Remarks | Unit of Measurement | Quantity/Base Price |  |  | Unit Price/Discount % (Excluding VAT) | Total |  | Unit Price/Discount % (Excluding VAT) | Total |  | Unit Price/Discount % (Excluding VAT) | Total |  | Unit Price/Discount % (Excluding VAT) | Total | Unit Price/Discount % (Excluding VAT) | Total | Unit Price/Discount % (Excluding VAT) | Total
2.251.21 | 2Q5.13 | (*) Pendent Sprinkler |  | No. | 367 |  |  | 0 | 0 |  | 74.1 | 27194.7 |  | 350 | 128450 |  | 0 | 0 | 1419.35 | 520901.45 | 0 | 0
| Note | Note Details
2.251.22 | - | Zone control valve complete including isolation valve, flow switch, test and drain valve; all in accordance with the specification and drawings
| Item Code | Description | Item Remarks | Unit of Measurement | Quantity/Base Price |  |  | Unit Price/Discount % (Excluding VAT) | Total |  | Unit Price/Discount % (Excluding VAT) | Total |  | Unit Price/Discount % (Excluding VAT) | Total |  | Unit Price/Discount % (Excluding VAT) | Total | Unit Price/Discount % (Excluding VAT) | Total | Unit Price/Discount % (Excluding VAT) | Total
2.251.23 | 2Q5.14 | (*) Zone control valve |  | No. | 3 |  |  | 0 | 0 |  | 1710 | 5130 |  | 10000 | 30000 |  | 0 | 0 | 17032.19 | 51096.57 | 0 | 0
| Note | Note Details
2.251.24 | - | HOSE REEL AND WET / DRY RISER SYSTEM
2.251.25 | - | Hose reel and wet / dry riser pipework in accordance with NFPA-13 & 14 or LPC including fittings, valves, etc.; all in accordance with the specification and drawings
| Item Code | Description | Item Remarks | Unit of Measurement | Quantity/Base Price |  |  | Unit Price/Discount % (Excluding VAT) | Total |  | Unit Price/Discount % (Excluding VAT) | Total |  | Unit Price/Discount % (Excluding VAT) | Total |  | Unit Price/Discount % (Excluding VAT) | Total | Unit Price/Discount % (Excluding VAT) | Total | Unit Price/Discount % (Excluding VAT) | Total
2.251.26 | 2Q5.15 | (*) 50mm dia. |  | m | 15 |  |  | 0 | 0 |  | 74.1 | 1111.5 |  | 180 | 2700 |  | 0 | 0 | 567.74 | 8516.1 | 0 | 0
| Note | Note Details
2.251.27 | - | Fire Hose Reel Cabinet including 25mm dia, 30m long fire hose reel with 5.0 kg CO2 and 5.5 kg Dry Powder Fire Extinguishers, signs; all in accordance with the specification and drawings
| Item Code | Description | Item Remarks | Unit of Measurement | Quantity/Base Price |  |  | Unit Price/Discount % (Excluding VAT) | Total |  | Unit Price/Discount % (Excluding VAT) | Total |  | Unit Price/Discount % (Excluding VAT) | Total |  | Unit Price/Discount % (Excluding VAT) | Total | Unit Price/Discount % (Excluding VAT) | Total | Unit Price/Discount % (Excluding VAT) | Total
2.251.28 | 2Q5.16 | (*) Fire hose reel cabinet |  | No. | 6 |  |  | 0 | 0 |  | 5928 | 35568 |  | 20000 | 120000 |  | 0 | 0 | 8516.09 | 51096.54 | 0 | 0
| Note | Note Details
2.251.29 | - | FIRE SUPPRESSION SYSTEM
2.251.30 | - | Fire suppression system; all in accordance with the specification and drawings
| Item Code | Description | Item Remarks | Unit of Measurement | Quantity/Base Price |  |  | Unit Price/Discount % (Excluding VAT) | Total |  | Unit Price/Discount % (Excluding VAT) | Total |  | Unit Price/Discount % (Excluding VAT) | Total |  | Unit Price/Discount % (Excluding VAT) | Total | Unit Price/Discount % (Excluding VAT) | Total | Unit Price/Discount % (Excluding VAT) | Total
2.251.31 | 2Q5.17 | (*) To LV room |  | No. | 1 |  |  | 0 | 0 |  | 91200 | 91200 |  | 55000 | 55000 |  | 0 | 0 | 141934.89 | 141934.89 | 0 | 0
2.251.32 | 2Q5.18 | (*) To Telephone Room |  | No. | 1 |  |  | 0 | 0 |  | 91200 | 91200 |  | 45000 | 45000 |  | 0 | 0 | 102193.12 | 102193.12 | 0 | 0
2.251.33 | 2Q5.19 | (*) To CBS & UPS Room |  | No. | 1 |  |  | 0 | 0 |  | 91200 | 91200 |  | 50000 | 50000 |  | 0 | 0 | 170321.87 | 170321.87 | 0 | 0
| Note | Note Details
2.251.34 | - | SUNDRIES
| Item Code | Description | Item Remarks | Unit of Measurement | Quantity/Base Price |  |  | Unit Price/Discount % (Excluding VAT) | Total |  | Unit Price/Discount % (Excluding VAT) | Total |  | Unit Price/Discount % (Excluding VAT) | Total |  | Unit Price/Discount % (Excluding VAT) | Total | Unit Price/Discount % (Excluding VAT) | Total | Unit Price/Discount % (Excluding VAT) | Total
2.251.35 | 2Q5.20 | (*) Allow for liaison, co-ordination and attendance on fire department work to meet the requirement of the specification |  | item | 1 |  |  | 0 | 0 |  | 570 | 570 |  | 35000 | 35000 |  | 0 | 0 | 5677.4 | 5677.4 | 0 | 0
2.251.36 | 2Q5.21 | (*) Allow for supports, including fixings, anchors, insulating block and anti vibration devices |  | item | 1 |  |  | 0 | 0 |  | 570 | 570 |  | 8000 | 8000 |  | 0 | 0 | 5677.4 | 5677.4 | 0 | 0
2.251.37 | 2Q5.22 | (*) Allow for identification labels including plates, discs, labels, charts and colour coding |  | item | 1 |  |  | 0 | 0 |  | 570 | 570 |  | 5000 | 5000 |  | 0 | 0 | 5677.4 | 5677.4 | 0 | 0
2.251.38 | 2Q5.23 | (*) Allow for testing and commissioning including operating completed installation and fuel and power as specified |  | item | 1 |  |  | 0 | 0 |  | 2280 | 2280 |  | 1000 | 1000 |  | 0 | 0 | 5677.4 | 5677.4 | 0 | 0
2.251.39 | 2Q5.24 | (*) Allow for providing tools and spares including maintenance kit, loose keys and consumable stores. |  | item | 1 |  |  | 0 | 0 |  | 3990 | 3990 |  | 1000 | 1000 |  | 0 | 0 | 5677.4 | 5677.4 | 0 | 0
2.251.40 | 2Q5.25 | (*) Documents including shop drawings, as built drawings, operating instructions and maintenance manuals as specified |  | item | 1 |  |  | 0 | 0 |  | 627 | 627 |  | 5000 | 5000 |  | 0 | 0 | 5677.4 | 5677.4 | 0 | 0
2.251.41 | 2Q5.26 | (*) Allow for incidental work |  | item | 1 |  |  | 0 | 0 |  | 1140 | 1140 |  | 1000 | 1000 |  | 0 | 0 | 5677.4 | 5677.4 | 0 | 0
2.251.42 | 2Q5.27 | (*) Allow for protective painting and decorative painting |  | item | 1 |  |  | 0 | 0 |  | 342 | 342 |  | 2500 | 2500 |  | 0 | 0 | 5677.4 | 5677.4 | 0 | 0
2.251.43 | 2Q5.28 | (*) Allow for builder's work supported with fire protection system |  | item | 1 |  |  | 0 | 0 |  | 342 | 342 |  | 70000 | 70000 |  | 0 | 0 | 5677.4 | 5677.4 | 0 | 0
| Note | Note Details
2.251.44 | - | Contractor's Adjustment
| Item Code | Description | Item Remarks | Unit of Measurement | Quantity/Base Price |  |  | Unit Price/Discount % (Excluding VAT) | Total |  | Unit Price/Discount % (Excluding VAT) | Total |  | Unit Price/Discount % (Excluding VAT) | Total |  | Unit Price/Discount % (Excluding VAT) | Total | Unit Price/Discount % (Excluding VAT) | Total | Unit Price/Discount % (Excluding VAT) | Total
2.251.45 | CA-1 | (*) Contractor may price here any items which has been shown in the drawings or any other documents but overlooked or not specifically mentioned inthe schedule of items and is necessary for the satisfactory completion of the Works. Should the Contractor fail to insert any item here, it will be deemed that Lump Sum Contract Price includes all such items and no claims for additional items will be entertained. |  | Item | 1 |  |  | 0 | 0 |  | 0 | 0 |  | 0 | 0 |  | 7628075.44 | 7628075.44 | 0 | 0 | 1320000 | 1320000
| Note | Note Details
2.251.46 | - | Please attach one PDF file to be named "Additional Items for (insert bill no/name & Section No/name)" for the details of these additional items in the additional attachment area at the end of the BOQ.
2.252 HQ - BUILDING MANAGEMENT SYSTEM | [6 empty] | 335000 | 11 (out of 11) | 0 |  | 11 (out of 11) | 717288 |  | 11 (out of 11) | 736100 |  | 11 (out of 11) | 0 | 11 (out of 11) | 587610.47 | 11 (out of 11) | 400000
| Note | Note Details
2.252.1 | - | Building Management System including all necessary system components, interfaces to other systems, necessary controller and panels, P.C.'s and necessary software etc. all designed, installed, commissioned and serviced complete; all in accordance with the specification and drawings
| Item Code | Description | Item Remarks | Unit of Measurement | Quantity/Base Price |  |  | Unit Price/Discount % (Excluding VAT) | Total |  | Unit Price/Discount % (Excluding VAT) | Total |  | Unit Price/Discount % (Excluding VAT) | Total |  | Unit Price/Discount % (Excluding VAT) | Total | Unit Price/Discount % (Excluding VAT) | Total | Unit Price/Discount % (Excluding VAT) | Total
2.252.2 | 2Q6.01 | (*) Building Management System |  | item | 1 |  |  | 0 | 0 |  | 627000 | 627000 |  | 690000 | 690000 |  | 0 | 0 | 454191.65 | 454191.65 | 0 | 0
2.252.3 | 2Q6.02 | (*) Cable trays, ducts and trunking |  | item | 1 |  |  | 0 | 0 |  | 28500 | 28500 |  | 0 | 0 |  | 0 | 0 | 56773.96 | 56773.96 | 0 | 0
2.252.4 | 2Q6.03 | (*) Cable trays, ducts and trunking complete for BMS System |  | item | 1 |  |  | 0 | 0 |  | 57000 | 57000 |  | 40000 | 40000 |  | 0 | 0 | 56773.96 | 56773.96 | 0 | 0
| Note | Note Details
2.252.5 | - | SUNDRIES.
| Item Code | Description | Item Remarks | Unit of Measurement | Quantity/Base Price |  |  | Unit Price/Discount % (Excluding VAT) | Total |  | Unit Price/Discount % (Excluding VAT) | Total |  | Unit Price/Discount % (Excluding VAT) | Total |  | Unit Price/Discount % (Excluding VAT) | Total | Unit Price/Discount % (Excluding VAT) | Total | Unit Price/Discount % (Excluding VAT) | Total
2.252.6 | 2Q6.04 | (*) Allow for marking the position of holes, sleeves, mortises, chases, supports, and the like |  | item | 1 |  |  | 0 | 0 |  | 684 | 684 |  | 2000 | 2000 |  | 0 | 0 | 2838.7 | 2838.7 | 0 | 0
2.252.7 | 2Q6.05 | (*) Allow for plates, labels, protective painting etc. and for the identification of the installation as specified |  | item | 1 |  |  | 0 | 0 |  | 684 | 684 |  | 2000 | 2000 |  | 0 | 0 | 2838.7 | 2838.7 | 0 | 0
2.252.8 | 2Q6.06 | (*) Allow for providing tools and spare parts as required to operate the installation as specified |  | item | 1 |  |  | 0 | 0 |  | 684 | 684 |  | 500 | 500 |  | 0 | 0 | 2838.7 | 2838.7 | 0 | 0
2.252.9 | 2Q6.07 | (*) Allow for providing operation and maintenance manuals, shop drawings, 'as built' drawings etc., as specified |  | item | 1 |  |  | 0 | 0 |  | 684 | 684 |  | 1000 | 1000 |  | 0 | 0 | 2838.7 | 2838.7 | 0 | 0
2.252.10 | 2Q6.08 | (*) Allow for testing and commissioning as specified. |  | item | 1 |  |  | 0 | 0 |  | 684 | 684 |  | 500 | 500 |  | 0 | 0 | 2838.7 | 2838.7 | 0 | 0
2.252.11 | 2Q6.09 | (*) Allow for incidental work. |  | item | 1 |  |  | 0 | 0 |  | 684 | 684 |  | 100 | 100 |  | 0 | 0 | 2838.7 | 2838.7 | 0 | 0
2.252.12 | 2Q6.10 | (*) Allow for any other additional items not included above but necessary for the successful completion of Building Management System |  | item | 1 |  |  | 0 | 0 |  | 684 | 684 |  | 0 | 0 |  | 0 | 0 | 2838.7 | 2838.7 | 0 | 0
| Note | Note Details
2.252.13 | - | Contractor's Adjustment
| Item Code | Description | Item Remarks | Unit of Measurement | Quantity/Base Price |  |  | Unit Price/Discount % (Excluding VAT) | Total |  | Unit Price/Discount % (Excluding VAT) | Total |  | Unit Price/Discount % (Excluding VAT) | Total |  | Unit Price/Discount % (Excluding VAT) | Total | Unit Price/Discount % (Excluding VAT) | Total | Unit Price/Discount % (Excluding VAT) | Total
2.252.14 | CA-1 | (*) Contractor may price here any items which has been shown in the drawings or any other documents but overlooked or not specifically mentioned inthe schedule of items and is necessary for the satisfactory completion of the Works. Should the Contractor fail to insert any item here, it will be deemed that Lump Sum Contract Price includes all such items and no claims for additional items will be entertained. |  | Item | 1 |  |  | 0 | 0 |  | 0 | 0 |  | 0 | 0 |  | 0 | 0 | 0 | 0 | 400000 | 400000
| Note | Note Details
2.252.15 | - | Please attach one PDF file to be named "Additional Items for (insert bill no/name & Section No/name)" for the details of these additional items in the additional attachment area at the end of the BOQ.
2.253 HQ - ELECTRICAL WORKS | [6 empty] | 3183908 | 132 (out of 132) | 3542694 |  | 132 (out of 132) | 4288341.42 |  | 132 (out of 132) | 6693544 |  | 132 (out of 132) | 0 | 132 (out of 132) | 11051185.79 | 132 (out of 132) | 3500000
| Note | Note Details
2.253.1 | - | MAIN DISTRIBUTION INSTALLATION
2.253.2 | - | Provide assistance and allow for liaison with AADC for transformer and cable installation
| Item Code | Description | Item Remarks | Unit of Measurement | Quantity/Base Price |  |  | Unit Price/Discount % (Excluding VAT) | Total |  | Unit Price/Discount % (Excluding VAT) | Total |  | Unit Price/Discount % (Excluding VAT) | Total |  | Unit Price/Discount % (Excluding VAT) | Total | Unit Price/Discount % (Excluding VAT) | Total | Unit Price/Discount % (Excluding VAT) | Total
2.253.3 | 2R.01 | (*) Ref. Transformer (TRANSFORMER) 1000KVA |  | Item | 1 |  |  | 3542694 | 3542694 |  | 119700 | 119700 |  | 150000 | 150000 |  | 0 | 0 | 119150.38 | 119150.38 | 0 | 0
| Note | Note Details
2.253.4 | - | Main Distribution Panels complete with all necessary MCCB's ACB's, MCB's, ELCB's, fuses, relays, timers, switches, transducers, motor controllers, shut down contactors, indicators, support frame, ETC.; all in accordance with the specification and drawings
| Item Code | Description | Item Remarks | Unit of Measurement | Quantity/Base Price |  |  | Unit Price/Discount % (Excluding VAT) | Total |  | Unit Price/Discount % (Excluding VAT) | Total |  | Unit Price/Discount % (Excluding VAT) | Total |  | Unit Price/Discount % (Excluding VAT) | Total | Unit Price/Discount % (Excluding VAT) | Total | Unit Price/Discount % (Excluding VAT) | Total
2.253.5 | 2R.02 | (*) Ref. MDB-01 (1600A Icomer ACB, 16 MCB Outgoing) |  | No. | 1 |  |  | 0 | 0 |  | 114000 | 114000 |  | 330000 | 330000 |  | 0 | 0 | 397417.69 | 397417.69 | 0 | 0
| Note | Note Details
2.253.6 | - | Standby generator 560 ekW 700 kVA, 50 Hz 1500 rpm 400 Volts in High ambient acoustic enclosure. Robust-highly corrosion resistant construction with integral fuel tank base for 8h continous operation & internally mounted residential exhaust silencing system., complete complete with all necessary equipment, control panel, enclosure, base, fuel, etc.; all in accordance with the specification and drawings
| Item Code | Description | Item Remarks | Unit of Measurement | Quantity/Base Price |  |  | Unit Price/Discount % (Excluding VAT) | Total |  | Unit Price/Discount % (Excluding VAT) | Total |  | Unit Price/Discount % (Excluding VAT) | Total |  | Unit Price/Discount % (Excluding VAT) | Total | Unit Price/Discount % (Excluding VAT) | Total | Unit Price/Discount % (Excluding VAT) | Total
2.253.7 | 2R.02.1 | (*) Ref. Generator (Gen) 560KW-700KVA |  | No. | 1 |  |  | 0 | 0 |  | 399000 | 399000 |  | 700000 | 700000 |  | 0 | 0 | 851609.34 | 851609.34 | 0 | 0
| Note | Note Details
2.253.8 | - | POWER FACTOR CORRECTION CAPACITOR BANKS
2.253.9 | - | Supply, installation, testing and commissioning of Power Factor Correction Capacitor Banks including instrumentations, interconnections/interfaces, supports required for installation, spare parts and tools, etc. complete as specified and as shown on the drawings.
| Item Code | Description | Item Remarks | Unit of Measurement | Quantity/Base Price |  |  | Unit Price/Discount % (Excluding VAT) | Total |  | Unit Price/Discount % (Excluding VAT) | Total |  | Unit Price/Discount % (Excluding VAT) | Total |  | Unit Price/Discount % (Excluding VAT) | Total | Unit Price/Discount % (Excluding VAT) | Total | Unit Price/Discount % (Excluding VAT) | Total
2.253.10 | 2R.03 | (*) Automatic Power Factor Control Capacitor Bank, 230 kVAR, Cubicle type, Floor Standing type |  | No. | 1 |  |  | 0 | 0 |  | 34200 | 34200 |  | 65000 | 65000 |  | 0 | 0 | 56773.96 | 56773.96 | 0 | 0
| Note | Note Details
2.253.11 | - | SUB-MAIN DISTRIBUTION INSTALLATION
| Item Code | Description | Item Remarks | Unit of Measurement | Quantity/Base Price |  |  | Unit Price/Discount % (Excluding VAT) | Total |  | Unit Price/Discount % (Excluding VAT) | Total |  | Unit Price/Discount % (Excluding VAT) | Total |  | Unit Price/Discount % (Excluding VAT) | Total | Unit Price/Discount % (Excluding VAT) | Total | Unit Price/Discount % (Excluding VAT) | Total
2.253.12 | 2R.04 | (*) Ref. SMDB -G-01 (160/125A ISO, 6 ways) |  | No. | 1 |  |  | 0 | 0 |  | 13680 | 13680 |  | 9000 | 9000 |  | 0 | 0 | 34064.37 | 34064.37 | 0 | 0
2.253.13 | 2R.05 | (*) Ref. SMDB -1st-01 (160/125A ISO, 4 ways) |  | No. | 1 |  |  | 0 | 0 |  | 11172 | 11172 |  | 8000 | 8000 |  | 0 | 0 | 39741.77 | 39741.77 | 0 | 0
2.253.14 | 2R.06 | (*) Ref. SMDB -2nd-01 (250/200A ISO, 8 ways) |  | No. | 1 |  |  | 0 | 0 |  | 18810 | 18810 |  | 10100 | 10100 |  | 0 | 0 | 34064.37 | 34064.37 | 0 | 0
2.253.15 | 2R.07 | (*) Ref. SMDB -UPS-01 (160/125A ISO, 8 ways) |  | No. | 1 |  |  | 0 | 0 |  | 10830 | 10830 |  | 10000 | 10000 |  | 0 | 0 | 28386.98 | 28386.98 | 0 | 0
| Note | Note Details
2.253.16 | - | Supply, installation, testing and commissioning of Motor Control Centre (MCC) complete with all necessary starters ELCB's, MCCB's, MCB's, fuses, switches shut down contactors etc. including support frame; all in accordance with the specification and drawings
| Item Code | Description | Item Remarks | Unit of Measurement | Quantity/Base Price |  |  | Unit Price/Discount % (Excluding VAT) | Total |  | Unit Price/Discount % (Excluding VAT) | Total |  | Unit Price/Discount % (Excluding VAT) | Total |  | Unit Price/Discount % (Excluding VAT) | Total | Unit Price/Discount % (Excluding VAT) | Total | Unit Price/Discount % (Excluding VAT) | Total
2.253.17 | 2R.08 | (*) Ref. MCC-HVAC-01 (250/200A, 10 ways) |  | No. | 1 |  |  | 0 | 0 |  | 44460 | 44460 |  | 105000 | 105000 |  | 0 | 0 | 39741.77 | 39741.77 | 0 | 0
2.253.18 | 2R.09 | (*) Ref. MCC-CHWP-01 (100/63A, 4 ways) |  | No. | 1 |  |  | 0 | 0 |  | 84360 | 84360 |  | 60000 | 60000 |  | 0 | 0 | 34064.37 | 34064.37 | 0 | 0
| Note | Note Details
2.253.19 | - | Distribution Boards (DB)
2.253.20 | - | Supply, installation, testing and commissioning of Distribution Boards (DB) complete with all necessary RCCB's, fuses, switches, shutdown contactors, etc. including support frame; all in accordance with the specification and drawings
| Item Code | Description | Item Remarks | Unit of Measurement | Quantity/Base Price |  |  | Unit Price/Discount % (Excluding VAT) | Total |  | Unit Price/Discount % (Excluding VAT) | Total |  | Unit Price/Discount % (Excluding VAT) | Total |  | Unit Price/Discount % (Excluding VAT) | Total | Unit Price/Discount % (Excluding VAT) | Total | Unit Price/Discount % (Excluding VAT) | Total
2.253.21 | 2R.10 | (*) Ref. DB-G-01 |  | No. | 1 |  |  | 0 | 0 |  | 2280 | 2280 |  | 3700 | 3700 |  | 0 | 0 | 7380.61 | 7380.61 | 0 | 0
2.253.22 | 2R.11 | (*) Ref. DB-G-02 |  | No. | 1 |  |  | 0 | 0 |  | 2280 | 2280 |  | 3700 | 3700 |  | 0 | 0 | 7380.61 | 7380.61 | 0 | 0
2.253.23 | 2R.12 | (*) Ref. DB-G-03 |  | No. | 1 |  |  | 0 | 0 |  | 2280 | 2280 |  | 3700 | 3700 |  | 0 | 0 | 7380.61 | 7380.61 | 0 | 0
2.253.24 | 2R.13 | (*) Ref. DB-HVAC-G-01 |  | No. | 1 |  |  | 0 | 0 |  | 2280 | 2280 |  | 5000 | 5000 |  | 0 | 0 | 5677.4 | 5677.4 | 0 | 0
2.253.25 | 2R.14 | (*) Ref. DB-HVAC-G-02 |  | No. | 1 |  |  | 0 | 0 |  | 2280 | 2280 |  | 5000 | 5000 |  | 0 | 0 | 5677.4 | 5677.4 | 0 | 0
2.253.26 | 2R.15 | (*) Ref. DB-UPS-G-01 |  | No. | 1 |  |  | 0 | 0 |  | 2280 | 2280 |  | 3700 | 3700 |  | 0 | 0 | 6812.87 | 6812.87 | 0 | 0
2.253.27 | 2R.16 | (*) Ref. DB-UPS-G-02 |  | No. | 1 |  |  | 0 | 0 |  | 2280 | 2280 |  | 3700 | 3700 |  | 0 | 0 | 6812.87 | 6812.87 | 0 | 0
2.253.28 | 2R.17 | (*) Ref. DB-1st-01 |  | No. | 1 |  |  | 0 | 0 |  | 2280 | 2280 |  | 3700 | 3700 |  | 0 | 0 | 5109.66 | 5109.66 | 0 | 0
2.253.29 | 2R.18 | (*) Ref. DB-1st-02 |  | No. | 1 |  |  | 0 | 0 |  | 2280 | 2280 |  | 3700 | 3700 |  | 0 | 0 | 5109.66 | 5109.66 | 0 | 0
2.253.30 | 2R.19 | (*) Ref. DB-HVAC-1st-01 |  | No. | 1 |  |  | 0 | 0 |  | 2850 | 2850 |  | 5000 | 5000 |  | 0 | 0 | 5677.4 | 5677.4 | 0 | 0
2.253.31 | 2R.20 | (*) Ref. DB-HVAC-1st-02 |  | No. | 1 |  |  | 0 | 0 |  | 2850 | 2850 |  | 5000 | 5000 |  | 0 | 0 | 5677.4 | 5677.4 | 0 | 0
2.253.32 | 2R.21 | (*) Ref. DB-UPS-1st-01 |  | No. | 1 |  |  | 0 | 0 |  | 2508 | 2508 |  | 3700 | 3700 |  | 0 | 0 | 6812.87 | 6812.87 | 0 | 0
2.253.33 | 2R.22 | (*) Ref. DB-UPS-1st-02 |  | No. | 1 |  |  | 0 | 0 |  | 2508 | 2508 |  | 3700 | 3700 |  | 0 | 0 | 6812.87 | 6812.87 | 0 | 0
2.253.34 | 2R.23 | (*) Ref. DB-2nd-01 |  | No. | 1 |  |  | 0 | 0 |  | 2280 | 2280 |  | 3700 | 3700 |  | 0 | 0 | 5109.66 | 5109.66 | 0 | 0
2.253.35 | 2R.24 | (*) Ref. DB-2nd-02 |  | No. | 1 |  |  | 0 | 0 |  | 2280 | 2280 |  | 3700 | 3700 |  | 0 | 0 | 5109.66 | 5109.66 | 0 | 0
2.253.36 | 2R.25 | (*) Ref. DB-2nd-03 |  | No. | 1 |  |  | 0 | 0 |  | 2052 | 2052 |  | 3700 | 3700 |  | 0 | 0 | 5677.4 | 5677.4 | 0 | 0
2.253.37 | 2R.26 | (*) Ref. DB-HVAC-2nd-01 |  | No. | 1 |  |  | 0 | 0 |  | 2052 | 2052 |  | 5000 | 5000 |  | 0 | 0 | 5677.4 | 5677.4 | 0 | 0
2.253.38 | 2R.27 | (*) Ref. DB-HVAC-2nd-02 |  | No. | 1 |  |  | 0 | 0 |  | 1938 | 1938 |  | 5000 | 5000 |  | 0 | 0 | 5677.4 | 5677.4 | 0 | 0
2.253.39 | 2R.28 | (*) Ref. DB-UPS-2nd-01 |  | No. | 1 |  |  | 0 | 0 |  | 1938 | 1938 |  | 3700 | 3700 |  | 0 | 0 | 6812.87 | 6812.87 | 0 | 0
2.253.40 | 2R.29 | (*) Ref, DB Roof |  | No. | 1 |  |  | 0 | 0 |  | 1938 | 1938 |  | 4700 | 4700 |  | 0 | 0 | 5677.4 | 5677.4 | 0 | 0
| Note | Note Details
2.253.41 | - | Uninteruptible Power Supply (UPS)
2.253.42 | - | Supply, installation, testing and commissioning of Uninterrupted Power Supply including batteries, battery racks, interconnections, spare parts and tools, all necessary accessories, etc. complete as specified and as shown on the drawings.
| Item Code | Description | Item Remarks | Unit of Measurement | Quantity/Base Price |  |  | Unit Price/Discount % (Excluding VAT) | Total |  | Unit Price/Discount % (Excluding VAT) | Total |  | Unit Price/Discount % (Excluding VAT) | Total |  | Unit Price/Discount % (Excluding VAT) | Total | Unit Price/Discount % (Excluding VAT) | Total | Unit Price/Discount % (Excluding VAT) | Total
2.253.43 | 2R.30 | (*) 50kVA UPS with 180 minutes nickel cadmium battery back up, with maintenance bypass and change over switch with interlock facility as specified |  | No. | 1 |  |  | 0 | 0 |  | 79800 | 79800 |  | 165000 | 165000 |  | 0 | 0 | 510965.6 | 510965.6 | 0 | 0
| Note | Note Details
2.253.44 | - | LV Cables
2.253.45 | - | Supply, install, test and commission the following low voltage cables complete with all necessary accessories as specified and as shown on the drawings:
| Item Code | Description | Item Remarks | Unit of Measurement | Quantity/Base Price |  |  | Unit Price/Discount % (Excluding VAT) | Total |  | Unit Price/Discount % (Excluding VAT) | Total |  | Unit Price/Discount % (Excluding VAT) | Total |  | Unit Price/Discount % (Excluding VAT) | Total | Unit Price/Discount % (Excluding VAT) | Total | Unit Price/Discount % (Excluding VAT) | Total
2.253.46 | 2R.31 | (*) 1C 630 mm2 CU/XLPE/PVC/SWA |  | m | 132 |  |  | 0 | 0 |  | 349.98 | 46197.36 |  | 280 | 36960 |  | 0 | 0 | 204.39 | 26979.48 | 0 | 0
2.253.47 | 2R.32 | (*) 4C 10 mm2 CU/XLPE/PVC/SWA |  | m | 426 |  |  | 0 | 0 |  | 41.04 | 17483.04 |  | 55 | 23430 |  | 0 | 0 | 68.13 | 29023.38 | 0 | 0
2.253.48 | 2R.33 | (*) 4C 16 mm2 CU/XLPE/PVC/SWA |  | m | 287 |  |  | 0 | 0 |  | 49.02 | 14068.74 |  | 70 | 20090 |  | 0 | 0 | 79.48 | 22810.76 | 0 | 0
2.253.49 | 2R.34 | (*) 4C 35 mm2 CU/XLPE/PVC/SWA |  | m | 80 |  |  | 0 | 0 |  | 87.78 | 7022.4 |  | 105 | 8400 |  | 0 | 0 | 115.82 | 9265.6 | 0 | 0
2.253.50 | 2R.35 | (*) 4C 50 mm2 CU/XLPE/PVC/SWA |  | m | 40 |  |  | 0 | 0 |  | 115.14 | 4605.6 |  | 135 | 5400 |  | 0 | 0 | 170.32 | 6812.8 | 0 | 0
2.253.51 | 2R.36 | (*) 4C 95 mm2 CU/XLPE/PVC/SWA |  | m | 170 |  |  | 0 | 0 |  | 197.22 | 33527.4 |  | 180 | 30600 |  | 0 | 0 | 214.61 | 36483.7 | 0 | 0
2.253.52 | 2R.37 | (*) 4C 150 mm2 CU/XLPE/PVC/SWA |  | m | 15 |  |  | 0 | 0 |  | 286.14 | 4292.1 |  | 345 | 5175 |  | 0 | 0 | 305.44 | 4581.6 | 0 | 0
2.253.53 | 2R.38 | (*) 1C 240 mm2 CU/XLPE/PVC/SWA |  | m | 1260 |  |  | 0 | 0 |  | 114 | 143640 |  | 360 | 453600 |  | 0 | 0 | 136.26 | 171687.6 | 0 | 0
| Note | Note Details
2.253.54 | - | Earthing & Grounding Cables
2.253.55 | - | Supply, install, test and commission the following earthing cables complete with all necessary accessories as specified and as shown on the drawings:
| Item Code | Description | Item Remarks | Unit of Measurement | Quantity/Base Price |  |  | Unit Price/Discount % (Excluding VAT) | Total |  | Unit Price/Discount % (Excluding VAT) | Total |  | Unit Price/Discount % (Excluding VAT) | Total |  | Unit Price/Discount % (Excluding VAT) | Total | Unit Price/Discount % (Excluding VAT) | Total | Unit Price/Discount % (Excluding VAT) | Total
2.253.56 | 2R.39 | (*) 1C 10 mm2 CU/PVC Y/G |  | m | 426 |  |  | 0 | 0 |  | 13.68 | 5827.68 |  | 15 | 6390 |  | 0 | 0 | 9.08 | 3868.08 | 0 | 0
2.253.57 | 2R.40 | (*) 1C 16 mm2 CU/PVC Y/G |  | m | 457 |  |  | 0 | 0 |  | 17.1 | 7814.7 |  | 20 | 9140 |  | 0 | 0 | 13.63 | 6228.91 | 0 | 0
2.253.58 | 2R.41 | (*) 1C 25 mm2 CU/PVC Y/G |  | m | 40 |  |  | 0 | 0 |  | 22.8 | 912 |  | 25 | 1000 |  | 0 | 0 | 18.17 | 726.8 | 0 | 0
2.253.59 | 2R.42 | (*) 1C 50 mm2 CU/PVC Y/G |  | m | 170 |  |  | 0 | 0 |  | 39.9 | 6783 |  | 30 | 5100 |  | 0 | 0 | 39.74 | 6755.8 | 0 | 0
2.253.60 | 2R.43 | (*) 1C 70 mm2 CU/PVC Y/G |  | m | 15 |  |  | 0 | 0 |  | 51.3 | 769.5 |  | 35 | 525 |  | 0 | 0 | 62.45 | 936.75 | 0 | 0
2.253.61 | 2R.44 | (*) 1C 95 mm2 CU/PVC Y/G |  | m | 400 |  |  | 0 | 0 |  | 68.4 | 27360 |  | 40 | 16000 |  | 0 | 0 | 79.48 | 31792 | 0 | 0
2.253.62 | 2R.45 | (*) 1C 150 mm2 CU/PVC Y/G |  | m | 300 |  |  | 0 | 0 |  | 91.2 | 27360 |  | 50 | 15000 |  | 0 | 0 | 102.19 | 30657 | 0 | 0
| Note | Note Details
2.253.63 | - | Cable Trays
2.253.64 | - | Supply and install HDGI cable trays including hangers, standard fittings and earth continuity., etc. complete with all necessary accessories as specified and as shown on the drawings:
| Item Code | Description | Item Remarks | Unit of Measurement | Quantity/Base Price |  |  | Unit Price/Discount % (Excluding VAT) | Total |  | Unit Price/Discount % (Excluding VAT) | Total |  | Unit Price/Discount % (Excluding VAT) | Total |  | Unit Price/Discount % (Excluding VAT) | Total | Unit Price/Discount % (Excluding VAT) | Total | Unit Price/Discount % (Excluding VAT) | Total
2.253.65 | 2R.46 | (*) 150 mm HDGI |  | m | 405 |  |  | 0 | 0 |  | 164.16 | 66484.8 |  | 200 | 81000 |  | 0 | 0 | 1021.93 | 413881.65 | 0 | 0
2.253.66 | 2R.47 | (*) 750 mm HDGI |  | m | 40 |  |  | 0 | 0 |  | 342 | 13680 |  | 300 | 12000 |  | 0 | 0 | 1476.12 | 59044.8 | 0 | 0
| Note | Note Details
2.253.67 | - | POWER DISTRIBUTION
2.253.68 | - | Supply and install the following power distribution equipment including conduits, fittings, wiring, etc. complete with all necessary accessories as specified and as shown on the drawings:
| Item Code | Description | Item Remarks | Unit of Measurement | Quantity/Base Price |  |  | Unit Price/Discount % (Excluding VAT) | Total |  | Unit Price/Discount % (Excluding VAT) | Total |  | Unit Price/Discount % (Excluding VAT) | Total |  | Unit Price/Discount % (Excluding VAT) | Total | Unit Price/Discount % (Excluding VAT) | Total | Unit Price/Discount % (Excluding VAT) | Total
2.253.69 | 2R.48 | (*) Single 13A Switched Socket Outlet |  | No. | 83 |  |  | 0 | 0 |  | 239.4 | 19870.2 |  | 320 | 26560 |  | 0 | 0 | 681.29 | 56547.07 | 0 | 0
2.253.70 | 2R.49 | (*) Twin 13A Switched Socket Outlet |  | No. | 19 |  |  | 0 | 0 |  | 273.6 | 5198.4 |  | 380 | 7220 |  | 0 | 0 | 794.84 | 15101.96 | 0 | 0
2.253.71 | 2R.50 | (*) Single 13A Switched Socket Outlet - Weather Proof |  | No. | 10 |  |  | 0 | 0 |  | 285 | 2850 |  | 420 | 4200 |  | 0 | 0 | 738.06 | 7380.6 | 0 | 0
2.253.72 | 2R.51 | (*) Floor Box with Twin 13A Switched Socket Outlet |  | No. | 174 |  |  | 0 | 0 |  | 513 | 89262 |  | 0 | 0 |  | 0 | 0 | 908.38 | 158058.12 | 0 | 0
2.253.73 | 2R.52 | (*) 13A Flex Switched Fused Connection Unit |  | No. | 124 |  |  | 0 | 0 |  | 250.8 | 31099.2 |  | 300 | 37200 |  | 0 | 0 | 851.61 | 105599.64 | 0 | 0
2.253.74 | 2R.53 | (*) 16A SP Isolator |  | No. | 21 |  |  | 0 | 0 |  | 570 | 11970 |  | 300 | 6300 |  | 0 | 0 | 851.61 | 17883.81 | 0 | 0
2.253.75 | 2R.54 | (*) 40 A TP Isolator |  | No. | 2 |  |  | 0 | 0 |  | 1710 | 3420 |  | 650 | 1300 |  | 0 | 0 | 681.29 | 1362.58 | 0 | 0
2.253.76 | 2R.55 | (*) 32A SP Isolator - Weather Proof |  | No. | 1 |  |  | 0 | 0 |  | 1368 | 1368 |  | 350 | 350 |  | 0 | 0 | 1021.93 | 1021.93 | 0 | 0
2.253.77 | 2R.56 | (*) 32A TP Isolator - Weather Proof |  | No. | 6 |  |  | 0 | 0 |  | 1596 | 9576 |  | 450 | 2700 |  | 0 | 0 | 1021.93 | 6131.58 | 0 | 0
2.253.78 | 2R.57 | (*) 40 A TP Isolator - Weather Proof |  | No. | 5 |  |  | 0 | 0 |  | 1938 | 9690 |  | 650 | 3250 |  | 0 | 0 | 1078.71 | 5393.55 | 0 | 0
2.253.79 | 2R.58 | (*) 200 A TP Isolator - Weather Proof |  | No. | 2 |  |  | 0 | 0 |  | 2850 | 5700 |  | 3500 | 7000 |  | 0 | 0 | 1249.03 | 2498.06 | 0 | 0
2.253.80 | 2R.59 | (*) Electrical Car Charge Sockets |  | No. | 6 |  |  | 0 | 0 |  | 570 | 3420 |  | 550 | 3300 |  | 0 | 0 | 1703.22 | 10219.32 | 0 | 0
2.253.81 | 2R.60 | (*) 20A TP Isolator |  | No. | 1 |  |  | 0 | 0 |  | 1368 | 1368 |  | 320 | 320 |  | 0 | 0 | 738.06 | 738.06 | 0 | 0
| Note | Note Details
2.253.82 | - | LIGHT FIXTURES
2.253.83 | - | Supply and install the following light fixtures including conduits, fittings, wiring, etc. complete with all necessary accessories as specified and as shown on the drawings:
| Item Code | Description | Item Remarks | Unit of Measurement | Quantity/Base Price |  |  | Unit Price/Discount % (Excluding VAT) | Total |  | Unit Price/Discount % (Excluding VAT) | Total |  | Unit Price/Discount % (Excluding VAT) | Total |  | Unit Price/Discount % (Excluding VAT) | Total | Unit Price/Discount % (Excluding VAT) | Total | Unit Price/Discount % (Excluding VAT) | Total
2.253.84 | 2R.61 | (*) Type A LED 600x600 |  | No. | 182 |  |  | 0 | 0 |  | 627 | 114114 |  | 1996 | 363272 |  | 0 | 0 | 1703.22 | 309986.04 | 0 | 0
2.253.85 | 2R.62 | (*) Type B LED Down Light |  | No. | 550 |  |  | 0 | 0 |  | 228 | 125400 |  | 1660 | 913000 |  | 0 | 0 | 1078.71 | 593290.5 | 0 | 0
2.253.86 | 2R.63 | (*) Type C LED Down Light |  | No. | 62 |  |  | 0 | 0 |  | 456 | 28272 |  | 506 | 31372 |  | 0 | 0 | 1703.22 | 105599.64 | 0 | 0
2.253.87 | 2R.64 | (*) Type D LED Fluorescent Light |  | No. | 43 |  |  | 0 | 0 |  | 513 | 22059 |  | 1264 | 54352 |  | 0 | 0 | 2838.7 | 122064.1 | 0 | 0
2.253.88 | 2R.65 | (*) Type E - Cove Light |  | m | 653 |  |  | 0 | 0 |  | 302.1 | 197271.3 |  | 555 | 362415 |  | 0 | 0 | 3406.44 | 2224405.32 | 0 | 0
2.253.89 | 2R.66 | (*) Type F - LED Out Door Light W/P |  | No. | 28 |  |  | 0 | 0 |  | 2280 | 63840 |  | 2015 | 56420 |  | 0 | 0 | 2838.7 | 79483.6 | 0 | 0
2.253.90 | 2R.67 | (*) LED Façade Light |  | No. | 13 |  |  | 0 | 0 |  | 1938 | 25194 |  | 5546 | 72098 |  | 0 | 0 | 5677.4 | 73806.2 | 0 | 0
| Note | Note Details
2.253.91 | - | Switches
2.253.92 | - | Supply and install the following switches including conduits, fittings, wiring, etc. complete with all necessary accessories as specified and as shown on the drawings:
| Item Code | Description | Item Remarks | Unit of Measurement | Quantity/Base Price |  |  | Unit Price/Discount % (Excluding VAT) | Total |  | Unit Price/Discount % (Excluding VAT) | Total |  | Unit Price/Discount % (Excluding VAT) | Total |  | Unit Price/Discount % (Excluding VAT) | Total | Unit Price/Discount % (Excluding VAT) | Total | Unit Price/Discount % (Excluding VAT) | Total
2.253.93 | 2R.68 | (*) 10A, 1 GANG 1 WAY SWITCH |  | No. | 123 |  |  | 0 | 0 |  | 205.2 | 25239.6 |  | 280 | 34440 |  | 0 | 0 | 1419.35 | 174580.05 | 0 | 0
2.253.94 | 2R.69 | (*) 10A, 1 GANG 2 WAY SWITCH |  | No. | 2 |  |  | 0 | 0 |  | 205.2 | 410.4 |  | 320 | 640 |  | 0 | 0 | 1476.12 | 2952.24 | 0 | 0
2.253.95 | 2R.70 | (*) Occupancy Detector Sensor |  | No. | 16 |  |  | 0 | 0 |  | 399 | 6384 |  | 2000 | 32000 |  | 0 | 0 | 2270.96 | 36335.36 | 0 | 0
2.253.96 | 2R.71 | (*) Motion Detector Sensor |  | No. | 41 |  |  | 0 | 0 |  | 570 | 23370 |  | 1400 | 57400 |  | 0 | 0 | 1703.22 | 69832.02 | 0 | 0
| Note | Note Details
2.253.97 | - | CENTRAL BATTERY SYSTEM AND EMERGENCY LIGHT
2.253.98 | - | Supply, installation, testing and commissioning of Central Battery System including batteries, battery racks, interconnections, spare parts and tools, all necessary accessories, etc. complete as specified and as shown on the drawings.
| Item Code | Description | Item Remarks | Unit of Measurement | Quantity/Base Price |  |  | Unit Price/Discount % (Excluding VAT) | Total |  | Unit Price/Discount % (Excluding VAT) | Total |  | Unit Price/Discount % (Excluding VAT) | Total |  | Unit Price/Discount % (Excluding VAT) | Total | Unit Price/Discount % (Excluding VAT) | Total | Unit Price/Discount % (Excluding VAT) | Total
2.253.99 | 2R.72 | (*) 230V, 2kVA, 3PH, 50Hz Central Battery System with 180 minutes Nickel-Cadmium battery backup. |  | No. | 1 |  |  | 0 | 0 |  | 136800 | 136800 |  | 75000 | 75000 |  | 0 | 0 | 340643.73 | 340643.73 | 0 | 0
2.253.100 | 2R.73 | (*) wall/ceilling mounted exit light single side |  | No. | 225 |  |  | 0 | 0 |  | 285 | 64125 |  | 775 | 174375 |  | 0 | 0 | 1419.35 | 319353.75 | 0 | 0
2.253.101 | 2R.74 | (*) wall / ceilling mountyed Exit light double side |  | No. | 35 |  |  | 0 | 0 |  | 285 | 9975 |  | 850 | 29750 |  | 0 | 0 | 1703.22 | 59612.7 | 0 | 0
| Note | Note Details
2.253.102 | - | EARTHING AND GROUNDING
2.253.103 | - | Supply, install, test and commission the following earthing material complete with all necessary accessories as specified and as shown on the drawings:
| Item Code | Description | Item Remarks | Unit of Measurement | Quantity/Base Price |  |  | Unit Price/Discount % (Excluding VAT) | Total |  | Unit Price/Discount % (Excluding VAT) | Total |  | Unit Price/Discount % (Excluding VAT) | Total |  | Unit Price/Discount % (Excluding VAT) | Total | Unit Price/Discount % (Excluding VAT) | Total | Unit Price/Discount % (Excluding VAT) | Total
2.253.104 | 2R.75 | (*) 25x3mm bar copper tape (roof conductor) |  | No. | 247 |  |  | 0 | 0 |  | 171 | 42237 |  | 100 | 24700 |  | 0 | 0 | 283.87 | 70115.89 | 0 | 0
2.253.105 | 2R.76 | (*) Earth pit (300x300x300mm) with inspection cover |  | No. | 31 |  |  | 0 | 0 |  | 570 | 17670 |  | 2500 | 77500 |  | 0 | 0 | 2838.7 | 87999.7 | 0 | 0
2.253.106 | 2R.77 | (*) Air terminals |  | No. | 5 |  |  | 0 | 0 |  | 2850 | 14250 |  | 500 | 2500 |  | 0 | 0 | 681.29 | 3406.45 | 0 | 0
2.253.107 | 2R.78 | (*) Grounding & Lightning pit (300x300x300mm) with inspection cover. |  | No. | 13 |  |  | 0 | 0 |  | 570 | 7410 |  | 2500 | 32500 |  | 0 | 0 | 2838.7 | 36903.1 | 0 | 0
2.253.108 | 2R.79 | (*) Equipotential Earth Bars |  | No. | 43 |  |  | 0 | 0 |  | 570 | 24510 |  | 500 | 21500 |  | 0 | 0 | 908.38 | 39060.34 | 0 | 0
2.253.109 | 2R.80 | (*) Grounding Bar (10 Way) |  | No. | 1 |  |  | 0 | 0 |  | 1140 | 1140 |  | 2500 | 2500 |  | 0 | 0 | 2611.6 | 2611.6 | 0 | 0
2.253.110 | 2R.81 | (*) Grounding Bar (8 Way) |  | No. | 3 |  |  | 0 | 0 |  | 1710 | 5130 |  | 2000 | 6000 |  | 0 | 0 | 2270.96 | 6812.88 | 0 | 0
2.253.111 | 2R.82 | (*) Grounding Bar (6Way) |  | No. | 6 |  |  | 0 | 0 |  | 1368 | 8208 |  | 1500 | 9000 |  | 0 | 0 | 2043.86 | 12263.16 | 0 | 0
| Note | Note Details
2.253.112 | - | FIRE ALARM SYSTEM
2.253.113 | - | Supply, install and connect the complete fire detection and alarm system including interface units, wiring, conduit. etc. all as shown on the drawings as specified and as reguired to meet Fire Department requirements and as required for proper operation
| Item Code | Description | Item Remarks | Unit of Measurement | Quantity/Base Price |  |  | Unit Price/Discount % (Excluding VAT) | Total |  | Unit Price/Discount % (Excluding VAT) | Total |  | Unit Price/Discount % (Excluding VAT) | Total |  | Unit Price/Discount % (Excluding VAT) | Total | Unit Price/Discount % (Excluding VAT) | Total | Unit Price/Discount % (Excluding VAT) | Total
2.253.114 | 2R.83 | (*) analog addressable smoke detector |  | No. | 243 |  |  | 0 | 0 |  | 342 | 83106 |  | 350 | 85050 |  | 0 | 0 | 2838.7 | 689804.1 | 0 | 0
2.253.115 | 2R.84 | (*) analog addressable smoke/heat detector |  | No. | 3 |  |  | 0 | 0 |  | 456 | 1368 |  | 450 | 1350 |  | 0 | 0 | 3236.12 | 9708.36 | 0 | 0
2.253.116 | 2R.85 | (*) Fire telephone jack |  | No. | 7 |  |  | 0 | 0 |  | 456 | 3192 |  | 500 | 3500 |  | 0 | 0 | 1135.48 | 7948.36 | 0 | 0
2.253.117 | 2R.86 | (*) Analog adressable manual call point |  | No. | 17 |  |  | 0 | 0 |  | 456 | 7752 |  | 500 | 8500 |  | 0 | 0 | 2838.7 | 48257.9 | 0 | 0
2.253.118 | 2R.87 | (*) addressable voice evacuation speaker |  | No. | 32 |  |  | 0 | 0 |  | 456 | 14592 |  | 0 | 0 |  | 0 | 0 | 1703.22 | 54503.04 | 0 | 0
2.253.119 | 2R.88 | (*) Sound rak voice evacuation system |  | No. | 1 |  |  | 0 | 0 |  | 17100 | 17100 |  | 68000 | 68000 |  | 0 | 0 | 2270.96 | 2270.96 | 0 | 0
2.253.120 | 2R.89 | (*) Control Module |  | No. | 8 |  |  | 0 | 0 |  | 20520 | 164160 |  | 1500 | 12000 |  | 0 | 0 | 5677.4 | 45419.2 | 0 | 0
2.253.121 | 2R.90 | (*) Celling mounted speaker |  | No. | 32 |  |  | 0 | 0 |  | 456 | 14592 |  | 1500 | 48000 |  | 0 | 0 | 2043.86 | 65403.52 | 0 | 0
2.253.122 | 2R.91 | (*) Fire alarm control panel |  | No. | 1 |  |  | 0 | 0 |  | 11400 | 11400 |  | 25000 | 25000 |  | 0 | 0 | 28386.98 | 28386.98 | 0 | 0
2.253.123 | 2R.92 | (*) Fire alarm repeater panel |  | No. | 3 |  |  | 0 | 0 |  | 11400 | 34200 |  | 8000 | 24000 |  | 0 | 0 | 17032.19 | 51096.57 | 0 | 0
2.253.124 | 2R.93 | (*) Fire rated cables |  | m | 3500 |  |  | 0 | 0 |  | 114 | 399000 |  | 10 | 35000 |  | 0 | 0 | 56.77 | 198695 | 0 | 0
| Note | Note Details
2.253.125 | - | TELEPHONE/DATA System
2.253.126 | - | Supply, install and connect all the telephone system including telephone terminal cabinets,terminal blocks, terminations, identifications, wiring, and containment etc., to meet etc., all as shown on the drawings & as required for proper operation:-requirements of Local provider specifications including conduits, wiring, conduit fittings
| Item Code | Description | Item Remarks | Unit of Measurement | Quantity/Base Price |  |  | Unit Price/Discount % (Excluding VAT) | Total |  | Unit Price/Discount % (Excluding VAT) | Total |  | Unit Price/Discount % (Excluding VAT) | Total |  | Unit Price/Discount % (Excluding VAT) | Total | Unit Price/Discount % (Excluding VAT) | Total | Unit Price/Discount % (Excluding VAT) | Total
2.253.127 | 2R.94 | (*) RJ45 single CAT6 outlet for telephone in floor box |  | No. | 174 |  |  | 0 | 0 |  | 285 | 49590 |  | 360 | 62640 |  | 0 | 0 | 908.38 | 158058.12 | 0 | 0
2.253.128 | 2R.95 | (*) RJ45 single CAT6 outlet for data in floor box |  | No. | 174 |  |  | 0 | 0 |  | 285 | 49590 |  | 360 | 62640 |  | 0 | 0 | 908.38 | 158058.12 | 0 | 0
2.253.129 | 2R.96 | (*) RJ45 single CAT6 outlet for telephone wall mounted |  | No. | 23 |  |  | 0 | 0 |  | 285 | 6555 |  | 400 | 9200 |  | 0 | 0 | 1021.93 | 23504.39 | 0 | 0
2.253.130 | 2R.97 | (*) RJ45 single CAT6 outlet for network printers wall mounted |  | No. | 10 |  |  | 0 | 0 |  | 285 | 2850 |  | 400 | 4000 |  | 0 | 0 | 1021.93 | 10219.3 | 0 | 0
2.253.131 | 2R.98 | (*) RJ45 single CAT6 outlet for projectors at false ceiling |  | No. | 13 |  |  | 0 | 0 |  | 285 | 3705 |  | 420 | 5460 |  | 0 | 0 | 1021.93 | 13285.09 | 0 | 0
2.253.132 | 2R.99 | (*) RJ45 dual CAT 6 outlet for data wall mounted |  | No. | 21 |  |  | 0 | 0 |  | 342 | 7182 |  | 720 | 15120 |  | 0 | 0 | 1021.93 | 21460.53 | 0 | 0
2.253.133 |  | (*) Floor box for 2 power otlets and 2 D-V outlets |  | No. | 174 |  |  | 0 | 0 |  | 1140 | 198360 |  | 2500 | 435000 |  | 0 | 0 | 2838.7 | 493933.8 | 0 | 0
2.253.134 | 2R.100 | (*) Intermediate distribution frame (in telecom rooms). 42U Rack frame cabinet, free standing, complete with all necessary patch panels for utp cable termination, optical patch panels for fibre drop cables, patch cords etc |  | No. | 3 |  |  | 0 | 0 |  | 5700 | 17100 |  | 15000 | 45000 |  | 0 | 0 | 17032.19 | 51096.57 | 0 | 0
2.253.135 | 2R.101 | (*) Telecom Rack 42U 42U Rack frame cabinet, free standing, complete with all necessary optical patch panels for main/feeder cable & fibre drop cables, optical splitters, patch cords, sc/apc adaptors etc |  | No. | 1 |  |  | 0 | 0 |  | 28500 | 28500 |  | 25000 | 25000 |  | 0 | 0 | 14193.49 | 14193.49 | 0 | 0
2.253.136 | 2R.102 | (*) Telecom Rack 27U As Telecom rack 42U - for diversity by ETISALAT |  | No. | 1 |  |  | 0 | 0 |  | 11400 | 11400 |  | 20000 | 20000 |  | 0 | 0 | 11354.79 | 11354.79 | 0 | 0
2.253.137 | 2R.103 | (*) Junction box |  | No. | 11 |  |  | 0 | 0 |  | 1140 | 12540 |  | 500 | 5500 |  | 0 | 0 | 2838.7 | 31225.7 | 0 | 0
2.253.138 | 2R.104 | (*) 48 Core single mode fiber optic |  | m | 30 |  |  | 0 | 0 |  | 570 | 17100 |  | 65 | 1950 |  | 0 | 0 | 56.77 | 1703.1 | 0 | 0
2.253.139 | 2R.105 | (*) WP Wireless interactive presentation screen 60inch |  | m | 12 |  |  | 0 | 0 |  | 228 | 2736 |  | 10000 | 120000 |  | 0 | 0 | 85.16 | 1021.92 | 0 | 0
2.253.140 | 2R.106 | (*) JRC-12 Joint box, as per Etisalat standards, including all necessary piping, penetrations, infrastructure etc for connection to the building |  | m | 2 |  |  | 0 | 0 |  | 1710 | 3420 |  | 9500 | 19000 |  | 0 | 0 | 2270.96 | 4541.92 | 0 | 0
2.253.141 | 2R.107 | (*) Link cable for GSM |  | m | 30 |  |  | 0 | 0 |  | 399 | 11970 |  | 65 | 1950 |  | 0 | 0 | 85.16 | 2554.8 | 0 | 0
| Note | Note Details
2.253.142 | - | CCTV / SECURITY SYSTEM
2.253.143 | - | Supply, install and connect the complete CCTV and Security system including wiring, conduit. etc. all as shown on the drawings as specified and as required to meet complete and as required for proper operation
| Item Code | Description | Item Remarks | Unit of Measurement | Quantity/Base Price |  |  | Unit Price/Discount % (Excluding VAT) | Total |  | Unit Price/Discount % (Excluding VAT) | Total |  | Unit Price/Discount % (Excluding VAT) | Total |  | Unit Price/Discount % (Excluding VAT) | Total | Unit Price/Discount % (Excluding VAT) | Total | Unit Price/Discount % (Excluding VAT) | Total
2.253.144 | 2R.108 | (*) Card Access reader |  | No. | 28 |  |  | 0 | 0 |  | 798 | 22344 |  | 2500 | 70000 |  | 0 | 0 | 567.74 | 15896.72 | 0 | 0
2.253.145 | 2R.109 | (*) door exit push button |  | No. | 22 |  |  | 0 | 0 |  | 798 | 17556 |  | 500 | 11000 |  | 0 | 0 | 851.61 | 18735.42 | 0 | 0
2.253.146 | 2R.110 | (*) electro magnetic lock |  | No. | 23 |  |  | 0 | 0 |  | 798 | 18354 |  | 1500 | 34500 |  | 0 | 0 | 851.61 | 19587.03 | 0 | 0
2.253.147 | 2R.111 | (*) double electro magnetic lock |  | No. | 2 |  |  | 0 | 0 |  | 798 | 1596 |  | 2000 | 4000 |  | 0 | 0 | 965.16 | 1930.32 | 0 | 0
2.253.148 | 2R.112 | (*) door switch unit |  | No. | 25 |  |  | 0 | 0 |  | 798 | 19950 |  | 800 | 20000 |  | 0 | 0 | 567.74 | 14193.5 | 0 | 0
| Note | Note Details
2.253.149 | - | Access control panel
| Item Code | Description | Item Remarks | Unit of Measurement | Quantity/Base Price |  |  | Unit Price/Discount % (Excluding VAT) | Total |  | Unit Price/Discount % (Excluding VAT) | Total |  | Unit Price/Discount % (Excluding VAT) | Total |  | Unit Price/Discount % (Excluding VAT) | Total | Unit Price/Discount % (Excluding VAT) | Total | Unit Price/Discount % (Excluding VAT) | Total
2.253.150 | 2R.113 | (*) IP based CCTV color camera with RJ45 connector for connection to ethernet directly |  | No. | 9 |  |  | 0 | 0 |  | 1710 | 15390 |  | 6000 | 54000 |  | 0 | 0 | 9083.83 | 81754.47 | 0 | 0
2.253.151 | 2R.114 | (*) weather proof IP based CCTV color camera with RJ45 connector for connection to ethernet directly |  | No. | 2 |  |  | 0 | 0 |  | 1710 | 3420 |  | 7500 | 15000 |  | 0 | 0 | 11354.79 | 22709.58 | 0 | 0
2.253.152 | 2R.115 | (*) Doom IP based CCTV color camera with RJ45 connector for connection to ethernet directly |  | No. | 5 |  |  | 0 | 0 |  | 1710 | 8550 |  | 5500 | 27500 |  | 0 | 0 | 13625.75 | 68128.75 | 0 | 0
2.253.153 | 2R.116 | (*) Wall Moundted out let |  | No. | 20 |  |  | 0 | 0 |  | 228 | 4560 |  | 360 | 7200 |  | 0 | 0 | 1703.22 | 34064.4 | 0 | 0
2.253.154 | 2R.117 | (*) weather proof Wall Moundted out let |  | No. | 2 |  |  | 0 | 0 |  | 285 | 570 |  | 420 | 840 |  | 0 | 0 | 1987.09 | 3974.18 | 0 | 0
2.253.155 | 2R.118 | (*) Access control work station with printer Budging unit with camera & Card Issuing Unit and finger Print registration unit |  | No. | 1 |  |  | 0 | 0 |  | 410400 | 410400 |  | 40000 | 40000 |  | 0 | 0 | 113547.91 | 113547.91 | 0 | 0
2.253.156 | 2R.119 | (*) 42" LCD screen |  | No. | 1 |  |  | 0 | 0 |  | 7980 | 7980 |  | 8500 | 8500 |  | 0 | 0 | 5677.4 | 5677.4 | 0 | 0
2.253.157 | 2R.120 | (*) CCTV Rack 42U Floor Standing Rack, complete including but not limited to the following: patch panels, ethernet switches, video consoledisplay, smb storage, rack server, ups etc, as per design drawings and specs. |  | No. | 1 |  |  | 0 | 0 |  | 17100 | 17100 |  | 200000 | 200000 |  | 0 | 0 | 11354.79 | 11354.79 | 0 | 0
| Note | Note Details
2.253.158 | - | SUNDRIES
| Item Code | Description | Item Remarks | Unit of Measurement | Quantity/Base Price |  |  | Unit Price/Discount % (Excluding VAT) | Total |  | Unit Price/Discount % (Excluding VAT) | Total |  | Unit Price/Discount % (Excluding VAT) | Total |  | Unit Price/Discount % (Excluding VAT) | Total | Unit Price/Discount % (Excluding VAT) | Total | Unit Price/Discount % (Excluding VAT) | Total
2.253.159 | 2R.121 | (*) Allow for liaison, co-ordination and attendance on autorities to meet the requirement of the specification |  | item | 1 |  |  | 0 | 0 |  | 684 | 684 |  | 20000 | 20000 |  | 0 | 0 | 17032.19 | 17032.19 | 0 | 0
2.253.160 | 2R.122 | (*) Allow for supports, including fixings, anchors, insulating block and anti vibration devices |  | item | 1 |  |  | 0 | 0 |  | 684 | 684 |  | 20000 | 20000 |  | 0 | 0 | 17032.19 | 17032.19 | 0 | 0
2.253.161 | 2R.123 | (*) Allow for identification labels including plates, discs, labels, charts and colour coding |  | item | 1 |  |  | 0 | 0 |  | 684 | 684 |  | 5000 | 5000 |  | 0 | 0 | 17032.19 | 17032.19 | 0 | 0
2.253.162 | 2R.124 | (*) Allow for testing and commissioning including operating completed installation and fuel and power as specified |  | item | 1 |  |  | 0 | 0 |  | 684 | 684 |  | 2000 | 2000 |  | 0 | 0 | 17032.19 | 17032.19 | 0 | 0
2.253.163 | 2R.125 | (*) Allow for providing tools and spares including maintenance kit, loose keys and consumable stores. |  | item | 1 |  |  | 0 | 0 |  | 684 | 684 |  | 1000 | 1000 |  | 0 | 0 | 17032.19 | 17032.19 | 0 | 0
2.253.164 | 2R.126 | (*) Documents including shop drawings, as built drawings, operating instructions and maintenance manuals as specified |  | item | 1 |  |  | 0 | 0 |  | 684 | 684 |  | 5000 | 5000 |  | 0 | 0 | 17032.19 | 17032.19 | 0 | 0
2.253.165 | 2R.127 | (*) Allow for incidental work |  | item | 1 |  |  | 0 | 0 |  | 684 | 684 |  | 1000 | 1000 |  | 0 | 0 | 17032.19 | 17032.19 | 0 | 0
2.253.166 | 2R.128 | (*) Allow for protective painting and decorative painting |  | item | 1 |  |  | 0 | 0 |  | 684 | 684 |  | 2000 | 2000 |  | 0 | 0 | 17032.19 | 17032.19 | 0 | 0
2.253.167 | 2R.129 | (*) Allow for builder's work |  | item | 1 |  |  | 0 | 0 |  | 684 | 684 |  | 45000 | 45000 |  | 0 | 0 | 17032.19 | 17032.19 | 0 | 0
| Note | Note Details
2.253.168 | - | Contractor's Adjustment
| Item Code | Description | Item Remarks | Unit of Measurement | Quantity/Base Price |  |  | Unit Price/Discount % (Excluding VAT) | Total |  | Unit Price/Discount % (Excluding VAT) | Total |  | Unit Price/Discount % (Excluding VAT) | Total |  | Unit Price/Discount % (Excluding VAT) | Total | Unit Price/Discount % (Excluding VAT) | Total | Unit Price/Discount % (Excluding VAT) | Total
2.253.169 | CA-1 | (*) Contractor may price here any items which has been shown in the drawings or any other documents but overlooked or not specifically mentioned inthe schedule of items and is necessary for the satisfactory completion of the Works. Should the Contractor fail to insert any item here, it will be deemed that Lump Sum Contract Price includes all such items and no claims for additional items will be entertained. |  | Item | 1 |  |  | 0 | 0 |  | 0 | 0 |  | 0 | 0 |  | 0 | 0 | 0 | 0 | 3500000 | 3500000
| Note | Note Details
2.253.170 | - | Please attach one PDF file to be named "Additional Items for (insert bill no/name & Section No/name)" for the details of these additional items in the additional attachment area at the end of the BOQ.
2.254 HQ - EXTERNAL WORKS AND SERVICES | [6 empty] | 420364 | 19 (out of 19) | 664706 |  | 19 (out of 19) | 1933120.8 |  | 19 (out of 19) | 2471110 |  | 19 (out of 19) | 1079867 | 19 (out of 19) | 1646163.56 | 19 (out of 19) | 4705910
| Note | Note Details
2.254.1 | - | EXTERNAL WORKS
2.254.2 | - | Hard Landscaping
2.254.3 | - | Paving Works including beddings, subgrade and sub base preparation in accordance with the drawing and specifications.
| Item Code | Description | Item Remarks | Unit of Measurement | Quantity/Base Price |  |  | Unit Price/Discount % (Excluding VAT) | Total |  | Unit Price/Discount % (Excluding VAT) | Total |  | Unit Price/Discount % (Excluding VAT) | Total |  | Unit Price/Discount % (Excluding VAT) | Total | Unit Price/Discount % (Excluding VAT) | Total | Unit Price/Discount % (Excluding VAT) | Total
2.254.4 | B5.01 | (*) Pebble stone 2 (size 0.90 to 1.20 cm) |  | m2 | 416 |  |  | 106 | 44096 |  | 262.2 | 109075.2 |  | 630 | 262080 |  | 313 | 130208 | 71.91 | 29914.56 | 400 | 166400
2.254.5 | B5.02 | (*) 200 x 100 x 40mm thick Precast Concrete Paver |  | m2 | 1117 |  |  | 106 | 118402 |  | 114 | 127338 |  | 120 | 134040 |  | 313 | 349621 | 101.88 | 113799.96 | 120 | 134040
2.254.6 | B5.03 | (*) 200 x 100 x 80mm thick Precast Concrete Paver |  | m2 | 534 |  |  | 128 | 68352 |  | 136.8 | 73051.2 |  | 120 | 64080 |  | 563 | 300642 | 117.46 | 62723.64 | 140 | 74760
2.254.7 | B5.04 | (*) Granite, cut to size 30mm thick |  | m2 | 114 |  |  | 530 | 60420 |  | 798 | 90972 |  | 500 | 57000 |  | 813 | 92682 | 719.14 | 81981.96 | 650 | 74100
2.254.8 | B5.05 | (*) Curb stone - flush type |  | m | 180 |  |  | 85 | 15300 |  | 148.2 | 26676 |  | 100 | 18000 |  | 175 | 31500 | 101.88 | 18338.4 | 100 | 18000
2.254.9 | B5.05.1 | (*) Curb stone - elevated type |  | m | 48 |  |  | 85 | 4080 |  | 182.4 | 8755.2 |  | 100 | 4800 |  | 138 | 6624 | 137.83 | 6615.84 | 110 | 5280
| Note | Note Details
2.254.10 | - | Fence
| Item Code | Description | Item Remarks | Unit of Measurement | Quantity/Base Price |  |  | Unit Price/Discount % (Excluding VAT) | Total |  | Unit Price/Discount % (Excluding VAT) | Total |  | Unit Price/Discount % (Excluding VAT) | Total |  | Unit Price/Discount % (Excluding VAT) | Total | Unit Price/Discount % (Excluding VAT) | Total | Unit Price/Discount % (Excluding VAT) | Total
2.254.11 | B5.06 | (*) Supply and installation of garvanized chain link fencing system in accordance with plans and specifications. Excavation, formworks, concrete, and reinforcements to be measured separately. |  | m | 99 |  |  | 265 | 26235 |  | 513 | 50787 |  | 300 | 29700 |  | 1375 | 136125 | 575.31 | 56955.69 | 1300 | 128700
| Note | Note Details
2.254.12 | - | Excavation
| Item Code | Description | Item Remarks | Unit of Measurement | Quantity/Base Price |  |  | Unit Price/Discount % (Excluding VAT) | Total |  | Unit Price/Discount % (Excluding VAT) | Total |  | Unit Price/Discount % (Excluding VAT) | Total |  | Unit Price/Discount % (Excluding VAT) | Total | Unit Price/Discount % (Excluding VAT) | Total | Unit Price/Discount % (Excluding VAT) | Total
2.254.13 | B5.07 | (*) To foundations and dig proofing. |  | m3 | 22 |  |  | 106 | 2332 |  | 62.7 | 1379.4 |  | 20 | 440 |  | 44 | 968 | 41.95 | 922.9 | 50 | 1100
| Note | Note Details
2.254.14 | - | Shuttering
| Item Code | Description | Item Remarks | Unit of Measurement | Quantity/Base Price |  |  | Unit Price/Discount % (Excluding VAT) | Total |  | Unit Price/Discount % (Excluding VAT) | Total |  | Unit Price/Discount % (Excluding VAT) | Total |  | Unit Price/Discount % (Excluding VAT) | Total | Unit Price/Discount % (Excluding VAT) | Total | Unit Price/Discount % (Excluding VAT) | Total
2.254.15 | B5.08 | (*) To foundations and dig proofing. |  | m2 | 139 |  |  | 10 | 1390 |  | 285 | 39615 |  | 0 | 0 |  | 113 | 15707 | 143.83 | 19992.37 | 200 | 27800
| Note | Note Details
2.254.16 | - | Concrete
2.254.17 | - | Poured concrete required by the specifications to be placed, compacted, cured or otherwise treated in particular manner as apprroved by the Client.
| Item Code | Description | Item Remarks | Unit of Measurement | Quantity/Base Price |  |  | Unit Price/Discount % (Excluding VAT) | Total |  | Unit Price/Discount % (Excluding VAT) | Total |  | Unit Price/Discount % (Excluding VAT) | Total |  | Unit Price/Discount % (Excluding VAT) | Total | Unit Price/Discount % (Excluding VAT) | Total | Unit Price/Discount % (Excluding VAT) | Total
2.254.18 | B5.09 | (*) To foundations and dig proofing. |  | m3 | 14 |  |  | 896 | 12544 |  | 627 | 8778 |  | 1500 | 21000 |  | 525 | 7350 | 491.41 | 6879.74 | 1500 | 21000
2.254.19 | B5.10 | (*) Blinding for foundation and dig proofing |  | m3 | 1 |  |  | 488 | 488 |  | 627 | 627 |  | 385 | 385 |  | 475 | 475 | 496.2 | 496.2 | 600 | 600
| Note | Note Details
2.254.20 | - | Reinforcement
| Item Code | Description | Item Remarks | Unit of Measurement | Quantity/Base Price |  |  | Unit Price/Discount % (Excluding VAT) | Total |  | Unit Price/Discount % (Excluding VAT) | Total |  | Unit Price/Discount % (Excluding VAT) | Total |  | Unit Price/Discount % (Excluding VAT) | Total | Unit Price/Discount % (Excluding VAT) | Total | Unit Price/Discount % (Excluding VAT) | Total
2.254.21 | B5.10 | (*) To foundations and dig proofing. |  | kg | 1470 |  |  | 0 | 0 |  | 4.56 | 6703.2 |  | 0 | 0 |  | 4 | 5880 | 5.03 | 7394.1 | 4 | 5880
| Note | Note Details
2.254.22 | - | Bituminous Coating
| Item Code | Description | Item Remarks | Unit of Measurement | Quantity/Base Price |  |  | Unit Price/Discount % (Excluding VAT) | Total |  | Unit Price/Discount % (Excluding VAT) | Total |  | Unit Price/Discount % (Excluding VAT) | Total |  | Unit Price/Discount % (Excluding VAT) | Total | Unit Price/Discount % (Excluding VAT) | Total | Unit Price/Discount % (Excluding VAT) | Total
2.254.23 | B5.11 | (*) to both sides of foundations / dig proofing |  | m2 | 139 |  |  | 0 | 0 |  | 57 | 7923 |  | 10 | 1390 |  | 15 | 2085 | 14.38 | 1998.82 | 50 | 6950
| Note | Note Details
2.254.24 | - | EXTERNAL SERVICES
2.254.25 | - | SEWAGE
2.254.26 | - | uPVC pipes to BS4660 laid in trench including all necessary excavation, back filling, disposal of surplus excavated material and other necessary fittings, accessories, clean outs, rodding eye, 150mm thick concrete encasement etc.; all in accordance with the specification and drawings
| Item Code | Description | Item Remarks | Unit of Measurement | Quantity/Base Price |  |  | Unit Price/Discount % (Excluding VAT) | Total |  | Unit Price/Discount % (Excluding VAT) | Total |  | Unit Price/Discount % (Excluding VAT) | Total |  | Unit Price/Discount % (Excluding VAT) | Total | Unit Price/Discount % (Excluding VAT) | Total | Unit Price/Discount % (Excluding VAT) | Total
2.254.27 | B5.12 | (*) 110mm dia. |  | m | 124 |  |  | 271 | 33604 |  | 125.4 | 15549.6 |  | 150 | 18600 |  | 0 | 0 | 143.83 | 17834.92 | 250 | 31000
2.254.28 | B5.13 | (*) 160mm dia. |  | m | 121 |  |  | 303 | 36663 |  | 171 | 20691 |  | 195 | 23595 |  | 0 | 0 | 179.78 | 21753.38 | 300 | 36300
| Note | Note Details
2.254.29 | - | EXTERNAL DRAINAGE
2.254.30 | - | uPVC pipes to BS4660 laid in trench including all necessary excavation, back filling, disposal of surplus excavated material and other necessary fittings, accessories, clean outs, rodding eye, 150mm thick concrete encasement etc.; all in accordance with the specification and drawings
| Item Code | Description | Item Remarks | Unit of Measurement | Quantity/Base Price |  |  | Unit Price/Discount % (Excluding VAT) | Total |  | Unit Price/Discount % (Excluding VAT) | Total |  | Unit Price/Discount % (Excluding VAT) | Total |  | Unit Price/Discount % (Excluding VAT) | Total | Unit Price/Discount % (Excluding VAT) | Total | Unit Price/Discount % (Excluding VAT) | Total
2.254.31 | B5.14 | (*) 200mm dia. |  | m | 200 |  |  | 356 | 71200 |  | 228 | 45600 |  | 280 | 56000 |  | 0 | 0 | 215.74 | 43148 | 400 | 80000
2.254.32 | B5.15 | (*) Manholes 80x80 |  | No. | 8 |  |  | 10600 | 84800 |  | 5700 | 45600 |  | 10000 | 80000 |  | 0 | 0 | 9588.49 | 76707.92 | 5500 | 44000
| Note | Note Details
2.254.33 | - | EXTERNAL CAR PARK UPGRADING WORKS
| Item Code | Description | Item Remarks | Unit of Measurement | Quantity/Base Price |  |  | Unit Price/Discount % (Excluding VAT) | Total |  | Unit Price/Discount % (Excluding VAT) | Total |  | Unit Price/Discount % (Excluding VAT) | Total |  | Unit Price/Discount % (Excluding VAT) | Total | Unit Price/Discount % (Excluding VAT) | Total | Unit Price/Discount % (Excluding VAT) | Total
2.254.34 | B5.16 | (*) Allow for works related to the upgrading of external car park as per the Specification and Drawings |  | Sum | 1 |  |  | 84800 | 84800 |  | 1254000 | 1254000 |  | 1700000 | 1700000 |  | 0 | 0 | 1078705.16 | 1078705.16 | 3850000 | 3850000
| Note | Note Details
2.254.35 | - | Contractor's Adjustment
| Item Code | Description | Item Remarks | Unit of Measurement | Quantity/Base Price |  |  | Unit Price/Discount % (Excluding VAT) | Total |  | Unit Price/Discount % (Excluding VAT) | Total |  | Unit Price/Discount % (Excluding VAT) | Total |  | Unit Price/Discount % (Excluding VAT) | Total | Unit Price/Discount % (Excluding VAT) | Total | Unit Price/Discount % (Excluding VAT) | Total
2.254.36 | CA-1 | (*) Contractor may price here any items which has been shown in the drawings or any other documents but overlooked or not specifically mentioned inthe schedule of items and is necessary for the satisfactory completion of the Works. Should the Contractor fail to insert any item here, it will be deemed that Lump Sum Contract Price includes all such items and no claims for additional items will be entertained. |  | Item | 1 |  |  | 0 | 0 |  | 0 | 0 |  | 0 | 0 |  | 0 | 0 | 0 | 0 | 0 | 0
| Note | Note Details
2.254.37 | - | Please attach one PDF file to be named "Additional Items for (insert bill no/name & Section No/name)" for the details of these additional items in the additional attachment area at the end of the BOQ.
2.255 PROVISIONAL SUMS (Applicable for HQ Building only) | [7 empty] | 6 (out of 6) | 742000 |  | 6 (out of 6) | 840000 |  | 6 (out of 6) | 790000 |  | 6 (out of 6) | 796000 | 6 (out of 6) | 805000 | 6 (out of 6) | 791000
| Note | Note Details
2.255.1 | - | Each of the below item shall be executed in whole or in part upon receipt of written instruction from the Employer / Engineer of the Project.
2.255.2 | - | Permanent ADDC Power Connection
2.255.3 | - | Please enter AED 500,000.00 in the price field
2.255.4 | - | Allow Provisional Sum of AED 500,000.00 for taking full responsibility for connections and payment of fees, charges, any sum and unforeseen expenses involved of whatsoever to ADDC in bringing permanent electrical power to the project upto the transformers including civil works, supply, erection and connection of main feeder cables, power distribution transformers, (continued in next line)
| Item Code | Description | Item Remarks | Unit of Measurement | Quantity/Base Price |  |  | Unit Price/Discount % (Excluding VAT) | Total |  | Unit Price/Discount % (Excluding VAT) | Total |  | Unit Price/Discount % (Excluding VAT) | Total |  | Unit Price/Discount % (Excluding VAT) | Total | Unit Price/Discount % (Excluding VAT) | Total | Unit Price/Discount % (Excluding VAT) | Total
2.255.5 | PS/HQ-01 | (*) (continued from above line) HV panels to the project from ADDC electricity network system under ADDC's strict co-ordination and supervision and be responsible until official handover of the project in good and satisfactory working order. |  | P.S. | 1 |  |  | 500000 | 500000 |  | 500000 | 500000 |  | 500000 | 500000 |  | 500000 | 500000 | 500000 | 500000 | 500000 | 500000
2.255.6 | PS/HQ-02 | (*) Add for Attendance and Assistance |  | Sum | 1 |  |  | 5000 | 5000 |  | 50000 | 50000 |  | 15000 | 15000 |  | 40000 | 40000 | 35000 | 35000 | 25000 | 25000
| Note | Note Details
2.255.7 | - | Please enter the percentage as per the example (Example: if 8% please enter it as 0.08)
| Item Code | Description | Item Remarks | Unit of Measurement | Quantity/Base Price |  |  | Unit Price/Discount % (Excluding VAT) | Total |  | Unit Price/Discount % (Excluding VAT) | Total |  | Unit Price/Discount % (Excluding VAT) | Total |  | Unit Price/Discount % (Excluding VAT) | Total | Unit Price/Discount % (Excluding VAT) | Total | Unit Price/Discount % (Excluding VAT) | Total
2.255.8 | PS/HQ-03 | (*) Add for Overheads and Profit |  | % | 500000 |  |  | 0.05 | 25000 |  | 0.1 | 50000 |  | 0.1 | 50000 |  | 0.08 | 40000 | 0.08 | 40000 | 0.08 | 40000
| Note | Note Details
2.255.9 | - | Permanent ELV Connection
2.255.10 | - | Please enter AED 200,000.00 in the price field
| Item Code | Description | Item Remarks | Unit of Measurement | Quantity/Base Price |  |  | Unit Price/Discount % (Excluding VAT) | Total |  | Unit Price/Discount % (Excluding VAT) | Total |  | Unit Price/Discount % (Excluding VAT) | Total |  | Unit Price/Discount % (Excluding VAT) | Total | Unit Price/Discount % (Excluding VAT) | Total | Unit Price/Discount % (Excluding VAT) | Total
2.255.11 | PS/HQ-04 | (*) Allow Provisional Sum of AED 200,000.00 for taking full responsibility for connections and payment of fees, charges, any sum and unforeseen expenses involved of whatsoever to Authorities in bringing permanent ELV connections including all civil works, etc. |  | P.S. | 1 |  |  | 200000 | 200000 |  | 200000 | 200000 |  | 200000 | 200000 |  | 200000 | 200000 | 200000 | 200000 | 200000 | 200000
| Note | Note Details
2.255.12 | - | Please enter the percentage as per the example (Example: if 8% please enter it as 0.08)
| Item Code | Description | Item Remarks | Unit of Measurement | Quantity/Base Price |  |  | Unit Price/Discount % (Excluding VAT) | Total |  | Unit Price/Discount % (Excluding VAT) | Total |  | Unit Price/Discount % (Excluding VAT) | Total |  | Unit Price/Discount % (Excluding VAT) | Total | Unit Price/Discount % (Excluding VAT) | Total | Unit Price/Discount % (Excluding VAT) | Total
2.255.13 | PS/HQ-05 | (*) Add for Overheads and Profit |  | % | 200000 |  |  | 0.05 | 10000 |  | 0.1 | 20000 |  | 0.1 | 20000 |  | 0.05 | 10000 | 0.08 | 16000 | 0.08 | 16000
2.255.14 | PS/HQ-06 | (*) Add for Attendance and Assistance |  | Sum | 1 |  |  | 2000 | 2000 |  | 20000 | 20000 |  | 5000 | 5000 |  | 6000 | 6000 | 14000 | 14000 | 10000 | 10000
2.256 PROVISIONAL SUMS (Applicable for full Tender Package) | [7 empty] | 0 (out of 0) | 0 |  | 0 (out of 0) | 0 |  | 0 (out of 0) | 0 |  | 0 (out of 0) | 0 | 0 (out of 0) | 0 | 0 (out of 0) | 0
| Note | Note Details
2.256.1 | - | Please note that below Provisional Sums for Absher Initiative, MUSANADA IT REQUIREMENTS and Employers Provisional Sum are applicable for full Tender Package.
2.257 Absher Initiative | [6 empty] | 2037880 |  | 2037880 |  | 1 (out of 1) | 2037880 |  | 1 (out of 1) | 2037880 |  | 1 (out of 1) | 2037880 | 1 (out of 1) | 2037880 | 1 (out of 1) | 2241668
| Note | Note Details
2.257.1 | - | Each of the below item shall be executed in whole or in part upon receipt of written instruction from the Employer / Engineer of the Project.
2.257.2 | - | Absher Initiative
2.257.3 | - | Provisional Sum, please refer to Absher Guidelines volume
2.257.4 | - | Please enter AED 2,037,880 in the following price field
| Item Code | Description | Item Remarks | Unit of Measurement | Quantity/Base Price |  |  | Unit Price/Discount % (Excluding VAT) | Total |  | Unit Price/Discount % (Excluding VAT) | Total |  | Unit Price/Discount % (Excluding VAT) | Total |  | Unit Price/Discount % (Excluding VAT) | Total | Unit Price/Discount % (Excluding VAT) | Total | Unit Price/Discount % (Excluding VAT) | Total
2.257.5 | PS-1 | (*) Allow a Provisional Sum of AED 2,037,880 for hiring Absher Candidate. The Consultant shall not be entitled for any overhead charges and/or profit for this Provisional Sum items and shall be reimbursed only for the actual cost. | PS | Sum | 1 |  |  | 2037880 | 2037880 |  | 2037880 | 2037880 |  | 2037880 | 2037880 |  | 2037880 | 2037880 | 2037880 | 2037880 | 2241668 | 2241668
2.258 MUSANADA IT REQUIREMENTS | [6 empty] | 609485.04 |  | 609485.04 |  | 22 (out of 22) | 577892.88 |  | 22 (out of 22) | 497493 |  | 22 (out of 22) | 334892.88 | 22 (out of 22) | 757676.72 | 22 (out of 22) | 948022.72
| Note | Note Details
2.258.1 | - | Operational IT Requirements and Projects Systems Requirements
2.258.2 | - | Each of the below item shall be executed in whole or in part upon receipt of written instruction from the Employer/Engineer of the Project.
2.258.3 | - | All technical requirements are as per the IT Requirements stated in the Tender Documents
| Item Code | Description | Item Remarks | Unit of Measurement | Quantity/Base Price |  |  | Unit Price/Discount % (Excluding VAT) | Total |  | Unit Price/Discount % (Excluding VAT) | Total |  | Unit Price/Discount % (Excluding VAT) | Total |  | Unit Price/Discount % (Excluding VAT) | Total | Unit Price/Discount % (Excluding VAT) | Total | Unit Price/Discount % (Excluding VAT) | Total
2.258.4 | IT.1 | (*) 40 Mbps internet business line |  | No. | 1 |  |  | 20204 | 20204 |  | 45000 | 45000 |  | 20000 | 20000 |  | 0 | 0 | 53500 | 53500 | 50000 | 50000
2.258.5 | IT.2 | (*) WS-C3560E-8PC-S POE Cisco switch |  | No. | 1 |  |  | 3132 | 3132 |  | 6000 | 6000 |  | 2000 | 2000 |  | 0 | 0 | 3745 | 3745 | 30000 | 30000
2.258.6 | IT.3 | (*) WS-C3560E-24-PS-S POE Cisco switch |  | No. | 1 |  |  | 8480 | 8480 |  | 7000 | 7000 |  | 5000 | 5000 |  | 0 | 0 | 7704 | 7704 | 20000 | 20000
2.258.7 | IT.4 | (*) Cisco wireless access point |  | No. | 1 |  |  | 2067 | 2067 |  | 1500 | 1500 |  | 1000 | 1000 |  | 0 | 0 | 1926 | 1926 | 15000 | 15000
2.258.8 | IT.5 | (*) Attendance system |  | No. | 1 |  |  | 2650 | 2650 |  | 5000 | 5000 |  | 5000 | 5000 |  | 0 | 0 | 80250 | 80250 | 25000 | 25000
2.258.9 | IT.6 | (*) Printer (MDF mutli-functional colored printers, scanners, copiers / network & wireless enabled. Minimum speed required is 40 PPM (page per minute) |  | No. | 1 |  |  | 12190 | 12190 |  | 25000 | 25000 |  | 4000 | 4000 |  | 0 | 0 | 53500 | 53500 | 30000 | 30000
2.258.10 | IT.7 | (*) HP laptop |  | No. | 10 |  |  | 2046 | 20460 |  | 4000 | 40000 |  | 1000 | 10000 |  | 0 | 0 | 5350 | 53500 | 10000 | 100000
2.258.11 | IT.8 | (*) Windows 7 enterprise license |  | No. | 10 |  |  | 1113 | 11130 |  | 1500 | 15000 |  | 500 | 5000 |  | 0 | 0 | 1305.4 | 13054 | 4000 | 40000
2.258.12 | IT.9 | (*) Microsoft Office 2013 professional |  | No. | 10 |  |  | 1802 | 18020 |  | 1500 | 15000 |  | 1500 | 15000 |  | 0 | 0 | 1444.5 | 14445 | 4000 | 40000
2.258.13 | IT.10 | (*) Adobe acrobat XI 11 professional |  | No. | 2 |  |  | 2014 | 4028 |  | 1500 | 3000 |  | 1500 | 3000 |  | 0 | 0 | 3745 | 7490 | 8000 | 16000
2.258.14 | IT.11 | (*) Primavera P6 Enterprise Project Portfolio Management – Network License |  | No. | 2 |  |  | 9540 | 19080 |  | 12000 | 24000 |  | 800 | 1600 |  | 0 | 0 | 16050 | 32100 | 12000 | 24000
2.258.15 | IT.12 | (*) Autodesk AutoCAD Architecture– Network License |  | No. | 2 |  |  | 8586 | 17172 |  | 6500 | 13000 |  | 3000 | 6000 |  | 0 | 0 | 16050 | 32100 | 20000 | 40000
2.258.16 | IT.13 | (*) Autodesk AutoCAD Civil 3D – Network License |  | No. | 2 |  |  | 11236 | 22472 |  | 6500 | 13000 |  | 3000 | 6000 |  | 0 | 0 | 16050 | 32100 | 20000 | 40000
2.258.17 | IT.14 | (*) HP BL660c Gen9 server (full group of configuration) |  | No. | 1 |  |  | 47700 | 47700 |  | 5000 | 5000 |  | 25000 | 25000 |  | 0 | 0 | 8025 | 8025 | 30000 | 30000
2.258.18 | IT.15 | (*) EMC storage HDDs (full group of configuration) |  | No. | 1 |  |  | 61480 | 61480 |  | 5000 | 5000 |  | 30000 | 30000 |  | 0 | 0 | 8560 | 8560 | 40000 | 40000
2.258.19 | IT.16 | (*) Windows server 2012 r2 datacenter license |  | No. | 1 |  |  | 2703 | 2703 |  | 2500 | 2500 |  | 6000 | 6000 |  | 0 | 0 | 5350 | 5350 | 30000 | 30000
2.258.20 | IT.17 | (*) System center server 2012 r2 data center license |  | No. | 1 |  |  | 1585 | 1585 |  | 15000 | 15000 |  | 15000 | 15000 |  | 0 | 0 | 6955 | 6955 | 20000 | 20000
2.258.21 | IT.18 | (*) Symantec Netbackup License for Vmware host |  | No. | 1 |  |  | 3169 | 3169 |  | 3000 | 3000 |  | 3000.12 | 3000.12 |  | 0 | 0 | 5350 | 5350 | 20000 | 20000
| Note | Note Details
2.258.22 | - | PROVISIONAL SUM
2.258.23 | - | Each of the below item shall be executed in whole or in part upon receipt of written instruction from the Employer/Engineer of the Project.
2.258.24 | - | Licenses, Professional Services and Training for Collaboration Tool
2.258.25 | - | Please enter AED 207,000.00 in the price field
| Item Code | Description | Item Remarks | Unit of Measurement | Quantity/Base Price |  |  | Unit Price/Discount % (Excluding VAT) | Total |  | Unit Price/Discount % (Excluding VAT) | Total |  | Unit Price/Discount % (Excluding VAT) | Total |  | Unit Price/Discount % (Excluding VAT) | Total | Unit Price/Discount % (Excluding VAT) | Total | Unit Price/Discount % (Excluding VAT) | Total
2.258.26 | IT/PS.1 | (*) Allow a Provisional Sum of AED 207,000.00 for providing Licenses, Professional Services and Training for Collaboration Tool as per the IT Requirements called for in the policies in the Tender Documents |  | Sum | 1 |  |  | 207000 | 207000 |  | 207000 | 207000 |  | 207000 | 207000 |  | 207000 | 207000 | 207000 | 207000 | 207000 | 207000
| Note | Note Details
2.258.27 | - | Please enter the percentage as per the example (Example: if 5% please enter it as 0.05). Please note that the percentatge should not exceed 7%
| Item Code | Description | Item Remarks | Unit of Measurement | Quantity/Base Price |  |  | Unit Price/Discount % (Excluding VAT) | Total |  | Unit Price/Discount % (Excluding VAT) | Total |  | Unit Price/Discount % (Excluding VAT) | Total |  | Unit Price/Discount % (Excluding VAT) | Total | Unit Price/Discount % (Excluding VAT) | Total | Unit Price/Discount % (Excluding VAT) | Total
2.258.28 | IT/PS.2 | (*) Add for Overheads and Profit |  | % | 207000 |  |  | 0.06 | 12420 |  | 0.07 | 14490 |  | 0.07 | 14490 |  | 0.07 | 14490 | 0.08 | 16560 | 0.08 | 16560
| Note | Note Details
2.258.29 | - | Onsite Support Services
2.258.30 | - | Please enter AED 105,984.00 in the price field
| Item Code | Description | Item Remarks | Unit of Measurement | Quantity/Base Price |  |  | Unit Price/Discount % (Excluding VAT) | Total |  | Unit Price/Discount % (Excluding VAT) | Total |  | Unit Price/Discount % (Excluding VAT) | Total |  | Unit Price/Discount % (Excluding VAT) | Total | Unit Price/Discount % (Excluding VAT) | Total | Unit Price/Discount % (Excluding VAT) | Total
2.258.31 | IT/PS.3 | (*) Allow a provisional sum of AED 105,984.00 for providing Onsite Support Services as per the IT Requirements called for in the policies in the Tender Documents |  | Sum | 1 |  |  | 105984 | 105984 |  | 105984 | 105984 |  | 105984 | 105984 |  | 105984 | 105984 | 105984 | 105984 | 105984 | 105984
| Note | Note Details
2.258.32 | - | Please enter the percentage as per the example (Example: if 5% please enter it as 0.05). Please note that the percentatge should not exceed 7%
| Item Code | Description | Item Remarks | Unit of Measurement | Quantity/Base Price |  |  | Unit Price/Discount % (Excluding VAT) | Total |  | Unit Price/Discount % (Excluding VAT) | Total |  | Unit Price/Discount % (Excluding VAT) | Total |  | Unit Price/Discount % (Excluding VAT) | Total | Unit Price/Discount % (Excluding VAT) | Total | Unit Price/Discount % (Excluding VAT) | Total
2.258.33 | IT/PS.4 | (*) Add for Overheads and Profit |  | % | 105984 |  |  | 0.06 | 6359.04 |  | 0.07 | 7418.88 |  | 0.07 | 7418.88 |  | 0.07 | 7418.88 | 0.08 | 8478.72 | 0.08 | 8478.72
2.259 13.Employers Provisional Sum | [6 empty] | 7420000 |  | 7420000 |  | 2 (out of 2) | 7700000 |  | 2 (out of 2) | 7700000 |  | 2 (out of 2) | 7700000 | 2 (out of 2) | 7700000 | 2 (out of 2) | 7560000
| Note | Note Details
2.259.1 | - | Additional works due to any design modifications, Site conditions, Authorities requirements…etc for the sole use of the Employer
2.259.2 | - | Please enter AED 7,000,000.00 in the price field
| Item Code | Description | Item Remarks | Unit of Measurement | Quantity/Base Price |  |  | Unit Price/Discount % (Excluding VAT) | Total |  | Unit Price/Discount % (Excluding VAT) | Total |  | Unit Price/Discount % (Excluding VAT) | Total |  | Unit Price/Discount % (Excluding VAT) | Total | Unit Price/Discount % (Excluding VAT) | Total | Unit Price/Discount % (Excluding VAT) | Total
2.259.3 | 13.1 | (*) Allow for a Provisional Sum for additional works required due to any design modifications , Site conditions, Authorities requirements…etc as instructed by the Employer, to be expended in full/part or not at all at the direction from Employer / and or Engineer. |  | PS | 1 |  |  | 7000000 | 7000000 |  | 7000000 | 7000000 |  | 7000000 | 7000000 |  | 7000000 | 7000000 | 7000000 | 7000000 | 7000000 | 7000000
| Note | Note Details
2.259.4 | - | Please enter the percentage as per the example (Example: if 5% please enter it as 0.05). Please note that the percentage should not exceed 10% in case the works to be carried out by Subcontractor.
| Item Code | Description | Item Remarks | Unit of Measurement | Quantity/Base Price |  |  | Unit Price/Discount % (Excluding VAT) | Total |  | Unit Price/Discount % (Excluding VAT) | Total |  | Unit Price/Discount % (Excluding VAT) | Total |  | Unit Price/Discount % (Excluding VAT) | Total | Unit Price/Discount % (Excluding VAT) | Total | Unit Price/Discount % (Excluding VAT) | Total
2.259.5 | 13.2 | (*) Add for Overheads and Profit. | Updated | % | 7000000 |  |  | 0.06 | 420000 |  | 0.1 | 700000 |  | 0.1 | 700000 |  | 0.1 | 700000 | 0.1 | 700000 | 0.08 | 560000
2.260 Additional Attachments Area | [7 empty] | Attachments: 0 |  |  | Attachments: 2 |  |  | Attachments: 1 |  |  | Attachments: 1 |  | Attachments: 1 |  | Attachments: 0
[11 empty] | Form of Tender.pdf Tender Schedule 18 Contract Pricing.pdf |  |  | Additional Items.pdf |  |  | TS-1 Priced Form of Tender.pdf |  | Form of Tender.pdf
Reject on Commercial Response | [7 empty] | No |  |  | No |  |  | No |  |  | No |  | No |  | No
Grand Total | [6 empty] | 101531307.1 | 128900000 |  |  | 175098983.982 |  |  | 184247610 |  |  | 199743746.87 |  | 271200000.001 |  | 275482411.72
0