## Scenario Analysis (2)
Exported on: 21/08/2017 09:13 GMT + 4:00
Project Code |  | tender_1683
Project Title |  | Construction of 306 villas at Al Saad
Reference |  | P327-T/BPS/559/067/17
RFP Code |  | rfp_1963
RFP Title |  | P327-T/BPS/559/067/17 Construction of 306 Villas at Al Saad, Al Ain
RFP Status |  | Commercial Evaluation
Alternative
[6 empty] | AL JABER BUILDING LLC |  | Nael General Contracting Est |  | Nael General Contracting Est |  | NAEL & BIN HARMAL HYDRO EXPORT ESTABLISHMENT - ABU DHABI BRANCH |  | Combined Group Contracting Company (K.S.C.C) |  | Mohammed Abdulmohsin Al-Kharafi & Sons, LLC |  | Trojan General Contracting LLC
Displayed in Event Currency (AED) | [5 empty] | Response Date : 02/08/2017 10:46:59 |  | Response Date : 02/08/2017 12:01:26 |  | Response Date : 02/08/2017 12:01:26 |  | Response Date : 02/08/2017 10:17:04 |  | Response Date : 02/08/2017 09:09:14 |  | Response Date : 02/08/2017 08:49:01 |  | Response Date : 02/08/2017 13:15:49
3 Commercial Envelope | [5 empty] | Questions Answered | Total | Questions Answered | Total | Questions Answered | Total | Questions Answered | Total | Questions Answered | Total | Questions Answered | Total | Questions Answered | Total
[6 empty] | 2,531 (out of 2,531) | 828808692 | 2,531 (out of 2,531) | 855900000 | 2,531 (out of 2,531) | 855900000 | 2,531 (out of 2,531) | 859187000 | 2,531 (out of 2,531) | 871291454.78 | 2,531 (out of 2,531) | 922044999.998 | 2,531 (out of 2,531) | 998150000
3.1 GENERAL REQUIREMENTS / PRELIMINARIES | [5 empty] | 0 (out of 0) | 0 | 0 (out of 0) | 0 | 0 (out of 0) | 0 | 0 (out of 0) | 0 | 0 (out of 0) | 0 | 0 (out of 0) | 0 | 0 (out of 0) | 0
| Note | Note Details
3.1.1 | - | Preambles is attached in Volume 5
3.1.2 | Note | Any price inserted as "0" shall be considered as "included". Hence the Tenderers are encouraged to price all items
3.1.3 | Important Note | Please attach the signed and stamped Form of Tender in Additional Attachments Area (clause 3.59) (Do Not Edit the Form)
3.1.4 | Important Note | The BOQ does not allow for discount to be inserted on the Total Bill and hence the pricing should be done considering this
3.2 BILL No. 1 - PRELIMINARIES / GENERAL REQUIREMENTS | [5 empty] | 100 (out of 100) | 86249281.32 | 100 (out of 100) | 24999925.8 | 100 (out of 100) | 24999925.8 | 100 (out of 100) | 44253572 | 100 (out of 100) | 22400558 | 100 (out of 100) | 59340498.81 | 100 (out of 100) | 49350990.07
| Note | Note Details
3.2.1 | - | Any general item/ prelims works required for overall completion of the Works that is not explicitly included herein in Bill 1, shall be considered as subsidiary to other items and deemed included in the Contractor's submitted unit rates/prices. For avoidance of doubt no new rates shall be considered for Bill 1 works.
3.2.2 | - | General Notes on General Requirements
3.2.3 | - | These General Requirements are applicable to the whole of the Works. The Contractor shall price each of the lumpsum contained herein individually. The Tenderer shall not enter any lumpsum covering more than one or all lumpsum Where any lump sum of the General Requirements has not been priced, it will be deemed that the value of such lumpsum is included elsewhere in the Bill of Quantities.
3.2.4 | - | The Contractor is referred to the requirements of the Contract/Tender Documents.
3.2.5 | - | The Contractor shall price herein any obligations contained in the following for which he has not included elsewhere and wishes to price separately.
3.2.6 | - | The Contractor is responsible for the design, construction, maintenance and removal of all temporary works. The Contractor is to submit to the Engineer his proposals for all temporary works for approval. The Engineer’s approval will no way relieve the Contractor of his responsibility for the safety of the works, operatives, adjoining property, structure or services and compliance with appropriate regulations and Codes of Practice.
3.2.7 | - | Pricing Generally
3.2.8 | - | The Contractor shall satisfy himself as to the meaning of every item in the Bills of Quantities and the rates and prices inserted by him will be deemed to cover all his obligations under the Contract and all matters and things necessary for the proper construction and completion of the Works including, but not by any way of limitation, all temporary work required (including any that may be required by subcontractors, whether nominated or otherwise).
3.2.9 | - | The prices shall include for all materials and labour and for the provision and use of all plant whether mechanical or non-mechanical required for the expeditious carrying out of the Works in their proper sequence - for shifting, altering and adapting such temporary work and plant as may be required during the progress of the Works and removing at completion and making good any surfaces disturbed and if not included in the prices inserted against the Conditions of Contract clauses above; (continued)
3.2.10 | - | (continuation) for the guarantees, insurances and bonds required; for the costs of preparing a tender; for the work in connection with measurements and the final account, for profit and for all other establishment charges and on costs of whatever nature. No claim for additional payment will be allowed for any error or misunderstanding by the contractor in these respects.
3.2.11 | - | General Obligations
| Item Code | Description | Item Remarks | Unit of Measurement | Quantity/Base Price | Unit Price/Discount % | Total | Unit Price/Discount % | Total | Unit Price/Discount % | Total | Unit Price/Discount % | Total | Unit Price/Discount % | Total | Unit Price/Discount % | Total | Unit Price/Discount % | Total
3.2.12 | 1.01 | (*) The selected Contractor will be required to provide the Engineer with a full and detailed Tender breakdown upon being awarded the contract. This tender breakdown is to show the actual calculations of the General Requirements, the labour, plant and materials cost of the works, the build-up of measured rates with on costs and overheads and any other allowances used to arrive at the Contract Price. |  | sum | 1 | 86249281.32 | 86249281.32 | 1000 | 1000 | 1000 | 1000 | 0 | 0 | 10000 | 10000 | 0 | 0 | 0 | 0
3.2.13 | 1.02 | (*) The Contractor shall be responsible for coordinating all Builder's Work Drawings and Working Drawings including subcontractors, statutory undertakings, contractors or others employed directly in connection with the works so that each may be installed in such a manner as to ensure proper performance and adequate fixing to the structure and to avoid conflicts in the positioning of the various ducts, cables, other items of service installations and other like items. |  | sum | 1 | 0 | 0 | 5000 | 5000 | 5000 | 5000 | 0 | 0 | 15000 | 15000 | 0 | 0 | 0 | 0
3.2.14 | 1.03 | (*) The Contractor shall employ a competent person experienced in the co-ordination of Engineering and other installations to perform this duty. He shall arrange for his own subcontractors to attend any necessary co-ordination meetings. |  | sum | 1 | 0 | 0 | 100000 | 100000 | 100000 | 100000 | 0 | 0 | 20000 | 20000 | 0 | 0 | 0 | 0
3.2.15 | 1.04 | (*) Any amendments to the Builder's work drawings and Working Drawings consequent upon the co-ordination of the various installations shall be made by the main contractor or others concerned prior to such drawings being submitted to the Engineer for approval, all at the cost of the contractor, and at no extra cost to the Employer. |  | sum | 1 | 0 | 0 | 5000 | 5000 | 5000 | 5000 | 0 | 0 | 10000 | 10000 | 0 | 0 | 0 | 0
3.2.16 | 1.05 | (*) The Contractor shall be solely responsible for ensuring that his subcontractors and others programme their work and provide him with information regarding Builder's Work in reasonable time relative to his construction programme. |  | sum | 1 | 0 | 0 | 2000 | 2000 | 2000 | 2000 | 0 | 0 | 10000 | 10000 | 0 | 0 | 0 | 0
| Note | Note Details
3.2.17 | - | Temporary Roads
| Item Code | Description | Item Remarks | Unit of Measurement | Quantity/Base Price | Unit Price/Discount % | Total | Unit Price/Discount % | Total | Unit Price/Discount % | Total | Unit Price/Discount % | Total | Unit Price/Discount % | Total | Unit Price/Discount % | Total | Unit Price/Discount % | Total
3.2.18 | 1.06 | (*) The Contractor shall prepare and maintain such temporary roads as may be necessary from the site to the nearest highway and also within the site. The roads shall be positioned in accordance with the Engineer’s instructions and shall be kept free for access at all times. |  | sum | 1 | 0 | 0 | 25000 | 25000 | 25000 | 25000 | 250000 | 250000 | 10000 | 10000 | 535675.02 | 535675.02 | 0 | 0
3.2.19 | 1.07 | (*) The Contractor is responsible for the design, construction, maintenance and removal of all temporary works. The Contractor is to submit to the Engineer his proposals for all temporary works for approval. The Engineer’s approval will no way relieve the Contractor of his responsibility for the safety of the works, operatives, adjoining property, structure or services and compliance with appropriate regulations and Codes of Practice. |  | sum | 1 | 0 | 0 | 10000 | 10000 | 10000 | 10000 | 0 | 0 | 1500000 | 1500000 | 0 | 0 | 0 | 0
| Note | Note Details
3.2.20 | - | The Engineer’s requirements in respect of roads, car parks, paving, or the like, are for the anticipated traffic that will use the finished areas. If the Contractor decides to use such areas either in complete or partially complete state, and if, in the opinion of the Engineer, as a result of such usage the construction has been affected to make the finished surfaces unsuitable for the intended purpose, the work required to re-instate and bringing to standard is to be performed at the Contractor’s expense.
3.2.21 | - | Accommodation Works
| Item Code | Description | Item Remarks | Unit of Measurement | Quantity/Base Price | Unit Price/Discount % | Total | Unit Price/Discount % | Total | Unit Price/Discount % | Total | Unit Price/Discount % | Total | Unit Price/Discount % | Total | Unit Price/Discount % | Total | Unit Price/Discount % | Total
3.2.22 | 1.08 | (*) The Contractor will be responsible for making all necessary arrangements with owners and occupiers for carrying out accommodation works, including, where necessary, access onto or across private land. |  | sum | 1 | 0 | 0 | 12000000 | 12000000 | 12000000 | 12000000 | 0 | 0 | 600000 | 600000 | 0 | 0 | 0 | 0
| Note | Note Details
3.2.23 | - | Work Site, Setting Out and Cross Section
3.2.24 | - | The Contractor is responsible for all the setting out of line and levels of the Works and shall employ adequate qualified staff to carry this out. Where survey markers have been established by the Engineer, the Contractor shall check the accuracy of their position and level and shall immediately notify the Engineer of any discrepancies. (continued)
3.2.25 | - | (continuation) All setting out throughout the Works must be related to the Al Ain Municipality Datum Levels and Survey Stations and values of Al Ain Municipality Bench Marks and survey stations shall be obtained by the Contractor from the Al Ain Municipality. Any Temporary Bench Mark (T.B.M) to be fixed on the site shall be tied in to the Al Ain Municipality Datum. (continued)
| Item Code | Description | Item Remarks | Unit of Measurement | Quantity/Base Price | Unit Price/Discount % | Total | Unit Price/Discount % | Total | Unit Price/Discount % | Total | Unit Price/Discount % | Total | Unit Price/Discount % | Total | Unit Price/Discount % | Total | Unit Price/Discount % | Total
3.2.26 | 1.09 | (*) (continuation) The Contractor shall, as soon as practicable, supply the Engineer with records in approved form relating to all reference pegs and bench marks and shall keep such records up to date by formal notice to the Engineer. Before commencing work on any section of the Works, the Contractor, jointly with the Engineer, shall level survey the original ground surface and shall prepare plans and cross-sections accordingly. |  | sum | 1 | 0 | 0 | 5000 | 5000 | 5000 | 5000 | 10000 | 10000 | 50000 | 50000 | 53775.06 | 53775.06 | 0 | 0
| Note | Note Details
3.2.27 | - | Contractor’s Working area
3.2.28 | - | Throughout the period of construction of the works, the Contractor shall maintain the whole area of his operations in a clean tidy and safe conditions by arranging his materials. Debris etc., shall be systematically cleared off the working areas as it accumulates and if not removed directly from the site shall be deposited at the collection points allocated by the Engineer pending remove from the site. (continuation)
| Item Code | Description | Item Remarks | Unit of Measurement | Quantity/Base Price | Unit Price/Discount % | Total | Unit Price/Discount % | Total | Unit Price/Discount % | Total | Unit Price/Discount % | Total | Unit Price/Discount % | Total | Unit Price/Discount % | Total | Unit Price/Discount % | Total
3.2.29 | 1.10 | (*) (continuation) This clause in no way invalidates the contractor's obligation under clauses the General Conditions of the Contract. The Contractor shall restrict his activities to the defined site area or any other area for which they have permission to use. |  | sum | 1 | 0 | 0 | 5000 | 5000 | 5000 | 5000 | 100000 | 100000 | 50000 | 50000 | 0 | 0 | 0 | 0
3.2.30 | 1.11 | (*) The Contractor shall be held responsible for any nuisance caused by his workmen on ground surrounding the site and adjoining buildings etc, and must make good all such damage and settle any claims for compensation at his own expense. |  | sum | 1 | 0 | 0 | 1000 | 1000 | 1000 | 1000 | 0 | 0 | 40000 | 40000 | 0 | 0 | 0 | 0
| Note | Note Details
3.2.31 | - | Temporary Water and Electricity Services for the Construction Works
3.2.32 | - | The Contractor shall provide and maintain temporary water and electricity services required for the Works including that required by the sub-contractors. Pay all charges and bear all costs for the necessary temporary installation including pipe work, pumps, water tankers, storage tanks, generating equipment, etc., and remove on completion and make good all work disturbed.
| Item Code | Description | Item Remarks | Unit of Measurement | Quantity/Base Price | Unit Price/Discount % | Total | Unit Price/Discount % | Total | Unit Price/Discount % | Total | Unit Price/Discount % | Total | Unit Price/Discount % | Total | Unit Price/Discount % | Total | Unit Price/Discount % | Total
3.2.33 | 1.12 | (*) Establishment charge |  | sum | 1 | 0 | 0 | 50000 | 50000 | 50000 | 50000 | 750000 | 750000 | 200000 | 200000 | 0 | 0 | 0 | 0
3.2.34 | 1.13 | (*) Maintenance charge |  | day | 638 | 0 | 0 | 300 | 191400 | 300 | 191400 | 5000 | 3190000 | 30 | 19140 | 0 | 0 | 0 | 0
3.2.35 | 1.14 | (*) Removal charge |  | sum | 1 | 0 | 0 | 5000 | 5000 | 5000 | 5000 | 15000 | 15000 | 1000 | 1000 | 0 | 0 | 0 | 0
| Note | Note Details
3.2.36 | - | Labour Camps
| Item Code | Description | Item Remarks | Unit of Measurement | Quantity/Base Price | Unit Price/Discount % | Total | Unit Price/Discount % | Total | Unit Price/Discount % | Total | Unit Price/Discount % | Total | Unit Price/Discount % | Total | Unit Price/Discount % | Total | Unit Price/Discount % | Total
3.2.37 | 1.15 | (*) A labour camp is not permitted on site. Watchman and security staff only may be accommodated. |  | sum | 1 | 0 | 0 | 25000 | 25000 | 25000 | 25000 | 90000 | 90000 | 50000 | 50000 | 5081742.99 | 5081742.99 | 0 | 0
| Note | Note Details
3.2.38 | - | Assistance and instruments for Engineer’s representative
3.2.39 | - | Surveying Equipments for the use of Employer/ Employer's Representative's staff as required
| Item Code | Description | Item Remarks | Unit of Measurement | Quantity/Base Price | Unit Price/Discount % | Total | Unit Price/Discount % | Total | Unit Price/Discount % | Total | Unit Price/Discount % | Total | Unit Price/Discount % | Total | Unit Price/Discount % | Total | Unit Price/Discount % | Total
3.2.40 | 1.16 | (*) Supply of surveying equipment |  | sum | 1 | 0 | 0 | 10000 | 10000 | 10000 | 10000 | 70000 | 70000 | 50000 | 50000 | 179716.24 | 179716.24 | 0 | 0
3.2.41 | 1.17 | (*) Maintenance of surveying equipment |  | day | 638 | 0 | 0 | 50 | 31900 | 50 | 31900 | 20 | 12760 | 5 | 3190 | 53.78 | 34311.64 | 0 | 0
3.2.42 | 1.18 | (*) Removal of surveying equipment |  | sum | 1 | 0 | 0 | 500 | 500 | 500 | 500 | 0 | 0 | 500 | 500 | 1075.5 | 1075.5 | 0 | 0
3.2.43 | 1.19 | (*) Chainmen |  | day | 638 | 0 | 0 | 50 | 31900 | 50 | 31900 | 80 | 51040 | 200 | 127600 | 107.55 | 68616.9 | 0 | 0
3.2.44 | 1.20 | (*) Office attendance (3 Nos considered as 1 unit) |  | day | 638 | 0 | 0 | 250 | 159500 | 250 | 159500 | 330 | 210540 | 30 | 19140 | 193.59 | 123510.42 | 0 | 0
| Note | Note Details
3.2.45 | - | Offices and Facilities for the Employer and the Engineer
3.2.46 | - | Site offices and kitchens for the use of the Employer, Employer's Representative, Construction Supervision Consultant, Engineer and others are to be provided by the Contractor, along with simple adequate office furniture. The Contractor shall be responsible for the maintenance of the site offices and pay all Electricity, Water and Etisalat charges for the duration of the construction period as specified .
| Item Code | Description | Item Remarks | Unit of Measurement | Quantity/Base Price | Unit Price/Discount % | Total | Unit Price/Discount % | Total | Unit Price/Discount % | Total | Unit Price/Discount % | Total | Unit Price/Discount % | Total | Unit Price/Discount % | Total | Unit Price/Discount % | Total
3.2.47 | 1.21 | (*) Establishment of offices for the Employer and Engineer |  | sum | 1 | 0 | 0 | 500000 | 500000 | 500000 | 500000 | 455000 | 455000 | 400000 | 400000 | 430325.22 | 430325.22 | 0 | 0
3.2.48 | 1.22 | (*) Maintenance of the offices for the Employer and the Engineer |  | day | 638 | 0 | 0 | 50 | 31900 | 50 | 31900 | 940 | 599720 | 50 | 31900 | 364.01 | 232238.38 | 0 | 0
3.2.49 | 1.23 | (*) Removal of offices for the Employer and Engineer |  | sum | 1 | 0 | 0 | 5000 | 5000 | 5000 | 5000 | 25000 | 25000 | 20000 | 20000 | 10755.01 | 10755.01 | 0 | 0
3.2.50 | 1.24 | (*) Establishment of office equipment |  | sum | 1 | 0 | 0 | 50000 | 50000 | 50000 | 50000 | 190000 | 190000 | 25000 | 25000 | 195267.99 | 195267.99 | 0 | 0
3.2.51 | 1.25 | (*) Maintenance of office equipment |  | day | 638 | 0 | 0 | 20 | 12760 | 20 | 12760 | 200 | 127600 | 10 | 6380 | 72.8 | 46446.4 | 0 | 0
3.2.52 | 1.26 | (*) Removal of office equipment |  | sum | 1 | 0 | 0 | 2000 | 2000 | 2000 | 2000 | 5000 | 5000 | 1000 | 1000 | 5377.51 | 5377.51 | 0 | 0
3.2.53 | 1.27 | (*) Provide all consumables for use within the site offices, as required |  | day | 638 | 0 | 0 | 200 | 127600 | 200 | 127600 | 1399 | 892562 | 200 | 127600 | 161.33 | 102928.54 | 0 | 0
| Note | Note Details
3.2.54 | - | Transportation
3.2.55 | - | Supply of vehicles for Employer's/Engineer use, latest model in brand new condition, insurance, registration, in accordance with the Specification and to Employer's/ Engineers approval
| Item Code | Description | Item Remarks | Unit of Measurement | Quantity/Base Price | Unit Price/Discount % | Total | Unit Price/Discount % | Total | Unit Price/Discount % | Total | Unit Price/Discount % | Total | Unit Price/Discount % | Total | Unit Price/Discount % | Total | Unit Price/Discount % | Total
3.2.56 | 1.28 | (*) Supply of 4WD Toyota Land Cruiser, VXR full option or equivalent, (1 Nos) |  | sum | 1 | 0 | 0 | 250000 | 250000 | 250000 | 250000 | 175000 | 175000 | 0 | 0 | 180684.2 | 180684.2 | 0 | 0
3.2.57 | 1.29 | (*) Supply of 4WD Toyota Prado or equivalent, 6 cylinder, (2 Nos) |  | sum | 1 | 0 | 0 | 400000 | 400000 | 400000 | 400000 | 220000 | 220000 | 365000 | 365000 | 271026.29 | 271026.29 | 0 | 0
3.2.58 | 1.30 | (*) Supply of 4WD double cabin pick up, Toyota or equivalent, automatic full option, (5 Nos) |  | sum | 1 | 0 | 0 | 500000 | 500000 | 500000 | 500000 | 450000 | 450000 | 485450 | 485450 | 395246.68 | 395246.68 | 0 | 0
| Note | Note Details
3.2.59 | - | Maintenance of vehicles for Employer's/Engineer use, including fuel, insurance, registration, all wear and tear, maintenance, replacement in case of breakdown, in accordance with the Specification and to Employer's/ Engineers approval
| Item Code | Description | Item Remarks | Unit of Measurement | Quantity/Base Price | Unit Price/Discount % | Total | Unit Price/Discount % | Total | Unit Price/Discount % | Total | Unit Price/Discount % | Total | Unit Price/Discount % | Total | Unit Price/Discount % | Total | Unit Price/Discount % | Total
3.2.60 | 1.31 | (*) Maintenance of 4WD Toyota Land Cruiser, VXR full option or equivalent, (1 Nos) |  | day | 638 | 0 | 0 | 150 | 95700 | 150 | 95700 | 90 | 57420 | 0 | 0 | 82.73 | 52781.74 | 0 | 0
3.2.61 | 1.32 | (*) Maintenance of 4WD Toyota Prado or equivalent, 6 cylinder, (2 Nos) |  | day | 638 | 0 | 0 | 170 | 108460 | 170 | 108460 | 150 | 95700 | 10 | 6380 | 165.47 | 105569.86 | 0 | 0
3.2.62 | 1.33 | (*) Maintenance of 4WD double cabin pick up, Toyota or equivalent, automatic full option, (5 Nos) |  | day | 638 | 0 | 0 | 250 | 159500 | 250 | 159500 | 850 | 542300 | 15 | 9570 | 413.66 | 263915.08 | 0 | 0
| Note | Note Details
3.2.63 | - | Site Administration supervision and security
| Item Code | Description | Item Remarks | Unit of Measurement | Quantity/Base Price | Unit Price/Discount % | Total | Unit Price/Discount % | Total | Unit Price/Discount % | Total | Unit Price/Discount % | Total | Unit Price/Discount % | Total | Unit Price/Discount % | Total | Unit Price/Discount % | Total
3.2.64 | 1.34 | (*) The Contractor is to allow in his tender for all site administration and supervision costs including all necessary security arrangements, and the safety of the public and adjoining property and shall be liable for any claims arising from loss or damage suffered. |  | day | 638 | 0 | 0 | 7500 | 4785000 | 7500 | 4785000 | 28036 | 17886968 | 17550 | 11196900 | 59197.73 | 37768151.74 | 0 | 0
3.2.65 | 1.35 | (*) Inclusion is to be made for all necessary watchmen, all lighting required for safeguarding the works, and plant and for making good and reinstating after any damage or theft. |  | day | 638 | 0 | 0 | 400 | 255200 | 400 | 255200 | 987 | 629706 | 366 | 233508 | 433.35 | 276477.3 | 0 | 0
| Note | Note Details
3.2.66 | - | Temporary IT Connections and Equipment
3.2.67 | - | The Contractor is to provide temporary IT equipment and connections such as telephones, fax machines with connections and internet connections on separate outside lines for staff of the Contractor and the subcontractor's use. He is to allow in his tender for the costs of installation, hire, consumables, charges and removal.
| Item Code | Description | Item Remarks | Unit of Measurement | Quantity/Base Price | Unit Price/Discount % | Total | Unit Price/Discount % | Total | Unit Price/Discount % | Total | Unit Price/Discount % | Total | Unit Price/Discount % | Total | Unit Price/Discount % | Total | Unit Price/Discount % | Total
3.2.68 | 1.36 | (*) Establishment charge |  | sum | 1 | 0 | 0 | 100000 | 100000 | 100000 | 100000 | 200000 | 200000 | 100000 | 100000 | 33125.44 | 33125.44 | 0 | 0
3.2.69 | 1.37 | (*) Maintenance charge |  | day | 638 | 0 | 0 | 20 | 12760 | 20 | 12760 | 50 | 31900 | 10 | 6380 | 110.94 | 70779.72 | 0 | 0
3.2.70 | 1.38 | (*) Removal charge |  | sum | 1 | 0 | 0 | 2000 | 2000 | 2000 | 2000 | 2000 | 2000 | 1000 | 1000 | 1075.5 | 1075.5 | 0 | 0
| Note | Note Details
3.2.71 | - | Offices for the Contractor
3.2.72 | - | The Contractor is to provide, in positions to be approved by the Engineer, maintain, move from time to time as may be required, disinfect and eventually move from site the following temporary accommodation all in accordance with the Specification. All necessary furnished offices for the use of his site staff and the site staff of all subcontractors, all in accordance with the Specification. (continued...)
3.2.73 | - | (… continued). Weatherproof lock-up sheds, workshops and stores for the storage and protection of materials, tools and plant, all in accordance with the Specification.
| Item Code | Description | Item Remarks | Unit of Measurement | Quantity/Base Price | Unit Price/Discount % | Total | Unit Price/Discount % | Total | Unit Price/Discount % | Total | Unit Price/Discount % | Total | Unit Price/Discount % | Total | Unit Price/Discount % | Total | Unit Price/Discount % | Total
3.2.74 | 1.39 | (*) Establishment charge |  | sum | 1 | 0 | 0 | 700000 | 700000 | 700000 | 700000 | 651000 | 651000 | 450000 | 450000 | 564638.11 | 564638.11 | 0 | 0
3.2.75 | 1.40 | (*) Maintenance charge |  | day | 638 | 0 | 0 | 500 | 319000 | 500 | 319000 | 1316 | 839608 | 20 | 12760 | 537.75 | 343084.5 | 0 | 0
3.2.76 | 1.41 | (*) Removal charge |  | sum | 1 | 0 | 0 | 5000 | 5000 | 5000 | 5000 | 15000 | 15000 | 5000 | 5000 | 10755.01 | 10755.01 | 0 | 0
| Note | Note Details
3.2.77 | - | Facilities for the Contractor
3.2.78 | - | All accommodation required for welfare facilities including adequate shelter from inclement weather, accommodation for the storage and drying of clothes, taking of meals and sanitary and washing facilities for all people employed on the site, first aid facilities, fire fighting equipment and drinking water facilities, including all necessary service connections, all in accordance with the Specification.
| Item Code | Description | Item Remarks | Unit of Measurement | Quantity/Base Price | Unit Price/Discount % | Total | Unit Price/Discount % | Total | Unit Price/Discount % | Total | Unit Price/Discount % | Total | Unit Price/Discount % | Total | Unit Price/Discount % | Total | Unit Price/Discount % | Total
3.2.79 | 1.42 | (*) Establishment charge |  | sum | 1 | 0 | 0 | 50000 | 50000 | 50000 | 50000 | 0 | 0 | 14000 | 14000 | 215100.23 | 215100.23 | 0 | 0
3.2.80 | 1.43 | (*) Maintenance charge |  | day | 638 | 0 | 0 | 20 | 12760 | 20 | 12760 | 9780 | 6239640 | 20 | 12760 | 322.65 | 205850.7 | 0 | 0
3.2.81 | 1.44 | (*) Removal charge |  | sum | 1 | 0 | 0 | 2000 | 2000 | 2000 | 2000 | 0 | 0 | 1000 | 1000 | 5377.51 | 5377.51 | 0 | 0
| Note | Note Details
3.2.82 | - | Labour and Materials
| Item Code | Description | Item Remarks | Unit of Measurement | Quantity/Base Price | Unit Price/Discount % | Total | Unit Price/Discount % | Total | Unit Price/Discount % | Total | Unit Price/Discount % | Total | Unit Price/Discount % | Total | Unit Price/Discount % | Total | Unit Price/Discount % | Total
3.2.83 | 1.45 | (*) The Contractor shall provide such labour, materials and transport as the Engineer's representative may require to assist him in carrying out tests and checks on materials and workmanship and setting out and measurement of works. |  | sum | 1 | 0 | 0 | 5000 | 5000 | 5000 | 5000 | 290000 | 290000 | 100000 | 100000 | 0 | 0 | 0 | 0
| Note | Note Details
3.2.84 | - | Site Laboratory and Tests
| Item Code | Description | Item Remarks | Unit of Measurement | Quantity/Base Price | Unit Price/Discount % | Total | Unit Price/Discount % | Total | Unit Price/Discount % | Total | Unit Price/Discount % | Total | Unit Price/Discount % | Total | Unit Price/Discount % | Total | Unit Price/Discount % | Total
3.2.85 | 1.46 | (*) Establishment of site laboratory including all testing equipments and materials all as detailed in the Specification and directed by the Engineer |  | sum | 1 | 0 | 0 | 75000 | 75000 | 75000 | 75000 | 300000 | 300000 | 200000 | 200000 | 430200.46 | 430200.46 | 0 | 0
3.2.86 | 1.47 | (*) Maintenance of site laboratory complete including Equipements, calibration as instructed by the Engineer, cleanning and all facilities and utilities as specified and instructed by the Engineer allow for labours, Lab technicians approved by the Engineer and performing the required materials tests |  | day | 638 | 0 | 0 | 20 | 12760 | 20 | 12760 | 150 | 95700 | 20 | 12760 | 494.73 | 315637.74 | 0 | 0
3.2.87 | 1.48 | (*) Removal of site laboratory including all testing equipments and materials all as detailed in the Specification and directed by the Engineer |  | sum | 1 | 0 | 0 | 2000 | 2000 | 2000 | 2000 | 15000 | 15000 | 1000 | 1000 | 5377.51 | 5377.51 | 0 | 0
3.2.88 | 1.49 | (*) The Contractor shall also allow for all requirements, obligations, etc., with regard to all tests that are to be carried out by an approved independent Al Ain Municipality accredited laboratory. |  | sum | 1 | 0 | 0 | 1000 | 1000 | 1000 | 1000 | 250000 | 250000 | 10000 | 10000 | 215100.23 | 215100.23 | 0 | 0
| Note | Note Details
3.2.89 | - | Site Hoarding
| Item Code | Description | Item Remarks | Unit of Measurement | Quantity/Base Price | Unit Price/Discount % | Total | Unit Price/Discount % | Total | Unit Price/Discount % | Total | Unit Price/Discount % | Total | Unit Price/Discount % | Total | Unit Price/Discount % | Total | Unit Price/Discount % | Total
3.2.90 | - | (*) the hoardings of min. 2.2m and 2.6 max. height, segmented continuous steel hoarding system with U-framed and deck corrugated sheet faced with surface mounted concrete blocks of size 600x400x400mm and GI pipe supports and struts. All coating and fixation details are as per drawings and Specification / Authorities requirements. |  | Sum | 1 | 0 | 0 | 0 | 0 | 0 | 0 | 0 | 0 | 0 | 0 | 0 | 0 | 0 | 0
3.2.91 | 1.50 | (*) Supply, install the hoardings |  | sum | 1 | 0 | 0 | 2000000 | 2000000 | 2000000 | 2000000 | 1020000 | 1020000 | 400000 | 400000 | 645300.7 | 645300.7 | 0 | 0
3.2.92 | 1.51 | (*) Maintain of the site hoardings |  | day | 638 | 0 | 0 | 500 | 319000 | 500 | 319000 | 150 | 95700 | 20 | 12760 | 53.78 | 34311.64 | 0 | 0
3.2.93 | 1.52 | (*) The Contractor shall dismantle the site hoarding, on completion of the contract, remove from site, make good where necessary and clean the site, all to the satisfaction of the Engineer. |  | sum | 1 | 0 | 0 | 10000 | 10000 | 10000 | 10000 | 40000 | 40000 | 1000 | 1000 | 21510.02 | 21510.02 | 0 | 0
| Note | Note Details
3.2.94 | - | Records
| Item Code | Description | Item Remarks | Unit of Measurement | Quantity/Base Price | Unit Price/Discount % | Total | Unit Price/Discount % | Total | Unit Price/Discount % | Total | Unit Price/Discount % | Total | Unit Price/Discount % | Total | Unit Price/Discount % | Total | Unit Price/Discount % | Total
3.2.95 | 1.53 | (*) During the progress of the Works, the Contractor shall keep at this own cost, records of all details and dimensions of the works as constructed and shall at any time submit such records to the Engineer as he may require. |  | sum | 1 | 0 | 0 | 5000 | 5000 | 5000 | 5000 | 0 | 0 | 10000 | 10000 | 0 | 0 | 0 | 0
3.2.96 | 1.54 | (*) In addition to those records which are specifically required by the Specification to be kept (e.g. test cubes of concrete, air temperature, etc.,) a site record shall be kept of the completion dates of the various works in each trade, with particular reference to work which requires time for drying out, such as solid backgrounds which receive insitu screeds and finishing's, including the completion time of the individual layers of each application. |  | sum | 1 | 0 | 0 | 2500 | 2500 | 2500 | 2500 | 0 | 0 | 10000 | 10000 | 0 | 0 | 0 | 0
| Note | Note Details
3.2.97 | - | The Contractor shall arrange for the original to be signed by the Engineer each calendar month, and for a copy to be issued to the Engineer at site meetings. The Contractor's claims in relation to the extensions of time may not be entertained in the event that those records are not kept up to date.
| Item Code | Description | Item Remarks | Unit of Measurement | Quantity/Base Price | Unit Price/Discount % | Total | Unit Price/Discount % | Total | Unit Price/Discount % | Total | Unit Price/Discount % | Total | Unit Price/Discount % | Total | Unit Price/Discount % | Total | Unit Price/Discount % | Total
3.2.98 | 1.55 | (*) The Contractor shall keep records of dates of commencement and completion of all trades, fix by fix, including dates of each concrete pour, in a manner and layout acceptable to the Engineer. A copy of these records shall be made freely available to the Engineer at any time, upon request. |  | sum | 1 | 0 | 0 | 2500 | 2500 | 2500 | 2500 | 0 | 0 | 20000 | 20000 | 0 | 0 | 0 | 0
| Note | Note Details
3.2.99 | - | Protection
3.2.100 | - | Adequate protection against any form of damage or deterioration shall be provided for all sections of the Works. This shall include protective tapes, casings, guard rails and the like which shall be provided, if necessary. Particular care shall be taken to mask self finished surfaces during the application of adjacent insitu work, and windows and doors during the application of sprayed finishes. (continued)
| Item Code | Description | Item Remarks | Unit of Measurement | Quantity/Base Price | Unit Price/Discount % | Total | Unit Price/Discount % | Total | Unit Price/Discount % | Total | Unit Price/Discount % | Total | Unit Price/Discount % | Total | Unit Price/Discount % | Total | Unit Price/Discount % | Total
3.2.101 | 1.56 | (*) (continuation) In pursuance of his obligations under the Conditions of Contract, the contractor shall, whenever required or directed by the Engineer, cover up and protect the works from the weather and from damage by his own or other workmen performing subsequent operations. |  | sum | 1 | 0 | 0 | 5000 | 5000 | 5000 | 5000 | 0 | 0 | 50000 | 50000 | 0 | 0 | 0 | 0
3.2.102 | 1.57 | (*) The Contractor shall provide all necessary dust sheets, barriers and guard rails and clear away the same on completion. |  | sum | 1 | 0 | 0 | 5000 | 5000 | 5000 | 5000 | 25000 | 25000 | 20000 | 20000 | 0 | 0 | 0 | 0
3.2.103 | 1.58 | (*) The Contractor shall take all reasonable and proper steps for the protection of all places on or about the works which may be dangerous to his workmen or any other persons or to traffic. The Contractor shall provide and maintain signs, red warning lamps and barricades as necessary in such places. |  | sum | 1 | 0 | 0 | 5000 | 5000 | 5000 | 5000 | 150000 | 150000 | 50000 | 50000 | 0 | 0 | 0 | 0
| Note | Note Details
3.2.104 | - | Protection and upkeep of site and adjacent areas and properties
| Item Code | Description | Item Remarks | Unit of Measurement | Quantity/Base Price | Unit Price/Discount % | Total | Unit Price/Discount % | Total | Unit Price/Discount % | Total | Unit Price/Discount % | Total | Unit Price/Discount % | Total | Unit Price/Discount % | Total | Unit Price/Discount % | Total
3.2.105 | 1.59 | (*) The Contractor shall take all necessary precautions to protect buildings, fences, roads, passages, culverts and other apparatus, if found, and he shall not demolish or remove any of these works except according to specific instructions by the Engineer. |  | sum | 1 | 0 | 0 | 1000 | 1000 | 1000 | 1000 | 0 | 0 | 40000 | 40000 | 0 | 0 | 0 | 0
| Note | Note Details
3.2.106 | - | Cleaning of the works
| Item Code | Description | Item Remarks | Unit of Measurement | Quantity/Base Price | Unit Price/Discount % | Total | Unit Price/Discount % | Total | Unit Price/Discount % | Total | Unit Price/Discount % | Total | Unit Price/Discount % | Total | Unit Price/Discount % | Total | Unit Price/Discount % | Total
3.2.107 | 1.60 | (*) Immediately prior to the handing over of the works, the Contractor shall thoroughly clean all buildings and landscaped areas, wash down windows and generally clean the works ready for occupation, all to the approval of the Engineer. |  | sum | 1 | 0 | 0 | 5000 | 5000 | 5000 | 5000 | 153000 | 153000 | 60000 | 60000 | 0 | 0 | 0 | 0
| Note | Note Details
3.2.108 | - | Project Sign Boards
3.2.109 | - | Supply, erect and maintain and removal of project sign boards including footing as per Drawings and Specification
| Item Code | Description | Item Remarks | Unit of Measurement | Quantity/Base Price | Unit Price/Discount % | Total | Unit Price/Discount % | Total | Unit Price/Discount % | Total | Unit Price/Discount % | Total | Unit Price/Discount % | Total | Unit Price/Discount % | Total | Unit Price/Discount % | Total
3.2.110 | 1.61 | (*) Establishment of Project Sign Boards (fixed) |  | sum | 1 | 0 | 0 | 50000 | 50000 | 50000 | 50000 | 50000 | 50000 | 35000 | 35000 | 161325.17 | 161325.17 | 0 | 0
3.2.111 | 1.62 | (*) Maintenance of Project Sign Boards (time related) |  | day | 638 | 0 | 0 | 20 | 12760 | 20 | 12760 | 16 | 10208 | 10 | 6380 | 26.89 | 17155.82 | 0 | 0
3.2.112 | 1.63 | (*) Removal of Project Sign Boards (fixed) |  | sum | 1 | 0 | 0 | 5000 | 5000 | 5000 | 5000 | 2500 | 2500 | 500 | 500 | 2151 | 2151 | 0 | 0
| Note | Note Details
3.2.113 | - | Programme of Works
| Item Code | Description | Item Remarks | Unit of Measurement | Quantity/Base Price | Unit Price/Discount % | Total | Unit Price/Discount % | Total | Unit Price/Discount % | Total | Unit Price/Discount % | Total | Unit Price/Discount % | Total | Unit Price/Discount % | Total | Unit Price/Discount % | Total
3.2.114 | 1.64 | (*) The Contractor shall submit to the Engineer for approval a Critical Path Programme, in Primavera P3 format in both hard and electronic format, and other supporting documentation of the works within the time stipulated in the Conditions of Contract together with details of equipment, procedures and method of work which the Contractor intends to utilise and to follow. |  | sum | 1 | 0 | 0 | 3000 | 3000 | 3000 | 3000 | 0 | 0 | 20000 | 20000 | 0 | 0 | 0 | 0
| Note | Note Details
3.2.115 | - | Progress Photographs
| Item Code | Description | Item Remarks | Unit of Measurement | Quantity/Base Price | Unit Price/Discount % | Total | Unit Price/Discount % | Total | Unit Price/Discount % | Total | Unit Price/Discount % | Total | Unit Price/Discount % | Total | Unit Price/Discount % | Total | Unit Price/Discount % | Total
3.2.116 | 1.65 | (*) The Contractor shall arrange for monthly record photographs for Works as directed and specified by the Engineer. |  | month | 21 | 0 | 0 | 1000 | 21000 | 1000 | 21000 | 1000 | 21000 | 1500 | 31500 | 5377.51 | 112927.71 | 0 | 0
| Note | Note Details
3.2.117 | - | Quality of Materials and Supply
| Item Code | Description | Item Remarks | Unit of Measurement | Quantity/Base Price | Unit Price/Discount % | Total | Unit Price/Discount % | Total | Unit Price/Discount % | Total | Unit Price/Discount % | Total | Unit Price/Discount % | Total | Unit Price/Discount % | Total | Unit Price/Discount % | Total
3.2.118 | 1.66 | (*) The Contractor shall ensure that all materials used in the Works shall be new and of the best quality, as specified. |  | sum | 1 | 0 | 0 | 2000 | 2000 | 2000 | 2000 | 0 | 0 | 0 | 0 | 0 | 0 | 0 | 0
| Note | Note Details
3.2.119 | - | Samples according to Specification and Drawings.
3.2.120 | - | The Contractor is to arrange for the submission of samples of all materials and manufacturers of materials proposed to be used / incorporated in the works, all samples, goods, literature and the like are to be provided at the Contractor's expense.
| Item Code | Description | Item Remarks | Unit of Measurement | Quantity/Base Price | Unit Price/Discount % | Total | Unit Price/Discount % | Total | Unit Price/Discount % | Total | Unit Price/Discount % | Total | Unit Price/Discount % | Total | Unit Price/Discount % | Total | Unit Price/Discount % | Total
3.2.121 | 1.67 | (*) Floor and wall finishes |  | sum | 1 | 0 | 0 | 1000 | 1000 | 1000 | 1000 | 0 | 0 | 1000 | 1000 | 0 | 0 | 0 | 0
3.2.122 | 1.68 | (*) External facade mock-up |  | sum | 1 | 0 | 0 | 1000 | 1000 | 1000 | 1000 | 0 | 0 | 30000 | 30000 | 0 | 0 | 0 | 0
3.2.123 | 1.69 | (*) Timber doors |  | sum | 1 | 0 | 0 | 1000 | 1000 | 1000 | 1000 | 0 | 0 | 1500 | 1500 | 0 | 0 | 0 | 0
3.2.124 | 1.70 | (*) Kitchen Cabinet |  | sum | 1 | 0 | 0 | 1000 | 1000 | 1000 | 1000 | 0 | 0 | 1000 | 1000 | 0 | 0 | 0 | 0
3.2.125 | 1.71 | (*) Stair handrails |  | sum | 1 | 0 | 0 | 1000 | 1000 | 1000 | 1000 | 0 | 0 | 1000 | 1000 | 0 | 0 | 0 | 0
3.2.126 | 1.72 | (*) Sanitary ware set |  | sum | 1 | 0 | 0 | 1000 | 1000 | 1000 | 1000 | 0 | 0 | 3000 | 3000 | 0 | 0 | 0 | 0
| Note | Note Details
3.2.127 | - | Method Statements
| Item Code | Description | Item Remarks | Unit of Measurement | Quantity/Base Price | Unit Price/Discount % | Total | Unit Price/Discount % | Total | Unit Price/Discount % | Total | Unit Price/Discount % | Total | Unit Price/Discount % | Total | Unit Price/Discount % | Total | Unit Price/Discount % | Total
3.2.128 | 1.73 | (*) The Contractor shall compile and submit a detailed schedule of method statements, as specified, and shall submit method statements as required by the Engineer. |  | sum | 1 | 0 | 0 | 2000 | 2000 | 2000 | 2000 | 0 | 0 | 10000 | 10000 | 0 | 0 | 0 | 0
| Note | Note Details
3.2.129 | - | Administrative Requirements
3.2.130 | - | Allow for Contract requirements and procedures to provide the following:
| Item Code | Description | Item Remarks | Unit of Measurement | Quantity/Base Price | Unit Price/Discount % | Total | Unit Price/Discount % | Total | Unit Price/Discount % | Total | Unit Price/Discount % | Total | Unit Price/Discount % | Total | Unit Price/Discount % | Total | Unit Price/Discount % | Total
3.2.131 | 1.74 | (*) Site Safety |  | sum | 1 | 0 | 0 | 2000 | 2000 | 2000 | 2000 | 0 | 0 | 600000 | 600000 | 0 | 0 | 0 | 0
3.2.132 | 1.75 | (*) Traffic Plan within Site Premises |  | sum | 1 | 0 | 0 | 2000 | 2000 | 2000 | 2000 | 300000 | 300000 | 50000 | 50000 | 0 | 0 | 0 | 0
3.2.133 | 1.76 | (*) Testing |  | sum | 1 | 0 | 0 | 2000 | 2000 | 2000 | 2000 | 50000 | 50000 | 200000 | 200000 | 0 | 0 | 0 | 0
3.2.134 | 1.77 | (*) QA/ QC |  | sum | 1 | 0 | 0 | 2000 | 2000 | 2000 | 2000 | 75000 | 75000 | 500000 | 500000 | 0 | 0 | 0 | 0
3.2.135 | 1.78 | (*) Material Submittals |  | sum | 1 | 0 | 0 | 2000 | 2000 | 2000 | 2000 | 10000 | 10000 | 100000 | 100000 | 0 | 0 | 0 | 0
3.2.136 | 1.79 | (*) Program of Work and Monthly works reports |  | sum | 1 | 0 | 0 | 2000 | 2000 | 2000 | 2000 | 5000 | 5000 | 50000 | 50000 | 80662.59 | 80662.59 | 0 | 0
| Note | Note Details
3.2.137 | - | Traffic Regulations
| Item Code | Description | Item Remarks | Unit of Measurement | Quantity/Base Price | Unit Price/Discount % | Total | Unit Price/Discount % | Total | Unit Price/Discount % | Total | Unit Price/Discount % | Total | Unit Price/Discount % | Total | Unit Price/Discount % | Total | Unit Price/Discount % | Total
3.2.138 | 1.80 | (*) The Contractor is to observe and allow for all requirements, obligations, etc., with regard to traffic regulations, including safety, control and any temporary diversion of traffic, including the loading and unloading of or waiting of vehicles on public highways and the Contract Sum is deemed to include for the strict compliance therewith. |  | sum | 1 | 0 | 0 | 10000 | 10000 | 10000 | 10000 | 0 | 0 | 50000 | 50000 | 0 | 0 | 0 | 0
| Note | Note Details
3.2.139 | - | Fire Protection
| Item Code | Description | Item Remarks | Unit of Measurement | Quantity/Base Price | Unit Price/Discount % | Total | Unit Price/Discount % | Total | Unit Price/Discount % | Total | Unit Price/Discount % | Total | Unit Price/Discount % | Total | Unit Price/Discount % | Total | Unit Price/Discount % | Total
3.2.140 | 1.81 | (*) Adequate precaution shall be taken against fire throughout all the Contractor’s and Sub-contractor’s operations, as specified. |  | sum | 1 | 0 | 0 | 4000 | 4000 | 4000 | 4000 | 50000 | 50000 | 30000 | 30000 | 0 | 0 | 0 | 0
| Note | Note Details
3.2.141 | - | Safety, Health and Welfare of work people
| Item Code | Description | Item Remarks | Unit of Measurement | Quantity/Base Price | Unit Price/Discount % | Total | Unit Price/Discount % | Total | Unit Price/Discount % | Total | Unit Price/Discount % | Total | Unit Price/Discount % | Total | Unit Price/Discount % | Total | Unit Price/Discount % | Total
3.2.142 | 1.82 | (*) The Contractor is to allow in his tender for providing for the safety, health and welfare of all work people, including those employed by the subcontractors as per authority requirements (civil defence or any other authority). |  | sum | 1 | 0 | 0 | 150000 | 150000 | 150000 | 150000 | 2000000 | 2000000 | 50000 | 50000 | 473220.51 | 473220.51 | 0 | 0
| Note | Note Details
3.2.143 | - | Tidying and Clearing the Site
| Item Code | Description | Item Remarks | Unit of Measurement | Quantity/Base Price | Unit Price/Discount % | Total | Unit Price/Discount % | Total | Unit Price/Discount % | Total | Unit Price/Discount % | Total | Unit Price/Discount % | Total | Unit Price/Discount % | Total | Unit Price/Discount % | Total
3.2.144 | 1.83 | (*) The Contractor shall maintain the site in a clean and orderly condition free from accumulation of waste materials and rubbish during the entire construction period to the satisfaction of the Engineer. |  | sum | 1 | 0 | 0 | 10000 | 10000 | 10000 | 10000 | 100000 | 100000 | 250000 | 250000 | 94644.1 | 94644.1 | 0 | 0
3.2.145 | 1.84 | (*) On completion the entire site is to be cleared of all construction materials and temporary buildings, etc. to the satisfaction of the Engineer. |  | sum | 1 | 0 | 0 | 2000 | 2000 | 2000 | 2000 | 0 | 0 | 100000 | 100000 | 0 | 0 | 0 | 0
| Note | Note Details
3.2.146 | - | Soil Investigation
| Item Code | Description | Item Remarks | Unit of Measurement | Quantity/Base Price | Unit Price/Discount % | Total | Unit Price/Discount % | Total | Unit Price/Discount % | Total | Unit Price/Discount % | Total | Unit Price/Discount % | Total | Unit Price/Discount % | Total | Unit Price/Discount % | Total
3.2.147 | 1.85 | (*) Any information given about soils investigations carried out is for the Contractor’s assistance only. It is the Contractor’s responsibility to check and confirm the existing ground conditions and in particular the likelihood of encountering water during the course of sub-surface construction. |  | sum | 1 | 0 | 0 | 1000 | 1000 | 1000 | 1000 | 0 | 0 | 100000 | 100000 | 0 | 0 | 0 | 0
| Note | Note Details
3.2.148 | - | Works Free From Water ( dewatering )
| Item Code | Description | Item Remarks | Unit of Measurement | Quantity/Base Price | Unit Price/Discount % | Total | Unit Price/Discount % | Total | Unit Price/Discount % | Total | Unit Price/Discount % | Total | Unit Price/Discount % | Total | Unit Price/Discount % | Total | Unit Price/Discount % | Total
3.2.149 | 1.86 | (*) Except where in the opinion of the Engineer, the route of work necessitates underwater construction, the Contractor shall execute all works in the dry, and shall construct any temporary drains, water courses, pumping and other works that may be necessary for the purpose. The Contractor shall have included for the cost of all operations necessary to comply with this Clause within his tender. |  | sum | 1 | 0 | 0 | 1000 | 1000 | 1000 | 1000 | 0 | 0 | 0 | 0 | 0 | 0 | 0 | 0
| Note | Note Details
3.2.150 | - | Contract Insurances
| Item Code | Description | Item Remarks | Unit of Measurement | Quantity/Base Price | Unit Price/Discount % | Total | Unit Price/Discount % | Total | Unit Price/Discount % | Total | Unit Price/Discount % | Total | Unit Price/Discount % | Total | Unit Price/Discount % | Total | Unit Price/Discount % | Total
3.2.151 | 1.87 | (*) The Contractor should allow for provision of all the contract insurances in accordance with the Conditions of Contract. The contract insurances shall be from an approved insurance company in the Abu Dhabi Emirate and to the approval of the Engineer and the Employer. |  | sum | 1 | 0 | 0 | 450000 | 450000 | 450000 | 450000 | 1500000 | 1500000 | 800000 | 800000 | 4689185.07 | 4689185.07 | 0 | 0
| Note | Note Details
3.2.152 | - | Bonds
| Item Code | Description | Item Remarks | Unit of Measurement | Quantity/Base Price | Unit Price/Discount % | Total | Unit Price/Discount % | Total | Unit Price/Discount % | Total | Unit Price/Discount % | Total | Unit Price/Discount % | Total | Unit Price/Discount % | Total | Unit Price/Discount % | Total
3.2.153 | 1.88 | (*) The Contractor should allow for all bonds including performance security in accordance with the Conditions of Contract. The Bonds be from an approved bank/finance institute in the Abu Dhabi Emirate and to the approval of the Engineer and the Employer. |  | sum | 1 | 0 | 0 | 450000 | 450000 | 450000 | 450000 | 1500000 | 1500000 | 1350000 | 1350000 | 3226503.49 | 3226503.49 | 0 | 0
| Note | Note Details
3.2.154 | - | Guarantees & Warrantees
| Item Code | Description | Item Remarks | Unit of Measurement | Quantity/Base Price | Unit Price/Discount % | Total | Unit Price/Discount % | Total | Unit Price/Discount % | Total | Unit Price/Discount % | Total | Unit Price/Discount % | Total | Unit Price/Discount % | Total | Unit Price/Discount % | Total
3.2.155 | 1.89 | (*) The Contractor should allow for provision of all necessary contract warranties in accordance with the Conditions of Contract and Specification. The guarantee's shall be to the approval of the Engineer and the Employer. |  | Item | 1 | 0 | 0 | 10000 | 10000 | 10000 | 10000 | 100000 | 100000 | 50000 | 50000 | 0 | 0 | 0 | 0
| Note | Note Details
3.2.156 | - | Documents
| Item Code | Description | Item Remarks | Unit of Measurement | Quantity/Base Price | Unit Price/Discount % | Total | Unit Price/Discount % | Total | Unit Price/Discount % | Total | Unit Price/Discount % | Total | Unit Price/Discount % | Total | Unit Price/Discount % | Total | Unit Price/Discount % | Total
3.2.157 | 1.90 | (*) The Contractor shall supply all the following documents as required. '‘as built drawings’ ; Operation and Maintenance Manuals; Testing and Commissioning Certifcates;Training materials; Keys and any necessary passwords or codes; Warranties; Permits , Approvals, Spares , Tools and any other documentation required in accordance with the Contract. |  | sum | 1 | 0 | 0 | 5000 | 5000 | 5000 | 5000 | 15000 | 15000 | 20000 | 20000 | 53775.06 | 53775.06 | 0 | 0
| Note | Note Details
3.2.158 | - | Reports
| Item Code | Description | Item Remarks | Unit of Measurement | Quantity/Base Price | Unit Price/Discount % | Total | Unit Price/Discount % | Total | Unit Price/Discount % | Total | Unit Price/Discount % | Total | Unit Price/Discount % | Total | Unit Price/Discount % | Total | Unit Price/Discount % | Total
3.2.159 | 1.91 | (*) The Contractor shall supply all reports as required. |  | sum | 1 | 0 | 0 | 1000 | 1000 | 1000 | 1000 | 0 | 0 | 15000 | 15000 | 0 | 0 | 0 | 0
3.2.160 | 1.92 | (*) The Contractor shall list here other items not included above but necessary for the complete and satisfactory completion of this section of the Works. Such items shall be deemed to be included unless specifically listed here. |  | sum | 1 | 0 | 0 | 1000 | 1000 | 1000 | 1000 | 0 | 0 | 0 | 0 | 0 | 0 | 0 | 0
| Note | Note Details
3.2.161 | - | Estidama Requirements- Refer to Specification / Estidama Manual.
| Item Code | Description | Item Remarks | Unit of Measurement | Quantity/Base Price | Unit Price/Discount % | Total | Unit Price/Discount % | Total | Unit Price/Discount % | Total | Unit Price/Discount % | Total | Unit Price/Discount % | Total | Unit Price/Discount % | Total | Unit Price/Discount % | Total
3.2.162 | 1.93 | (*) Guest Worker Accommodation. |  | sum | 1 | 0 | 0 | 20000 | 20000 | 20000 | 20000 | 900000 | 900000 | 50000 | 50000 | 85179.69 | 85179.69 | 0 | 0
3.2.163 | 1.94 | (*) Basic construction waste management. |  | sum | 1 | 0 | 0 | 100000 | 100000 | 100000 | 100000 | 0 | 0 | 430000 | 430000 | 94644.1 | 94644.1 | 0 | 0
3.2.164 | 1.95 | (*) Construction environmental management. |  | sum | 1 | 0 | 0 | 50000 | 50000 | 50000 | 50000 | 50000 | 50000 | 20000 | 20000 | 98946.11 | 98946.11 | 0 | 0
3.2.165 | 1.96 | (*) Construction indoor air quality management. |  | sum | 1 | 0 | 0 | 5000 | 5000 | 5000 | 5000 | 0 | 0 | 80000 | 80000 | 94644.1 | 94644.1 | 0 | 0
| Note | Note Details
3.2.166 | - | Contract Documents
| Item Code | Description | Item Remarks | Unit of Measurement | Quantity/Base Price | Unit Price/Discount % | Total | Unit Price/Discount % | Total | Unit Price/Discount % | Total | Unit Price/Discount % | Total | Unit Price/Discount % | Total | Unit Price/Discount % | Total | Unit Price/Discount % | Total
3.2.167 | 1.97 | (*) The Contractor shall submit to Engineer / Employer with 3 sets (colored) hard copy and 5 CDs of scanned copy of the complete Contract Documents within 5 days of receipt of the fully signed Contract. |  | sum | 1 | 0 | 0 | 5000 | 5000 | 5000 | 5000 | 0 | 0 | 20000 | 20000 | 47322.05 | 47322.05 | 0 | 0
| Note | Note Details
3.2.168 | - | Preventive Maintenance During Defects Notification Period
| Item Code | Description | Item Remarks | Unit of Measurement | Quantity/Base Price | Unit Price/Discount % | Total | Unit Price/Discount % | Total | Unit Price/Discount % | Total | Unit Price/Discount % | Total | Unit Price/Discount % | Total | Unit Price/Discount % | Total | Unit Price/Discount % | Total
3.2.169 | 1.98 | (*) Allow for complete preventive maintenance during Defects Notification Period for all Civil & Electro-Mechanical works as per the Contract. |  | sum | 1 | 0 | 0 | 4565.8 | 4565.8 | 4565.8 | 4565.8 | 0 | 0 | 50000 | 50000 | 475371.51 | 475371.51 | 0 | 0
| Note | Note Details
3.2.170 | - | Contractor's Adjustment
| Item Code | Description | Item Remarks | Unit of Measurement | Quantity/Base Price | Unit Price/Discount % | Total | Unit Price/Discount % | Total | Unit Price/Discount % | Total | Unit Price/Discount % | Total | Unit Price/Discount % | Total | Unit Price/Discount % | Total | Unit Price/Discount % | Total
3.2.171 | 1.99 | (*) The Contractor may price here any new items or additional quantity for an existing BOQ item, which are shown in the Drawings or any other Tender/Contract Documents but overlooked or not specifically mentioned herein and is necessary for the satisfactory completion of the Works/this section. Should the Contractor fail to insert any item here, it will be deemed that his lump sum Tender Price includes all such items and no claims for additional items will be entertained. |  | Item | 1 | 0 | 0 | 0 | 0 | 0 | 0 | 0 | 0 | 0 | 0 | 0 | 0 | 49350990.07 | 49350990.07
| Note | Note Details
3.2.172 | - | Please attach one PDF file to be named "Additional Items for (insert bill no/name & Section No/name)" for the details of these additional items in the additional attachment area in the Commercial Envelope.
3.3 BILL NO. 2 - INFRASTRUCTURE WORKS: | [5 empty] | 0 (out of 0) | 0 | 0 (out of 0) | 0 | 0 (out of 0) | 0 | 0 (out of 0) | 0 | 0 (out of 0) | 0 | 0 (out of 0) | 0 | 0 (out of 0) | 0
3.4 Bill No. 2.01 - GROUND INVESTIGATION | [5 empty] | 32 (out of 32) | 791581 | 32 (out of 32) | 474800 | 32 (out of 32) | 474800 | 32 (out of 32) | 384201 | 32 (out of 32) | 634253 | 32 (out of 32) | 244567.02 | 32 (out of 32) | 683562.53
| Note | Note Details
3.4.1 | - | Trial pits and trenches
3.4.2 | - | Excavate trial pits by hand tools to ascertain/verify locations of existing services
3.4.3 | - | Number in material, plan area of the bottom of excavation up to 1.00 m2
| Item Code | Description | Item Remarks | Unit of Measurement | Quantity/Base Price | Unit Price/Discount % | Total | Unit Price/Discount % | Total | Unit Price/Discount % | Total | Unit Price/Discount % | Total | Unit Price/Discount % | Total | Unit Price/Discount % | Total | Unit Price/Discount % | Total
3.4.4 | 2.01.01 | (*) Trial pits, plan area of the bottom of excavation up to 1.00 m2; Maximum depth not exceeding 1 m |  | nr | 50 | 277 | 13850 | 100 | 5000 | 100 | 5000 | 174 | 8700 | 80 | 4000 | 53.78 | 2689 | 0 | 0
3.4.5 | 2.01.02 | (*) Trial pits, plan area of the bottom of excavation up to 1.00 m2; Maximum depth 1.00 -2.00 m |  | nr | 40 | 470 | 18800 | 200 | 8000 | 200 | 8000 | 202 | 8080 | 160 | 6400 | 107.55 | 4302 | 0 | 0
3.4.6 | 2.01.03 | (*) Trial pits, plan area of the bottom of excavation up to 1.00 m2; Maximum depth 2.00 -3.00 m |  | nr | 35 | 663 | 23205 | 500 | 17500 | 500 | 17500 | 231 | 8085 | 240 | 8400 | 161.33 | 5646.55 | 0 | 0
| Note | Note Details
3.4.7 | - | Number in material, plan area of the bottom of excavation up to 1.00 - 2.00m2
| Item Code | Description | Item Remarks | Unit of Measurement | Quantity/Base Price | Unit Price/Discount % | Total | Unit Price/Discount % | Total | Unit Price/Discount % | Total | Unit Price/Discount % | Total | Unit Price/Discount % | Total | Unit Price/Discount % | Total | Unit Price/Discount % | Total
3.4.8 | 2.01.04 | (*) Trial pits, plan area of the bottom of excavation up to 1.00 - 2.00m2; Maximum depth not exceeding 1 m |  | nr | 50 | 637 | 31850 | 150 | 7500 | 150 | 7500 | 174 | 8700 | 160 | 8000 | 107.55 | 5377.5 | 0 | 0
3.4.9 | 2.01.05 | (*) Trial pits, plan area of the bottom of excavation up to 1.00 - 2.00m2; Maximum depth 1.00 -2.00 m |  | nr | 40 | 1191 | 47640 | 200 | 8000 | 200 | 8000 | 261 | 10440 | 320 | 12800 | 215.1 | 8604 | 0 | 0
3.4.10 | 2.01.06 | (*) Trial pits, plan area of the bottom of excavation up to 1.00 - 2.00m2; Maximum depth 2.00 -3.00 m |  | nr | 35 | 1745 | 61075 | 700 | 24500 | 700 | 24500 | 261 | 9135 | 480 | 16800 | 322.65 | 11292.75 | 0 | 0
| Note | Note Details
3.4.11 | - | Depth in material ; Plan area at the bottom of the excavation
| Item Code | Description | Item Remarks | Unit of Measurement | Quantity/Base Price | Unit Price/Discount % | Total | Unit Price/Discount % | Total | Unit Price/Discount % | Total | Unit Price/Discount % | Total | Unit Price/Discount % | Total | Unit Price/Discount % | Total | Unit Price/Discount % | Total
3.4.12 | 2.01.07 | (*) Trial pits ; Plan area at the bottom of the excavation; Upto 1.00 m2 |  | m | 200 | 257 | 51400 | 100 | 20000 | 100 | 20000 | 116 | 23200 | 240 | 48000 | 53.78 | 10756 | 0 | 0
3.4.13 | 2.01.08 | (*) Trial pits ; Plan area at the bottom of the excavation; 1.00 - 2.00 m2 |  | m | 175 | 332 | 58100 | 200 | 35000 | 200 | 35000 | 174 | 30450 | 480 | 84000 | 107.55 | 18821.25 | 0 | 0
| Note | Note Details
3.4.14 | - | Depth supported Plan area at the bottom of the excavation
| Item Code | Description | Item Remarks | Unit of Measurement | Quantity/Base Price | Unit Price/Discount % | Total | Unit Price/Discount % | Total | Unit Price/Discount % | Total | Unit Price/Discount % | Total | Unit Price/Discount % | Total | Unit Price/Discount % | Total | Unit Price/Discount % | Total
3.4.15 | 2.01.09 | (*) Trial pits, depth supported Plan area at the bottom of the excavation; Upto 1.00 m2 |  | m | 75 | 257 | 19275 | 100 | 7500 | 100 | 7500 | 174 | 13050 | 240 | 18000 | 107.55 | 8066.25 | 0 | 0
3.4.16 | 2.01.10 | (*) Trial pits, depth supported Plan area at the bottom of the excavation; 1.00 - 2.00 m2 |  | m | 50 | 332 | 16600 | 200 | 10000 | 200 | 10000 | 261 | 13050 | 480 | 24000 | 215.1 | 10755 | 0 | 0
| Note | Note Details
3.4.17 | - | Depth backfilled with excavated material. Plan area at the bottom of the excavation
| Item Code | Description | Item Remarks | Unit of Measurement | Quantity/Base Price | Unit Price/Discount % | Total | Unit Price/Discount % | Total | Unit Price/Discount % | Total | Unit Price/Discount % | Total | Unit Price/Discount % | Total | Unit Price/Discount % | Total | Unit Price/Discount % | Total
3.4.18 | 2.01.11 | (*) Depth backfilled with excavated material for trial pits. Plan area at the bottom of the excavation Upto 1.00 m2 |  | m | 200 | 269 | 53800 | 50 | 10000 | 50 | 10000 | 110 | 22000 | 240 | 48000 | 53.78 | 10756 | 0 | 0
3.4.19 | 2.01.12 | (*) Depth backfilled with excavated material for trial pits. Plan area at the bottom of the excavation; 1.00 - 2.00 m2 |  | m | 175 | 348 | 60900 | 100 | 17500 | 100 | 17500 | 179 | 31325 | 480 | 84000 | 107.55 | 18821.25 | 0 | 0
| Note | Note Details
3.4.20 | - | Excavate trial trenches to ascertain/verify/ locate existing services, maximum length 3m : excavation by hand
3.4.21 | - | Number in material
| Item Code | Description | Item Remarks | Unit of Measurement | Quantity/Base Price | Unit Price/Discount % | Total | Unit Price/Discount % | Total | Unit Price/Discount % | Total | Unit Price/Discount % | Total | Unit Price/Discount % | Total | Unit Price/Discount % | Total | Unit Price/Discount % | Total
3.4.22 | 2.01.13 | (*) Excavate trial trenches to ascertain/verify/ locate existing services : excavation by hand; Depth not exceeding 1 m |  | nr | 55 | 663 | 36465 | 500 | 27500 | 500 | 27500 | 139 | 7645 | 240 | 13200 | 86.04 | 4732.2 | 0 | 0
3.4.23 | 2.01.14 | (*) Excavate trial trenches to ascertain/verify/ locate existing services : excavation by hand; Maximum depth 1.00 -2.00 m |  | nr | 40 | 1243 | 49720 | 800 | 32000 | 800 | 32000 | 231 | 9240 | 480 | 19200 | 172.08 | 6883.2 | 0 | 0
3.4.24 | 2.01.15 | (*) Excavate trial trenches to ascertain/verify/ locate existing services : excavation by hand; Maximum depth 2.00 -3.00 m |  | nr | 30 | 1588 | 47640 | 1500 | 45000 | 1500 | 45000 | 323 | 9690 | 720 | 21600 | 258.12 | 7743.6 | 0 | 0
| Note | Note Details
3.4.25 | - | Depth in meter
| Item Code | Description | Item Remarks | Unit of Measurement | Quantity/Base Price | Unit Price/Discount % | Total | Unit Price/Discount % | Total | Unit Price/Discount % | Total | Unit Price/Discount % | Total | Unit Price/Discount % | Total | Unit Price/Discount % | Total | Unit Price/Discount % | Total
3.4.26 | 2.01.16 | (*) Trial trenches excavation by hand; Depth in material |  | m | 180 | 257 | 46260 | 300 | 54000 | 300 | 54000 | 168 | 30240 | 240 | 43200 | 86.04 | 15487.2 | 0 | 0
3.4.27 | 2.01.17 | (*) Trial trenches excavation by hand; Depth supported |  | m | 40 | 324 | 12960 | 800 | 32000 | 800 | 32000 | 243 | 9720 | 400 | 16000 | 161.33 | 6453.2 | 0 | 0
3.4.28 | 2.01.18 | (*) Trial trenches, depth backfilled with excavated material |  | m | 155 | 431 | 66805 | 200 | 31000 | 200 | 31000 | 323 | 50065 | 560 | 86800 | 86.04 | 13336.2 | 0 | 0
| Note | Note Details
3.4.29 | - | Site Tests and Observations
3.4.30 | - | Rotary drilled boreholes
3.4.31 | - | Nominal diameter at base 150mm
| Item Code | Description | Item Remarks | Unit of Measurement | Quantity/Base Price | Unit Price/Discount % | Total | Unit Price/Discount % | Total | Unit Price/Discount % | Total | Unit Price/Discount % | Total | Unit Price/Discount % | Total | Unit Price/Discount % | Total | Unit Price/Discount % | Total
3.4.32 | 2.01.19 | (*) Number of boreholes; sub-surface site investigation for bridge foundations and culvert foundation |  | nr | 5 | 3561 | 17805 | 3000 | 15000 | 3000 | 15000 | 1791 | 8955 | 1918 | 9590 | 5377.51 | 26887.55 | 0 | 0
3.4.33 | 2.01.20 | (*) Depth with core recovery in holes of maximum depth 20 - 30m |  | m | 120 | 199 | 23880 | 200 | 24000 | 200 | 24000 | 347 | 41640 | 320 | 38400 | 268.88 | 32265.6 | 0 | 0
3.4.34 | 2.01.21 | (*) Depth backfill with excavated material |  | m | 120 | 121 | 14520 | 180 | 21600 | 180 | 21600 | 116 | 13920 | 64 | 7680 | 10.76 | 1291.2 | 0 | 0
| Note | Note Details
3.4.35 | - | Samples
| Item Code | Description | Item Remarks | Unit of Measurement | Quantity/Base Price | Unit Price/Discount % | Total | Unit Price/Discount % | Total | Unit Price/Discount % | Total | Unit Price/Discount % | Total | Unit Price/Discount % | Total | Unit Price/Discount % | Total | Unit Price/Discount % | Total
3.4.36 | 2.01.22 | (*) Disturbed sample of soft material from the surface; minimum 40kg |  | nr | 4 | 170 | 680 | 250 | 1000 | 250 | 1000 | 174 | 696 | 128 | 512 | 107.55 | 430.2 | 0 | 0
| Note | Note Details
3.4.37 | - | Site Tests and Observations
| Item Code | Description | Item Remarks | Unit of Measurement | Quantity/Base Price | Unit Price/Discount % | Total | Unit Price/Discount % | Total | Unit Price/Discount % | Total | Unit Price/Discount % | Total | Unit Price/Discount % | Total | Unit Price/Discount % | Total | Unit Price/Discount % | Total
3.4.38 | 2.01.23 | (*) Site test for Ground Water Level; as directed by the Engineer |  | nr | 4 | 213 | 852 | 100 | 400 | 100 | 400 | 128 | 512 | 128 | 512 | 107.55 | 430.2 | 0 | 0
3.4.39 | 2.01.24 | (*) Standard penetration for rotary drilled boreholes |  | nr | 100 | 92 | 9200 | 100 | 10000 | 100 | 10000 | 99 | 9900 | 96 | 9600 | 80.66 | 8066 | 0 | 0
| Note | Note Details
3.4.40 | - | Laboratory Tests
| Item Code | Description | Item Remarks | Unit of Measurement | Quantity/Base Price | Unit Price/Discount % | Total | Unit Price/Discount % | Total | Unit Price/Discount % | Total | Unit Price/Discount % | Total | Unit Price/Discount % | Total | Unit Price/Discount % | Total | Unit Price/Discount % | Total
3.4.41 | 2.01.25 | (*) Moisture content |  | nr | 8 | 92 | 736 | 100 | 800 | 100 | 800 | 30 | 240 | 19 | 152 | 16.13 | 129.04 | 0 | 0
3.4.42 | 2.01.26 | (*) Atterberg limits |  | nr | 20 | 109 | 2180 | 200 | 4000 | 200 | 4000 | 69 | 1380 | 64 | 1280 | 53.78 | 1075.6 | 0 | 0
3.4.43 | 2.01.27 | (*) Particle size analysis by sieve |  | nr | 5 | 109 | 545 | 100 | 500 | 100 | 500 | 58 | 290 | 51 | 255 | 43.02 | 215.1 | 0 | 0
3.4.44 | 2.01.28 | (*) MDD-OMC relationship (Proctor) |  | nr | 20 | 170 | 3400 | 100 | 2000 | 100 | 2000 | 128 | 2560 | 128 | 2560 | 107.55 | 2151 | 0 | 0
3.4.45 | 2.01.29 | (*) CBR @ 95% MDD |  | nr | 2 | 187 | 374 | 500 | 1000 | 500 | 1000 | 300 | 600 | 320 | 640 | 268.88 | 537.76 | 0 | 0
3.4.46 | 2.01.30 | (*) Unconfined compressive strength of core sample 1-2m height |  | nr | 2 | 152 | 304 | 1000 | 2000 | 1000 | 2000 | 99 | 198 | 96 | 192 | 80.66 | 161.32 | 0 | 0
3.4.47 | 2.01.31 | (*) Total soluble salts |  | nr | 5 | 152 | 760 | 100 | 500 | 100 | 500 | 99 | 495 | 96 | 480 | 80.66 | 403.3 | 0 | 0
| Note | Note Details
3.4.48 | - | Contractor's Adjustment
| Item Code | Description | Item Remarks | Unit of Measurement | Quantity/Base Price | Unit Price/Discount % | Total | Unit Price/Discount % | Total | Unit Price/Discount % | Total | Unit Price/Discount % | Total | Unit Price/Discount % | Total | Unit Price/Discount % | Total | Unit Price/Discount % | Total
3.4.49 | 2.01.32 | (*) The Contractor may price here any new items or additional quantity for an existing BOQ item, which are shown in the Drawings or any other Tender/Contract Documents but overlooked or not specifically mentioned herein and is necessary for the satisfactory completion of the Works/this section. Should the Contractor fail to insert any item here, it will be deemed that his lump sum Tender Price includes all such items and no claims for additional items will be entertained. |  | Sum | 1 | 0 | 0 | 0 | 0 | 0 | 0 | 0 | 0 | 0 | 0 | 0 | 0 | 683562.53 | 683562.53
| Note | Note Details
3.4.50 | - | Please attach one PDF file to be named "Additional Items for (insert bill no/name & Section No/name)" for the details of these additional items in the additional attachment area in the Commercial Envelope.
3.5 BILL NO. 2.02 - DEMOLITION AND SITE CLEARANCE | [5 empty] | 14 (out of 14) | 1343644 | 14 (out of 14) | 1419250 | 14 (out of 14) | 1419250 | 14 (out of 14) | 599520.34 | 14 (out of 14) | 1030697.5 | 14 (out of 14) | 1366180.72 | 14 (out of 14) | 2785556.35
| Note | Note Details
3.5.1 | - | General clearance
| Item Code | Description | Item Remarks | Unit of Measurement | Quantity/Base Price | Unit Price/Discount % | Total | Unit Price/Discount % | Total | Unit Price/Discount % | Total | Unit Price/Discount % | Total | Unit Price/Discount % | Total | Unit Price/Discount % | Total | Unit Price/Discount % | Total
3.5.2 | 2.02.01 | (*) General clearance for the ROW as per specification and as agreed with the Engineer |  | ha | 44.5 | 21504 | 956928 | 20000 | 890000 | 20000 | 890000 | 2946 | 131097 | 8477 | 377226.5 | 16132.52 | 717897.14 | 0 | 0
| Note | Note Details
3.5.3 | - | Removal of Trees
3.5.4 | - | Relocation of existing trees and backfill void thus formed
| Item Code | Description | Item Remarks | Unit of Measurement | Quantity/Base Price | Unit Price/Discount % | Total | Unit Price/Discount % | Total | Unit Price/Discount % | Total | Unit Price/Discount % | Total | Unit Price/Discount % | Total | Unit Price/Discount % | Total | Unit Price/Discount % | Total
3.5.5 | 2.02.02 | (*) Trees; Girth : Varies (including palm trees) |  | nr | 10 | 651 | 6510 | 500 | 5000 | 500 | 5000 | 1647 | 16470 | 933 | 9330 | 3226.5 | 32265 | 0 | 0
| Note | Note Details
3.5.6 | - | Carefully excavate, remove and handover trees to relevant authorities/owner, including backfilling, rot pits with selected excavation material, reinstate the ground to original condition and disposal of unsuitable material to approved tip.
| Item Code | Description | Item Remarks | Unit of Measurement | Quantity/Base Price | Unit Price/Discount % | Total | Unit Price/Discount % | Total | Unit Price/Discount % | Total | Unit Price/Discount % | Total | Unit Price/Discount % | Total | Unit Price/Discount % | Total | Unit Price/Discount % | Total
3.5.7 | 2.02.03 | (*) Removal existing palm or trees and deliver to relevant authorities/Owner |  | nr | 10 | 500 | 5000 | 800 | 8000 | 800 | 8000 | 1098 | 10980 | 435 | 4350 | 2688.75 | 26887.5 | 0 | 0
3.5.8 | 2.02.04 | (*) Removal of existing trees and disposal to tip |  | nr | 5 | 152 | 760 | 250 | 1250 | 250 | 1250 | 1098 | 5490 | 520 | 2600 | 1613.25 | 8066.25 | 0 | 0
| Note | Note Details
3.5.9 | - | Demolition
3.5.10 | - | Break-out, remove and cart to tip
3.5.11 | - | Carefully demolish /removal including surfaces, bases , structures, foundation etc including making good, deliver selected materials to Employer's store as per authority requirements as specified , as shown in drawings and as directed by the Engineer.
| Item Code | Description | Item Remarks | Unit of Measurement | Quantity/Base Price | Unit Price/Discount % | Total | Unit Price/Discount % | Total | Unit Price/Discount % | Total | Unit Price/Discount % | Total | Unit Price/Discount % | Total | Unit Price/Discount % | Total | Unit Price/Discount % | Total
3.5.12 | 2.02.05 | (*) Breakout and remove existing kerbs including concrete base, backing and haul to approved dump site |  | m | 365 | 18 | 6570 | 25 | 9125 | 25 | 9125 | 30 | 10950 | 12 | 4380 | 16.13 | 5887.45 | 0 | 0
3.5.13 | 2.02.06 | (*) Breakout and remove existing single face concrete barrier and haul to approved dump site |  | m | 295 | 40 | 11800 | 25 | 7375 | 25 | 7375 | 110 | 32450 | 148 | 43660 | 86.04 | 25381.8 | 0 | 0
3.5.14 | 2.02.07 | (*) Carefully remove existing non illuminated warning and regulatory signs including posts and deliver to Department Store; and backfill voids. |  | nr | 5 | 268 | 1340 | 800 | 4000 | 800 | 4000 | 924 | 4620 | 166 | 830 | 268.88 | 1344.4 | 0 | 0
3.5.15 | 2.02.08 | (*) Carefully remove existing fence including posts deliver to relevant authority store as directed by the Engineer, including removing of foundation to approved dump site and backfill voids complete |  | m | 4670 | 13 | 60710 | 50 | 233500 | 50 | 233500 | 46 | 214820 | 61 | 284870 | 37.64 | 175778.8 | 0 | 0
3.5.16 | 2.02.09 | (*) Galvanized mild steel guard rail; including posts and foundations to the approved dump site and backfill voids. |  | m | 2260 | 45 | 101700 | 50 | 113000 | 50 | 113000 | 46 | 103960 | 44 | 99440 | 53.78 | 121542.8 | 0 | 0
| Note | Note Details
3.5.17 | - | Please attach one PDF file to be named "Additional Items for (insert bill no/name & Section No/name)" for the details of these additional items in the additional attachment area in the Commercial Envelope.
| Item Code | Description | Item Remarks | Unit of Measurement | Quantity/Base Price | Unit Price/Discount % | Total | Unit Price/Discount % | Total | Unit Price/Discount % | Total | Unit Price/Discount % | Total | Unit Price/Discount % | Total | Unit Price/Discount % | Total | Unit Price/Discount % | Total
3.5.18 | 2.02.10 | (*) Carefully remove existing fence including posts deliver to relevant authority store as directed by the Engineer, including removing of foundation to approved dump site and backfill voids complete |  | nr | 10 | 958 | 9580 | 1000 | 10000 | 1000 | 10000 | 387 | 3870 | 152 | 1520 | 268.88 | 2688.8 | 0 | 0
3.5.19 | 2.02.11 | (*) Breakout and remove existing Plastic Water tank and cart to tip. |  | nr | 8 | 438 | 3504 | 1000 | 8000 | 1000 | 8000 | 289 | 2312 | 154 | 1232 | 537.75 | 4302 | 0 | 0
3.5.20 | 2.02.12 | (*) Carefully remove and handover Cabins to relevant Authorities / Owner. |  | nr | 4 | 27576 | 110304 | 20000 | 80000 | 20000 | 80000 | 1964 | 7856 | 2376 | 9504 | 5377.51 | 21510.04 | 0 | 0
| Note | Note Details
3.5.21 | - | Demolish / Remove Existing Farm
| Item Code | Description | Item Remarks | Unit of Measurement | Quantity/Base Price | Unit Price/Discount % | Total | Unit Price/Discount % | Total | Unit Price/Discount % | Total | Unit Price/Discount % | Total | Unit Price/Discount % | Total | Unit Price/Discount % | Total | Unit Price/Discount % | Total
3.5.22 | 2.02.13 | (*) Carefully demolish /removal including surfaces, bases, temporary structures, foundation etc including making good, deliver selected materials to Employer's store(If any) as per authority requirements as specified and as directed by the Engineer. The Contractor visit the site to obtain details of the existing Farm located in Al Saad. |  | Item | 1 | 68938 | 68938 | 50000 | 50000 | 50000 | 50000 | 54645.34 | 54645.34 | 191755 | 191755 | 222628.74 | 222628.74 | 0 | 0
| Note | Note Details
3.5.23 | - | Contractor's Adjustment
| Item Code | Description | Item Remarks | Unit of Measurement | Quantity/Base Price | Unit Price/Discount % | Total | Unit Price/Discount % | Total | Unit Price/Discount % | Total | Unit Price/Discount % | Total | Unit Price/Discount % | Total | Unit Price/Discount % | Total | Unit Price/Discount % | Total
3.5.24 | 2.02.14 | (*) The Contractor may price here any new items or additional quantity for an existing BOQ item, which are shown in the Drawings or any other Tender/Contract Documents but overlooked or not specifically mentioned herein and is necessary for the satisfactory completion of the Works/this section. Should the Contractor fail to insert any item here, it will be deemed that his lump sum Tender Price includes all such items and no claims for additional items will be entertained. |  | Sum | 1 | 0 | 0 | 0 | 0 | 0 | 0 | 0 | 0 | 0 | 0 | 0 | 0 | 2785556.35 | 2785556.35
3.6 BILL NO. 2.03 - EARTHWORKS | [5 empty] | 16 (out of 16) | 24665164 | 16 (out of 16) | 44171602 | 16 (out of 16) | 44171602 | 16 (out of 16) | 27677390 | 16 (out of 16) | 46450738 | 16 (out of 16) | 31966949.51 | 16 (out of 16) | 45441090.88
| Note | Note Details
3.6.1 | - | Earthworks
3.6.2 | - | All Earthwork to be executed as shown in drawings and specified and/or as directed by the Engineer.
3.6.3 | - | Excavation
| Item Code | Description | Item Remarks | Unit of Measurement | Quantity/Base Price | Unit Price/Discount % | Total | Unit Price/Discount % | Total | Unit Price/Discount % | Total | Unit Price/Discount % | Total | Unit Price/Discount % | Total | Unit Price/Discount % | Total | Unit Price/Discount % | Total
3.6.4 | 2.03.01 | (*) Excavation to proposed grading level in any material, as shown on drawings and as specified |  | m3 | 1298455 | 3 | 3895365 | 6 | 7790730 | 6 | 7790730 | 5 | 6492275 | 4 | 5193820 | 5.38 | 6985687.9 | 0 | 0
3.6.5 | 2.03.02 | (*) Excavation for cutting; artificial hard material; existing road pavement; of AC wearing course, AC base course, wet-mix macadam, and granular subbase |  | m3 | 695 | 18 | 12510 | 150 | 104250 | 150 | 104250 | 250 | 173750 | 59 | 41005 | 80.66 | 56058.7 | 0 | 0
| Note | Note Details
3.6.6 | - | Excavation ancillaries
| Item Code | Description | Item Remarks | Unit of Measurement | Quantity/Base Price | Unit Price/Discount % | Total | Unit Price/Discount % | Total | Unit Price/Discount % | Total | Unit Price/Discount % | Total | Unit Price/Discount % | Total | Unit Price/Discount % | Total | Unit Price/Discount % | Total
3.6.7 | 2.03.03 | (*) Preparation of excavated surfaces to receive permanent works; |  | m2 | 1194420 | 2 | 2388840 | 2 | 2388840 | 2 | 2388840 | 1 | 1194420 | 3 | 3583260 | 1.61 | 1923016.2 | 0 | 0
3.6.8 | 2.03.04 | (*) Disposal of excavated surplus material to approved tip , including hauling (to designated location as may be instructed by the Engineer) |  | m3 | 93605 | 3 | 280815 | 10 | 936050 | 10 | 936050 | 12 | 1123260 | 19 | 1778495 | 11.83 | 1107347.15 | 0 | 0
3.6.9 | 2.03.05 | (*) Disposal of excavated artificial hard material; AC wearing course, AC base course, wet-mix macadam, and granular subbase |  | m3 | 695 | 11 | 7645 | 30 | 20850 | 30 | 20850 | 20 | 13900 | 22 | 15290 | 43.02 | 29898.9 | 0 | 0
3.6.10 | 2.03.06 | (*) Double - handling of excavated material; ( if it is instructed by the Engineer) |  | m3 | 78010 | 1 | 78010 | 5 | 390050 | 5 | 390050 | 2 | 156020 | 11 | 858110 | 9.68 | 755136.8 | 0 | 0
| Note | Note Details
3.6.11 | - | Filling
| Item Code | Description | Item Remarks | Unit of Measurement | Quantity/Base Price | Unit Price/Discount % | Total | Unit Price/Discount % | Total | Unit Price/Discount % | Total | Unit Price/Discount % | Total | Unit Price/Discount % | Total | Unit Price/Discount % | Total | Unit Price/Discount % | Total
3.6.12 | 2.03.07 | (*) General filling to proposed grading level with selected excavated (Dune Sand), 300mm thickness, including compaction as shown on drawings and as specified |  | m3 | 1126845 | 6 | 6761070 | 8 | 9014760 | 8 | 9014760 | 5 | 5634225 | 8 | 9014760 | 7.53 | 8485142.85 | 0 | 0
3.6.13 | 2.03.08 | (*) Embankment filling with imported natural material, 150mm thick layer, including compaction to 95% MDD with CBR >20%, as shown on drawings and as specified. |  | m3 | 42016 | 19 | 798304 | 27 | 1134432 | 27 | 1134432 | 25 | 1050400 | 48 | 2016768 | 23.66 | 994098.56 | 0 | 0
3.6.14 | 2.03.09 | (*) Embankment filling with imported natural material, 150mm thick layer, including compaction to 95% MDD with CBR >30%, as shown on drawings and as specified. |  | m3 | 8550 | 19 | 162450 | 36 | 307800 | 36 | 307800 | 25 | 213750 | 50 | 427500 | 26.89 | 229909.5 | 0 | 0
3.6.15 | 2.03.10 | (*) Embankment filling with imported natural material, 200mm thick; including each layer compacted to at least 95% MDD with CBR >30%, as shown on drawings and as specified. |  | m3 | 303325 | 19 | 5763175 | 36 | 10919700 | 36 | 10919700 | 25 | 7583125 | 50 | 15166250 | 21.51 | 6524520.75 | 0 | 0
3.6.16 | 2.03.11 | (*) Embankment filling with imported natural material, 300mm thick laid in two equal layers, including each layer compacted to at least 95% MDD with CBR >30%, as shown on drawings and as specified. |  | m3 | 57660 | 19 | 1095540 | 36 | 2075760 | 36 | 2075760 | 25 | 1441500 | 50 | 2883000 | 23.66 | 1364235.6 | 0 | 0
3.6.17 | 2.03.12 | (*) Embankment filling with improved rock subgrade material, 50mm thick layer, including compaction as per specifications. |  | m3 | 7090 | 76 | 538840 | 300 | 2127000 | 300 | 2127000 | 110 | 779900 | 130 | 921700 | 96.8 | 686312 | 0 | 0
3.6.18 | 2.03.13 | (*) Embankment filling with improved rock subgrade material, 120mm thick layer, including compaction as per specifications. |  | m3 | 7090 | 76 | 538840 | 300 | 2127000 | 300 | 2127000 | 115 | 815350 | 130 | 921700 | 96.8 | 686312 | 0 | 0
3.6.19 | 2.03.14 | (*) Embankment filling with improved rock subgrade material, 180mm thick layer, including compaction as per specifications. |  | m3 | 7090 | 76 | 538840 | 300 | 2127000 | 300 | 2127000 | 110 | 779900 | 130 | 921700 | 96.8 | 686312 | 0 | 0
| Note | Note Details
3.6.20 | - | Filling ancillaries
| Item Code | Description | Item Remarks | Unit of Measurement | Quantity/Base Price | Unit Price/Discount % | Total | Unit Price/Discount % | Total | Unit Price/Discount % | Total | Unit Price/Discount % | Total | Unit Price/Discount % | Total | Unit Price/Discount % | Total | Unit Price/Discount % | Total
3.6.21 | 2.03.15 | (*) Preparation of filled surfaces to receive permanent works; |  | m2 | 902460 | 2 | 1804920 | 3 | 2707380 | 3 | 2707380 | 0.25 | 225615 | 3 | 2707380 | 1.61 | 1452960.6 | 0 | 0
| Note | Note Details
3.6.22 | - | Contractor's Adjustment
| Item Code | Description | Item Remarks | Unit of Measurement | Quantity/Base Price | Unit Price/Discount % | Total | Unit Price/Discount % | Total | Unit Price/Discount % | Total | Unit Price/Discount % | Total | Unit Price/Discount % | Total | Unit Price/Discount % | Total | Unit Price/Discount % | Total
3.6.23 | 2.03.16 | (*) The Contractor may price here any new items or additional quantity for an existing BOQ item, which are shown in the Drawings or any other Tender/Contract Documents but overlooked or not specifically mentioned herein and is necessary for the satisfactory completion of the Works/this section. Should the Contractor fail to insert any item here, it will be deemed that his lump sum Tender Price includes all such items and no claims for additional items will be entertained. |  | Sum | 1 | 0 | 0 | 0 | 0 | 0 | 0 | 0 | 0 | 0 | 0 | 0 | 0 | 45441090.88 | 45441090.88
| Note | Note Details
3.6.24 | - | Please attach one PDF file to be named "Additional Items for (insert bill no/name & Section No/name)" for the details of these additional items in the additional attachment area in the Commercial Envelope.
3.7 BILL NO. 2.04- STRUCTURAL METAL WORKS | [5 empty] | 7 (out of 7) | 91861 | 7 (out of 7) | 115800 | 7 (out of 7) | 115800 | 7 (out of 7) | 47589 | 7 (out of 7) | 130209 | 7 (out of 7) | 115078.6 | 7 (out of 7) | 210161.1
| Note | Note Details
3.7.1 | - | Monotube Sign Structures
3.7.2 | - | Hot rolled structural steelwork, all in accordance with Specifications and Drawings including necessary protective coating to Sign Structures in accordance with Traffic Control Devices Manual First Edition. 2014 of Department of Transport Abu Dhabi
3.7.3 | - | Ground Mounted Sign Structures
3.7.4 | - | Rectangular posts for ground mounted signs complete as detailed in Department of Transport Abu Dhabi Traffic Control Devices Manual
| Item Code | Description | Item Remarks | Unit of Measurement | Quantity/Base Price | Unit Price/Discount % | Total | Unit Price/Discount % | Total | Unit Price/Discount % | Total | Unit Price/Discount % | Total | Unit Price/Discount % | Total | Unit Price/Discount % | Total | Unit Price/Discount % | Total
3.7.5 | 2.04.01 | (*) Type 512 |  | nr | 3 | 10706 | 32118 | 25000 | 75000 | 25000 | 75000 | 6642 | 19926 | 22855 | 68565 | 12906.01 | 38718.03 | 0 | 0
3.7.6 | 2.04.02 | (*) Type 515 |  | nr | 2 | 4112 | 8224 | 1650 | 3300 | 1650 | 3300 | 3927 | 7854 | 2186 | 4372 | 8604.01 | 17208.02 | 0 | 0
3.7.7 | 2.04.03 | (*) Temporary Sign (TEMP-1) |  | nr | 2 | 2409 | 4818 | 400 | 800 | 400 | 800 | 2772 | 5544 | 2186 | 4372 | 10755.01 | 21510.02 | 0 | 0
| Note | Note Details
3.7.8 | - | IN SITU CONCRETE
3.7.9 | - | CIDH Foundations
3.7.10 | - | Rectangular Sign foundation for ground mounted signs complete as detailed in Department of Transport Abu Dhabi Traffic Control Devices Manual including all excavation, supply and fix concrete formwork reinforcement, bolt assembly etc.
| Item Code | Description | Item Remarks | Unit of Measurement | Quantity/Base Price | Unit Price/Discount % | Total | Unit Price/Discount % | Total | Unit Price/Discount % | Total | Unit Price/Discount % | Total | Unit Price/Discount % | Total | Unit Price/Discount % | Total | Unit Price/Discount % | Total
3.7.11 | 2.04.04 | (*) CIDH Foundation for Type 512 |  | nr | 3 | 7887 | 23661 | 12000 | 36000 | 12000 | 36000 | 2599 | 7797 | 8050 | 24150 | 3764.25 | 11292.75 | 0 | 0
3.7.12 | 2.04.05 | (*) CIDH Foundation for Type 515 |  | nr | 2 | 7809 | 15618 | 250 | 500 | 250 | 500 | 1617 | 3234 | 7475 | 14950 | 6453.01 | 12906.02 | 0 | 0
3.7.13 | 2.04.06 | (*) CIDH Foundation for Temporary Sign (TEMP-1) |  | nr | 2 | 3711 | 7422 | 100 | 200 | 100 | 200 | 1617 | 3234 | 6900 | 13800 | 6721.88 | 13443.76 | 0 | 0
| Note | Note Details
3.7.14 | - | Contractor's Adjustment
| Item Code | Description | Item Remarks | Unit of Measurement | Quantity/Base Price | Unit Price/Discount % | Total | Unit Price/Discount % | Total | Unit Price/Discount % | Total | Unit Price/Discount % | Total | Unit Price/Discount % | Total | Unit Price/Discount % | Total | Unit Price/Discount % | Total
3.7.15 | 2.04.07 | (*) The Contractor may price here any new items or additional quantity for an existing BOQ item, which are shown in the Drawings or any other Tender/Contract Documents but overlooked or not specifically mentioned herein and is necessary for the satisfactory completion of the Works/this section. Should the Contractor fail to insert any item here, it will be deemed that his lump sum Tender Price includes all such items and no claims for additional items will be entertained. |  | Sum | 1 | 0 | 0 | 0 | 0 | 0 | 0 | 0 | 0 | 0 | 0 | 0 | 0 | 210161.1 | 210161.1
| Note | Note Details
3.7.16 | - | Please attach one PDF file to be named "Additional Items for (insert bill no/name & Section No/name)" for the details of these additional items in the additional attachment area in the Commercial Envelope.
3.8 BILL NO. 2.05 - ROADS AND PAVINGS | [5 empty] | 92 (out of 92) | 22009997 | 92 (out of 92) | 34506350 | 92 (out of 92) | 34506350 | 92 (out of 92) | 27853010 | 92 (out of 92) | 28139984 | 92 (out of 92) | 23630754.26 | 92 (out of 92) | 63697493.03
| Note | Note Details
3.8.1 | - | Sub-base, flexible road bases and surfacing
| Item Code | Description | Item Remarks | Unit of Measurement | Quantity/Base Price | Unit Price/Discount % | Total | Unit Price/Discount % | Total | Unit Price/Discount % | Total | Unit Price/Discount % | Total | Unit Price/Discount % | Total | Unit Price/Discount % | Total | Unit Price/Discount % | Total
3.8.2 | 2.05.01 | (*) Geotextiles |  | m2 | 8153 | 3 | 24459 | 5 | 40765 | 5 | 40765 | 8 | 65224 | 4 | 32612 | 3.23 | 26334.19 | 0 | 0
3.8.3 | 2.05.02 | (*) Granular Sub base CBR > 60% type II, depth 150mm |  | m2 | 7090 | 16 | 113440 | 29 | 205610 | 29 | 205610 | 21 | 148890 | 22 | 155980 | 14.2 | 100678 | 0 | 0
3.8.4 | 2.05.03 | (*) Granular Sub base CBR > 60% type II, depth 300mm; in two layers (each layer 15cm thick) |  | m2 | 135986 | 32 | 4351552 | 58 | 7887188 | 58 | 7887188 | 39 | 5303454 | 43 | 5847398 | 28.39 | 3860642.54 | 0 | 0
3.8.5 | 2.05.04 | (*) Granular Sub base CBR > 60% type II, depth 600mm; in four layers (each layer 15cm thick) |  | m2 | 6310 | 62 | 391220 | 115 | 725650 | 115 | 725650 | 69 | 435390 | 86 | 542660 | 57 | 359670 | 0 | 0
3.8.6 | 2.05.05 | (*) Asphaltic concrete wearing course, depth 50mm |  | m2 | 13395 | 24 | 321480 | 35 | 468825 | 35 | 468825 | 30 | 401850 | 20 | 267900 | 22.59 | 302593.05 | 0 | 0
3.8.7 | 2.05.06 | (*) Asphaltic concrete binder course, depth 60mm |  | m2 | 13395 | 28 | 375060 | 41 | 549195 | 41 | 549195 | 33 | 442035 | 24 | 321480 | 25.81 | 345724.95 | 0 | 0
3.8.8 | 2.05.07 | (*) Asphaltic concrete binder course, depth 80mm |  | m2 | 135986 | 36 | 4895496 | 53 | 7207258 | 53 | 7207258 | 43 | 5847398 | 32 | 4351552 | 34.42 | 4680638.12 | 0 | 0
3.8.9 | 2.05.08 | (*) Asphaltic concrete base course, depth 100mm |  | m2 | 7090 | 43 | 304870 | 66 | 467940 | 66 | 467940 | 50 | 354500 | 39 | 276510 | 43.02 | 305011.8 | 0 | 0
3.8.10 | 2.05.09 | (*) Bituminous prime coat |  | m2 | 143076 | 3 | 429228 | 4 | 572304 | 4 | 572304 | 3 | 429228 | 3 | 429228 | 2.9 | 414920.4 | 0 | 0
3.8.11 | 2.05.10 | (*) Bituminous tack coat |  | m2 | 26790 | 1 | 26790 | 3 | 80370 | 3 | 80370 | 2 | 53580 | 1 | 26790 | 1.72 | 46078.8 | 0 | 0
3.8.12 | 2.05.11 | (*) Cold planning (milling) and remove existing road surfaces up to 100mm depth; milled material to be removed to dump site. |  | m2 | 500 | 45 | 22500 | 85 | 42500 | 85 | 42500 | 80 | 40000 | 31 | 15500 | 53.78 | 26890 | 0 | 0
| Note | Note Details
3.8.13 | - | Tying to Existing Pavement
3.8.14 | - | Tying to existing pavement as detailed on Particular Drawings No. 7514-INF-SWE-TD-ROD-403 & 1403. including breakout existing pavement layers in steps, geo gride, saw cutting, vertical tack/prime coat, milling (if required) and all necessary preparations work, removal to approved tip.
| Item Code | Description | Item Remarks | Unit of Measurement | Quantity/Base Price | Unit Price/Discount % | Total | Unit Price/Discount % | Total | Unit Price/Discount % | Total | Unit Price/Discount % | Total | Unit Price/Discount % | Total | Unit Price/Discount % | Total | Unit Price/Discount % | Total
3.8.15 | 2.05.12 | (*) New pavement with existing pavement; longitudinal joints |  | m | 1655 | 90 | 148950 | 1000 | 1655000 | 1000 | 1655000 | 109 | 180395 | 511 | 845705 | 107.55 | 177995.25 | 0 | 0
3.8.16 | 2.05.13 | (*) New pavement with existing pavement; transverse joints |  | m | 100 | 90 | 9000 | 750 | 75000 | 750 | 75000 | 109 | 10900 | 511 | 51100 | 215.1 | 21510 | 0 | 0
| Note | Note Details
3.8.17 | - | Kerbs, channels & edgings
3.8.18 | - | Kerb, channels and edgings; straight or curved complete as shown in drawings & specification including transition, concrete hunching, foundation, formwork, earthworks, backfilling, disposal of surplus excavated material on designated.
| Item Code | Description | Item Remarks | Unit of Measurement | Quantity/Base Price | Unit Price/Discount % | Total | Unit Price/Discount % | Total | Unit Price/Discount % | Total | Unit Price/Discount % | Total | Unit Price/Discount % | Total | Unit Price/Discount % | Total | Unit Price/Discount % | Total
3.8.19 | 2.05.14 | (*) Precast concrete upstand kerbs type "A" 600 x 150 x 300 mm straight or curved to radius exceeding 12m as per Drawing No. 7514-INF-SWE-TD-ROD-450, and specification |  | m | 970 | 45 | 43650 | 52 | 50440 | 52 | 50440 | 65 | 63050 | 82 | 79540 | 73.13 | 70936.1 | 0 | 0
3.8.20 | 2.05.15 | (*) Precast concrete upstand kerbs type "A" 600 x 150 x 300 mm curved to radius not exceeding 12m as per Drawing No. 7514-INF-SWE-TD-ROD-450, and specification |  | m | 40 | 45 | 1800 | 60 | 2400 | 60 | 2400 | 65 | 2600 | 102 | 4080 | 75.29 | 3011.6 | 0 | 0
3.8.21 | 2.05.16 | (*) Precast concrete mountable/drop kerbs type "B" 600 x 300 x 150 mm straight or curved to radius exceeding 12m as per Drawing No. 7514-INF-SWE-TD-ROD-450, and specification |  | m | 30540 | 46 | 1404840 | 55 | 1679700 | 55 | 1679700 | 66 | 2015640 | 81 | 2473740 | 69.91 | 2135051.4 | 0 | 0
3.8.22 | 2.05.17 | (*) Precast concrete mountable/drop kerbs type "B" 600 x 300 x 150 mm curved to radius not exceeding 12m as per Drawing No. 7514-INF-SWE-TD-ROD-450, and specification |  | m | 2680 | 46 | 123280 | 63 | 168840 | 63 | 168840 | 66 | 176880 | 85 | 227800 | 73.13 | 195988.4 | 0 | 0
3.8.23 | 2.05.18 | (*) Precast concrete flush kerbs type "C" 600 x 300 x 100 mm straight or curved to radius exceeding 12m as per Drawing No. 7514-INF-SAD-TD-ROD-450, and specification |  | m | 190 | 43 | 8170 | 52 | 9880 | 52 | 9880 | 59 | 11210 | 69 | 13110 | 70.98 | 13486.2 | 0 | 0
3.8.24 | 2.05.19 | (*) Precast concrete flush kerbs type "C" 600 x 300 x 100 mm curved to radius not exceeding 12m as per Drawing No. 7514-INF-SAD-TD-ROD-1450, and specification |  | m | 35 | 43 | 1505 | 60 | 2100 | 60 | 2100 | 59 | 2065 | 75 | 2625 | 73.13 | 2559.55 | 0 | 0
3.8.25 | 2.05.20 | (*) Precast concrete flush kerbs type "D" 600 x 150 x 200 mm straight or curved to radius exceeding 12m as per Drawing No. 7514-INF-SAD-TD-ROD-1450, and specification |  | m | 1185 | 44 | 52140 | 52 | 61620 | 52 | 61620 | 59 | 69915 | 82 | 97170 | 64.53 | 76468.05 | 0 | 0
3.8.26 | 2.05.21 | (*) Precast concrete flush kerbs type "D" 600 x 150 x 200 mm curved to radius not exceeding 12m as per Drawing No. 7514-INF-SAD-TD-ROD-450, and specification |  | m | 1190 | 44 | 52360 | 60 | 71400 | 60 | 71400 | 59 | 70210 | 86 | 102340 | 67.76 | 80634.4 | 0 | 0
3.8.27 | 2.05.22 | (*) Precast concrete flush kerbs type "F" 600 x 150 x 300 mm straight or curved to radius exceeding 12m as per Drawing No. 7514-INF-SAD-TD-ROD-450, and specification |  | m | 11465 | 49 | 561785 | 56 | 642040 | 56 | 642040 | 80 | 917200 | 82 | 940130 | 69.91 | 801518.15 | 0 | 0
3.8.28 | 2.05.23 | (*) Precast concrete flush kerbs type "F" 600 x 200 x 400 mm straight or curved to radius exceeding 12m as per Drawing No. 7514-INF-SAD-TD-ROD-450, and specification |  | m | 1235 | 52 | 64220 | 77 | 95095 | 77 | 95095 | 80 | 98800 | 82 | 101270 | 72.06 | 88994.1 | 0 | 0
3.8.29 | 2.05.24 | (*) Precast concrete upstand kerbs type "K" 600 x 150 x 250 mm straight or curved to radius exceeding 12m as per Drawing No. 7514-INF-SAD-TD-ROD-450, and specification |  | m | 30540 | 45 | 1374300 | 56 | 1710240 | 56 | 1710240 | 63 | 1924020 | 94 | 2870760 | 69.91 | 2135051.4 | 0 | 0
3.8.30 | 2.05.25 | (*) Precast concrete upstand kerbs type "K" 600 x 150 x 250 mm curved to radius not exceeding 12m as per Drawing No. 7514-INF-SAD-TD-ROD-450, and specification |  | m | 2500 | 45 | 112500 | 60 | 150000 | 60 | 150000 | 63 | 157500 | 94 | 235000 | 72.06 | 180150 | 0 | 0
3.8.31 | 2.05.26 | (*) Precast concrete Tyre Friendly kerbs 600 x 435 x 350 mm straight or curved to radius exceeding 12m as per Drawing No. 7514-INF-SAD-TD-ROD-450, and specification |  | m | 300 | 71 | 21300 | 125 | 37500 | 125 | 37500 | 138 | 41400 | 156 | 46800 | 155.95 | 46785 | 0 | 0
| Note | Note Details
3.8.32 | - | Light duty pavement
3.8.33 | - | Precast interlocking concrete paving blocks; (approved colour, pattern and design) on and including 40 mm thick crushed sand bed and 150 mm thick granular sub base.
3.8.34 | - | Block Paving Tiles 60mm for Acceleration & Deceleration E22
| Item Code | Description | Item Remarks | Unit of Measurement | Quantity/Base Price | Unit Price/Discount % | Total | Unit Price/Discount % | Total | Unit Price/Discount % | Total | Unit Price/Discount % | Total | Unit Price/Discount % | Total | Unit Price/Discount % | Total | Unit Price/Discount % | Total
3.8.35 | 2.05.27 | (*) Granular Sub base CBR > 45% depth 150 mm |  | m2 | 2065 | 17 | 35105 | 29 | 59885 | 29 | 59885 | 22 | 45430 | 22 | 45430 | 13.98 | 28868.7 | 0 | 0
3.8.36 | 2.05.28 | (*) Precast concrete paving blocks (approved colour, pattern and design) thickness 60mm on and including 40 mm thick sand bed to pedestrian traffic. |  | m2 | 2065 | 40 | 82600 | 63 | 130095 | 63 | 130095 | 50 | 103250 | 62 | 128030 | 55.93 | 115495.45 | 0 | 0
| Note | Note Details
3.8.37 | - | Block Paving Tiles 80mm for Driveways, Raised T-Junction & Coss walk
| Item Code | Description | Item Remarks | Unit of Measurement | Quantity/Base Price | Unit Price/Discount % | Total | Unit Price/Discount % | Total | Unit Price/Discount % | Total | Unit Price/Discount % | Total | Unit Price/Discount % | Total | Unit Price/Discount % | Total | Unit Price/Discount % | Total
3.8.38 | 2.05.29 | (*) Granular Sub base CBR > 60% type II, depth 300mm thickin; two layers (each layer 15cm thick) |  | m2 | 39965 | 32 | 1278880 | 58 | 2317970 | 58 | 2317970 | 42 | 1678530 | 43 | 1718495 | 27.96 | 1117421.4 | 0 | 0
3.8.39 | 2.05.30 | (*) Precast concrete block paving tiles; thickness 80mm on and including 40mm thick sand bed |  | m2 | 39965 | 66 | 2637690 | 66 | 2637690 | 66 | 2637690 | 57 | 2278005 | 66 | 2637690 | 58.08 | 2321167.2 | 0 | 0
| Note | Note Details
3.8.40 | - | Speed Hump
3.8.41 | - | Speed Hump shall allow for all material required Asphalt, subbase, saw cutting, tack coat and painting by pavement marking etc.)
| Item Code | Description | Item Remarks | Unit of Measurement | Quantity/Base Price | Unit Price/Discount % | Total | Unit Price/Discount % | Total | Unit Price/Discount % | Total | Unit Price/Discount % | Total | Unit Price/Discount % | Total | Unit Price/Discount % | Total | Unit Price/Discount % | Total
3.8.42 | 2.05.31 | (*) Speed Hump; Size: 3700 x 6000mm |  | nr | 20 | 2519 | 50380 | 8000 | 160000 | 8000 | 160000 | 4092 | 81840 | 814 | 16280 | 5377.51 | 107550.2 | 0 | 0
3.8.43 | 2.05.32 | (*) Speed Hump; Size: 3700 x 7000mm |  | nr | 15 | 2693 | 40395 | 9200 | 138000 | 9200 | 138000 | 4729 | 70935 | 976 | 14640 | 6453.01 | 96795.15 | 0 | 0
| Note | Note Details
3.8.44 | - | Ancillaries - Traffic signs
3.8.45 | - | Non - illuminated
3.8.46 | - | In accordance with Traffic Control Devices Manual First Edition. 2014 of Department of Transport Abu Dhabi
3.8.47 | - | Warning and Regulatory Sign and Posts including all necessary Civil works
| Item Code | Description | Item Remarks | Unit of Measurement | Quantity/Base Price | Unit Price/Discount % | Total | Unit Price/Discount % | Total | Unit Price/Discount % | Total | Unit Price/Discount % | Total | Unit Price/Discount % | Total | Unit Price/Discount % | Total | Unit Price/Discount % | Total
3.8.48 | 2.05.33 | (*) Triangular Sign Panel; H = 750mm Sign No. 302 |  | nr | 115 | 573 | 65895 | 550 | 63250 | 550 | 63250 | 746 | 85790 | 563 | 64745 | 699.08 | 80394.2 | 0 | 0
3.8.49 | 2.05.34 | (*) Triangular Sign Panel; H = 750mm Sign No. 435 |  | nr | 150 | 573 | 85950 | 550 | 82500 | 550 | 82500 | 746 | 111900 | 563 | 84450 | 699.08 | 104862 | 0 | 0
3.8.50 | 2.05.35 | (*) Circular Sign Panel; diameter = 600mm Sign No. 326 |  | nr | 5 | 594 | 2970 | 460 | 2300 | 460 | 2300 | 781 | 3905 | 457 | 2285 | 645.3 | 3226.5 | 0 | 0
3.8.51 | 2.05.36 | (*) Circular Sign Panel; diameter = 600mm Sign No. 327 |  | nr | 5 | 552 | 2760 | 460 | 2300 | 460 | 2300 | 781 | 3905 | 469 | 2345 | 645.3 | 3226.5 | 0 | 0
3.8.52 | 2.05.37 | (*) Circular Sign Panel; diameter = 600mm Sign No. 340 |  | nr | 5 | 552 | 2760 | 650 | 3250 | 650 | 3250 | 781 | 3905 | 620 | 3100 | 645.3 | 3226.5 | 0 | 0
3.8.53 | 2.05.38 | (*) Circular Sign Panel; diameter = 750mm Sign No. 341 |  | nr | 5 | 726 | 3630 | 900 | 4500 | 900 | 4500 | 781 | 3905 | 747 | 3735 | 806.63 | 4033.15 | 0 | 0
3.8.54 | 2.05.39 | (*) Circular Sign Panel; diameter = 900mm Sign No. 345A |  | nr | 5 | 726 | 3630 | 1100 | 5500 | 1100 | 5500 | 884 | 4420 | 977 | 4885 | 1021.73 | 5108.65 | 0 | 0
3.8.55 | 2.05.40 | (*) Circular Sign Panel; diameter = 600mm Sign No. 8 - 7X |  | nr | 15 | 594 | 8910 | 650 | 9750 | 650 | 9750 | 781 | 11715 | 620 | 9300 | 806.63 | 12099.45 | 0 | 0
3.8.56 | 2.05.41 | (*) Rectangular Sign Panel; size = 470x300mm Sign No. 387 |  | nr | 15 | 542 | 8130 | 480 | 7200 | 480 | 7200 | 1447 | 21705 | 489 | 7335 | 860.4 | 12906 | 0 | 0
3.8.57 | 2.05.42 | (*) Rectangular Sign Panel; size = 1700x750mm Sign No. 392 |  | nr | 10 | 1104 | 11040 | 4000 | 40000 | 4000 | 40000 | 1447 | 14470 | 847 | 8470 | 1613.25 | 16132.5 | 0 | 0
3.8.58 | 2.05.43 | (*) Rectangular Sign Panel; size = 697x300mm Sign No. 397 |  | nr | 5 | 567 | 2835 | 650 | 3250 | 650 | 3250 | 1447 | 7235 | 551 | 2755 | 967.95 | 4839.75 | 0 | 0
3.8.59 | 2.05.44 | (*) Rectangular Sign Panel; size = 400x400mm Sign No. 454 |  | nr | 15 | 542 | 8130 | 450 | 6750 | 450 | 6750 | 1447 | 21705 | 448 | 6720 | 860.4 | 12906 | 0 | 0
3.8.60 | 2.05.45 | (*) Rectangular Sign Panel; size = 1200x400mm Sign No. 456 |  | nr | 5 | 921 | 4605 | 1100 | 5500 | 1100 | 5500 | 1447 | 7235 | 996 | 4980 | 1290.6 | 6453 | 0 | 0
3.8.61 | 2.05.46 | (*) Rectangular Sign Panel; size = 1600x1200mm Sign No. 465 |  | nr | 5 | 1478 | 7390 | 2000 | 10000 | 2000 | 10000 | 1447 | 7235 | 2223 | 11115 | 2688.75 | 13443.75 | 0 | 0
3.8.62 | 2.05.47 | (*) Triangular Sign Panel; H = 750mm Sign No. 435, with Supplementary plate |  | nr | 5 | 724 | 3620 | 770 | 3850 | 770 | 3850 | 918 | 4590 | 835 | 4175 | 537.75 | 2688.75 | 0 | 0
3.8.63 | 2.05.48 | (*) Triangular Sign Panel; H = 750mm Sign No. 420, with Supplementary plate |  | nr | 5 | 724 | 3620 | 770 | 3850 | 770 | 3850 | 918 | 4590 | 835 | 4175 | 537.75 | 2688.75 | 0 | 0
3.8.64 | 2.05.49 | (*) Circular Sign Panel; diameter = 600mm Sign No. 8 - 7X on shared posts |  | nr | 15 | 754 | 11310 | 150 | 2250 | 150 | 2250 | 980 | 14700 | 232 | 3480 | 860.4 | 12906 | 0 | 0
3.8.65 | 2.05.50 | (*) Circular Sign Panel; diameter = 900mm Sign No. 345B on shared posts |  | nr | 5 | 732 | 3660 | 350 | 1750 | 350 | 1750 | 1112 | 5560 | 492 | 2460 | 1021.73 | 5108.65 | 0 | 0
3.8.66 | 2.05.51 | (*) Triangular Sign Panel; H = 900mm Sign No. 412 on shared posts |  | nr | 5 | 662 | 3310 | 350 | 1750 | 350 | 1750 | 1003 | 5015 | 249 | 1245 | 645.3 | 3226.5 | 0 | 0
3.8.67 | 2.05.52 | (*) Triangular Sign Panel; H = 900mm Sign No. 416 on shared posts |  | nr | 5 | 679 | 3395 | 350 | 1750 | 350 | 1750 | 1003 | 5015 | 249 | 1245 | 645.3 | 3226.5 | 0 | 0
| Note | Note Details
3.8.68 | - | Sign Panel
3.8.69 | - | Supply and install special sign panel including posts, foundation, supports, excavation, backfilling, all in accordance with specification and drawings.
| Item Code | Description | Item Remarks | Unit of Measurement | Quantity/Base Price | Unit Price/Discount % | Total | Unit Price/Discount % | Total | Unit Price/Discount % | Total | Unit Price/Discount % | Total | Unit Price/Discount % | Total | Unit Price/Discount % | Total | Unit Price/Discount % | Total
3.8.70 | 2.05.53 | (*) Sign panel for Ground Mounted |  | nr | 165 | 562 | 92730 | 1650 | 272250 | 1650 | 272250 | 1316 | 217140 | 1854 | 305910 | 1882.13 | 310551.45 | 0 | 0
| Note | Note Details
3.8.71 | - | Surface Markings
3.8.72 | - | Ancillaries - Surface marking; Thermo Plastic Marking as specified
| Item Code | Description | Item Remarks | Unit of Measurement | Quantity/Base Price | Unit Price/Discount % | Total | Unit Price/Discount % | Total | Unit Price/Discount % | Total | Unit Price/Discount % | Total | Unit Price/Discount % | Total | Unit Price/Discount % | Total | Unit Price/Discount % | Total
3.8.73 | 2.05.54 | (*) Green/White Retroreflective road studs. |  | nr | 860 | 25 | 21500 | 50 | 43000 | 50 | 43000 | 131 | 112660 | 51 | 43860 | 53.78 | 46250.8 | 0 | 0
3.8.74 | 2.05.55 | (*) Red/White Retroreflective road studs. |  | nr | 1040 | 25 | 26000 | 50 | 52000 | 50 | 52000 | 131 | 136240 | 51 | 53040 | 53.78 | 55931.2 | 0 | 0
3.8.75 | 2.05.56 | (*) Pavement arrow: type 614A |  | nr | 5 | 52 | 260 | 120 | 600 | 120 | 600 | 140 | 700 | 83 | 415 | 65.01 | 325.05 | 0 | 0
3.8.76 | 2.05.57 | (*) Pavement arrow: type 614B |  | nr | 5 | 52 | 260 | 120 | 600 | 120 | 600 | 140 | 700 | 83 | 415 | 65.01 | 325.05 | 0 | 0
3.8.77 | 2.05.58 | (*) Pavement arrow: type 615 |  | nr | 5 | 70 | 350 | 150 | 750 | 150 | 750 | 140 | 700 | 109 | 545 | 85.02 | 425.1 | 0 | 0
3.8.78 | 2.05.59 | (*) Pavement arrow: type 617 |  | nr | 5 | 96 | 480 | 180 | 900 | 180 | 900 | 140 | 700 | 128 | 640 | 100.02 | 500.1 | 0 | 0
3.8.79 | 2.05.60 | (*) Pavement arrow: type M19 |  | nr | 5 | 622 | 3110 | 180 | 900 | 180 | 900 | 140 | 700 | 895 | 4475 | 700.15 | 3500.75 | 0 | 0
3.8.80 | 2.05.61 | (*) Pavement arrow: type 656 |  | nr | 5 | 52 | 260 | 180 | 900 | 180 | 900 | 140 | 700 | 83 | 415 | 65.01 | 325.05 | 0 | 0
3.8.81 | 2.05.62 | (*) Pavement disabled parking Symble: type 623.4 |  | nr | 15 | 221 | 3315 | 2000 | 30000 | 2000 | 30000 | 140 | 2100 | 447 | 6705 | 1050.23 | 15753.45 | 0 | 0
3.8.82 | 2.05.63 | (*) Pavement cycle track marking |  | nr | 175 | 221 | 38675 | 1200 | 210000 | 1200 | 210000 | 140 | 24500 | 89 | 15575 | 300.06 | 52510.5 | 0 | 0
3.8.83 | 2.05.64 | (*) White continuous lines; 100 mm wide; type 612 |  | m | 10420 | 5 | 52100 | 8 | 83360 | 8 | 83360 | 6 | 62520 | 4 | 41680 | 2.5 | 26050 | 0 | 0
3.8.84 | 2.05.65 | (*) White continuous lines; 100 mm wide; type 621 |  | m | 140 | 5 | 700 | 8 | 1120 | 8 | 1120 | 6 | 840 | 6 | 840 | 4.5 | 630 | 0 | 0
3.8.85 | 2.05.66 | (*) Blue continuous lines; 100 mm wide; type 621 |  | m | 258 | 5 | 1290 | 10 | 2580 | 10 | 2580 | 6 | 1548 | 9 | 2322 | 7 | 1806 | 0 | 0
3.8.86 | 2.05.67 | (*) White continuous lines; 200 mm wide; type 613 |  | m | 5160 | 6 | 30960 | 12 | 61920 | 12 | 61920 | 8 | 41280 | 6 | 30960 | 4 | 20640 | 0 | 0
3.8.87 | 2.05.68 | (*) Yellow continuous lines; 300 mm wide; type 650 |  | m | 105 | 15 | 1575 | 24 | 2520 | 24 | 2520 | 18 | 1890 | 28 | 2940 | 4.7 | 493.5 | 0 | 0
3.8.88 | 2.05.69 | (*) Yellow intermittent lines; 100 mm wide; type 652 |  | m | 70 | 4 | 280 | 5 | 350 | 5 | 350 | 6 | 420 | 4 | 280 | 3 | 210 | 0 | 0
3.8.89 | 2.05.70 | (*) White intermittent lines; 100 mm wide; type 652 |  | m | 45 | 4 | 180 | 4 | 180 | 4 | 180 | 6 | 270 | 4 | 180 | 3 | 135 | 0 | 0
3.8.90 | 2.05.71 | (*) White intermittent lines; 150 mm wide; type 611 |  | m | 6520 | 5 | 32600 | 12 | 78240 | 12 | 78240 | 7 | 45640 | 5 | 32600 | 4 | 26080 | 0 | 0
3.8.91 | 2.05.72 | (*) White intermittent lines; 200 mm wide; type 601 |  | m | 55 | 6 | 330 | 16 | 880 | 16 | 880 | 8 | 440 | 15 | 825 | 5 | 275 | 0 | 0
3.8.92 | 2.05.73 | (*) White intermittent lines; 200 mm wide; type 681 |  | m | 1390 | 6 | 8340 | 16 | 22240 | 16 | 22240 | 8 | 11120 | 6 | 8340 | 5 | 6950 | 0 | 0
3.8.93 | 2.05.74 | (*) White intermittent lines; 300 mm wide; type 602 |  | m | 790 | 13 | 10270 | 24 | 18960 | 24 | 18960 | 18 | 14220 | 17 | 13430 | 15 | 11850 | 0 | 0
3.8.94 | 2.05.75 | (*) Yellow continuous lines (Rumble Strip) |  | m | 900 | 28 | 25200 | 35 | 31500 | 35 | 31500 | 58 | 52200 | 28 | 25200 | 30.01 | 27009 | 0 | 0
3.8.95 | 2.05.76 | (*) White/Yellow/Blue chevron, Speed Hump, Disabled Parking, Raised T-Junction, Cross walk and hatch marking; type 657 & 658 |  | m2 | 250 | 43 | 10750 | 75 | 18750 | 75 | 18750 | 69 | 17250 | 58 | 14500 | 45.01 | 11252.5 | 0 | 0
3.8.96 | 2.05.77 | (*) Remove existing road marking by sand blasting |  | m2 | 20 | 86 | 1720 | 150 | 3000 | 150 | 3000 | 52 | 1040 | 160 | 3200 | 125.03 | 2500.6 | 0 | 0
| Note | Note Details
3.8.97 | - | Painting
3.8.98 | - | Chlorinated rubber based quick drying paint applied in two coats to exposed faces of concrete kerbs and road separator; colour as per drawing/specification and as directed by the Engineer
| Item Code | Description | Item Remarks | Unit of Measurement | Quantity/Base Price | Unit Price/Discount % | Total | Unit Price/Discount % | Total | Unit Price/Discount % | Total | Unit Price/Discount % | Total | Unit Price/Discount % | Total | Unit Price/Discount % | Total | Unit Price/Discount % | Total
3.8.99 | 2.05.78 | (*) Painting on kerbs |  | m2 | 9950 | 12 | 119400 | 8 | 79600 | 8 | 79600 | 25 | 248750 | 26 | 258700 | 18 | 179100 | 0 | 0
| Note | Note Details
3.8.100 | - | PAINTING ON ASPHALT
3.8.101 | - | Supply of labour, materials and machinery for the application of Red coloured, high UV resistant, low colour fasting, hand or machine applied, flexible, low dirt pick-up, no more than 8-hours curing time, cold plastic road surface marking material with strong adhesion to asphaltic concrete and concrete surfaces with skid resistance value of no less than 0.45 (coefficient of friction). (continued)
3.8.102 | - | (continued). Finished product is have a durability for use at bus stops and shall have a colour-retention guarantee of at least 3 years.
| Item Code | Description | Item Remarks | Unit of Measurement | Quantity/Base Price | Unit Price/Discount % | Total | Unit Price/Discount % | Total | Unit Price/Discount % | Total | Unit Price/Discount % | Total | Unit Price/Discount % | Total | Unit Price/Discount % | Total | Unit Price/Discount % | Total
3.8.103 | 2.05.79 | (*) Painting on Asphalt |  | m2 | 850 | 73 | 62050 | 100 | 85000 | 100 | 85000 | 131 | 111350 | 128 | 108800 | 107.55 | 91417.5 | 0 | 0
| Note | Note Details
3.8.104 | - | MISCELLANEOUS WORK
3.8.105 | - | Fences
| Item Code | Description | Item Remarks | Unit of Measurement | Quantity/Base Price | Unit Price/Discount % | Total | Unit Price/Discount % | Total | Unit Price/Discount % | Total | Unit Price/Discount % | Total | Unit Price/Discount % | Total | Unit Price/Discount % | Total | Unit Price/Discount % | Total
3.8.106 | 2.05.80 | (*) Chain link fence including excavation,backfilling,concrete footing, posts, setting posts, braces, tension wires and all hardware and fittings as specified and shown on Standard Drawing No. C-35 & C-36. |  | m | 465 | 142 | 66030 | 660 | 306900 | 660 | 306900 | 442 | 205530 | 174 | 80910 | 215.1 | 100021.5 | 0 | 0
3.8.107 | 2.05.81 | (*) Hot-dip galvanized and powder coated post, 1.85m high camel fence complete as detailed on Standard Drawing No. 7514-INF-SWE-TD-ROD-661 |  | m | 2425 | 76 | 184300 | 150 | 363750 | 150 | 363750 | 109 | 264325 | 109 | 264325 | 134.44 | 326017 | 0 | 0
3.8.108 | 2.05.82 | (*) Galvanized mild steel guard rail, single face (GR-SF); 3200mm spacing between posts including accessories complete as detailed on Standard Drawing. No. C-21. |  | m | 3425 | 132 | 452100 | 200 | 685000 | 200 | 685000 | 226 | 774050 | 207 | 708975 | 129.06 | 442030.5 | 0 | 0
3.8.109 | 2.05.83 | (*) Galvanized mild steel single face fixed object attachment (GR-FDA); 12.80m long complete as detailed on Standard Drawing No. C-24. |  | nr | 6 | 1160 | 6960 | 2700 | 16200 | 2700 | 16200 | 7547 | 45282 | 1406 | 8436 | 5377.51 | 32265.06 | 0 | 0
3.8.110 | 2.05.84 | (*) Galvanized mild steel single face special end shoe complete as detailed on Standard Drawing No. C-24. |  | nr | 2 | 1928 | 3856 | 500 | 1000 | 500 | 1000 | 286 | 572 | 460 | 920 | 5377.51 | 10755.02 | 0 | 0
3.8.111 | 2.05.85 | (*) Galvanized mild steel single face fish tail end (Type A) complete as detailed on Standard Drawing No. C-21. |  | nr | 2 | 627 | 1254 | 200 | 400 | 200 | 400 | 229 | 458 | 1406 | 2812 | 5377.51 | 10755.02 | 0 | 0
3.8.112 | 2.05.86 | (*) Galvanized mild steel single face approach end complete as detailed on Standard Drawing No. C-21. |  | nr | 2 | 766 | 1532 | 3000 | 6000 | 3000 | 6000 | 229 | 458 | 6392 | 12784 | 5377.51 | 10755.02 | 0 | 0
3.8.113 | 2.05.87 | (*) Cast in place concrete barrier type - I & IA (CB-SF) with weep holes complete as detailed on Standard Drawing No. C-6. |  | m | 1705 | 492 | 838860 | 700 | 1193500 | 700 | 1193500 | 644 | 1098020 | 320 | 545600 | 510.86 | 871016.3 | 0 | 0
3.8.114 | 2.05.88 | (*) Cast in place single face concrete barrier end terminal (CB-ET); 5.00m long complete as shown on Standard Drawing. No. C-7. |  | nr | 5 | 2036 | 10180 | 800 | 4000 | 800 | 4000 | 3402 | 17010 | 959 | 4795 | 2688.75 | 13443.75 | 0 | 0
| Note | Note Details
3.8.115 | - | Crash Cushions price shall be full compensation for supply of material and labour with its application including all items such as the supply, erection crash cushion system, concrete foundation, equipments and for inspection as long as necessary to complete the works to the satisfaction of the Engineer.
| Item Code | Description | Item Remarks | Unit of Measurement | Quantity/Base Price | Unit Price/Discount % | Total | Unit Price/Discount % | Total | Unit Price/Discount % | Total | Unit Price/Discount % | Total | Unit Price/Discount % | Total | Unit Price/Discount % | Total | Unit Price/Discount % | Total
3.8.116 | 2.05.89 | (*) Crash Cushions (type TL3) 8.500m long complete as detailed on Standard Drawing No. C-10. |  | nr | 2 | 79200 | 158400 | 200000 | 400000 | 200000 | 400000 | 133394 | 266788 | 121445 | 242890 | 61303.57 | 122607.14 | 0 | 0
| Note | Note Details
3.8.117 | - | Animal Grid shall be full compensation for supply of material and labour with its application including all items such as the supply, erection animal grid, concrete foundation, soakway, equipments and for inspection as long as necessary to complete the works to the satisfaction of the Engineer.
| Item Code | Description | Item Remarks | Unit of Measurement | Quantity/Base Price | Unit Price/Discount % | Total | Unit Price/Discount % | Total | Unit Price/Discount % | Total | Unit Price/Discount % | Total | Unit Price/Discount % | Total | Unit Price/Discount % | Total | Unit Price/Discount % | Total
3.8.118 | 2.05.90 | (*) Camel Grid, width 2500mm; complete as detailed on Particular Drawing No. 7514-INF-SAD-TD-ROD-1662 |  | m | 20 | 6516 | 130320 | 3000 | 60000 | 3000 | 60000 | 9460 | 189200 | 6520 | 130400 | 8604.01 | 172080.2 | 0 | 0
| Note | Note Details
3.8.119 | - | Supply and fix Street Furnitures or Exercise Units at locations shown on drawings and as per material schedule and specifications etc. complete
| Item Code | Description | Item Remarks | Unit of Measurement | Quantity/Base Price | Unit Price/Discount % | Total | Unit Price/Discount % | Total | Unit Price/Discount % | Total | Unit Price/Discount % | Total | Unit Price/Discount % | Total | Unit Price/Discount % | Total | Unit Price/Discount % | Total
3.8.120 | 2.05.91 | (*) Delineators |  | nr | 25 | 121 | 3025 | 150 | 3750 | 150 | 3750 | 555 | 13875 | 320 | 8000 | 1075.5 | 26887.5 | 0 | 0
| Note | Note Details
3.8.121 | - | Contractor's Adjustment
| Item Code | Description | Item Remarks | Unit of Measurement | Quantity/Base Price | Unit Price/Discount % | Total | Unit Price/Discount % | Total | Unit Price/Discount % | Total | Unit Price/Discount % | Total | Unit Price/Discount % | Total | Unit Price/Discount % | Total | Unit Price/Discount % | Total
3.8.122 | 2.05.92 | (*) The Contractor may price here any new items or additional quantity for an existing BOQ item, which are shown in the Drawings or any other Tender/Contract Documents but overlooked or not specifically mentioned herein and is necessary for the satisfactory completion of the Works/this section. Should the Contractor fail to insert any item here, it will be deemed that his lump sum Tender Price includes all such items and no claims for additional items will be entertained. |  | Sum | 1 | 0 | 0 | 0 | 0 | 0 | 0 | 0 | 0 | 0 | 0 | 0 | 0 | 63697493.03 | 63697493.03
| Note | Note Details
3.8.123 | - | Please attach one PDF file to be named "Additional Items for (insert bill no/name & Section No/name)" for the details of these additional items in the additional attachment area in the Commercial Envelope.
3.9 Bill No. 2.06 - STREET LIGHTING WORKS | [5 empty] | 13 (out of 13) | 4019108 | 13 (out of 13) | 5153220 | 13 (out of 13) | 5153220 | 13 (out of 13) | 4434352 | 13 (out of 13) | 4410296 | 13 (out of 13) | 4899415.16 | 13 (out of 13) | 9464427.52
| Note | Note Details
3.9.1 | - | STREET LIGHTING
3.9.2 | - | CABLING
| Item Code | Description | Item Remarks | Unit of Measurement | Quantity/Base Price | Unit Price/Discount % | Total | Unit Price/Discount % | Total | Unit Price/Discount % | Total | Unit Price/Discount % | Total | Unit Price/Discount % | Total | Unit Price/Discount % | Total | Unit Price/Discount % | Total
3.9.3 | 2.06.01 | (*) Excavation in any type of soil, laying of 4C-10mm2 XLPE/SWA/PVC + 10mm2 ECC cable, supply and installation of warning tape, cable tiles, pulling of cable through duct, pole, control cabinet, backfilling, instatement of surface, termination of cable in poles , control cabinet, testing and commissioning of street lighting cable as per the drawings and specification. |  | m | 22255 | 33 | 734415 | 28 | 623140 | 28 | 623140 | 34 | 756670 | 44 | 979220 | 29.81 | 663421.55 | 0 | 0
3.9.4 | 2.06.02 | (*) Supply of new 4C,10mm2 XLPE/SWA/PVC + 10mm2 ECC cable as per the drawings and specifications. |  | m | 22255 | 17 | 378335 | 20 | 445100 | 20 | 445100 | 20 | 445100 | 16 | 356080 | 29.51 | 656745.05 | 0 | 0
| Note | Note Details
3.9.5 | - | LIGHTING COLUMNS
| Item Code | Description | Item Remarks | Unit of Measurement | Quantity/Base Price | Unit Price/Discount % | Total | Unit Price/Discount % | Total | Unit Price/Discount % | Total | Unit Price/Discount % | Total | Unit Price/Discount % | Total | Unit Price/Discount % | Total | Unit Price/Discount % | Total
3.9.6 | 2.06.03 | (*) Supply & install 10m high street lighting column with boom, single arm brackets, flag brackets including associated excavation in any type of soil, backfilling, compaction, concrete foundation with Bitumen paint, alignment and leveling etc. as specified. |  | nr | 401 | 4058 | 1627258 | 4000 | 1604000 | 4000 | 1604000 | 4019 | 1611619 | 2972 | 1191772 | 4266.31 | 1710790.31 | 0 | 0
3.9.7 | 2.06.04 | (*) Supply & install 10m high street lighting column with boom, single arm bracket, flag brackets including associated excavation in any type of soil, backfilling, compaction, concrete foundation with Bitumen paint, alignment and leveling etc. as specified with three way cabling (junction cutout). |  | nr | 32 | 4058 | 129856 | 5000 | 160000 | 5000 | 160000 | 4494 | 143808 | 3061 | 97952 | 4419.74 | 141431.68 | 0 | 0
3.9.8 | 2.06.05 | (*) Supply & install 10m high street lighting column with boom, twin arm brackets, flag brackets including associated excavation in any type of soil, backfilling, compaction, concrete foundation with Bitumen paint, alignment and leveling etc. as specified. |  | nr | 9 | 4165 | 37485 | 5000 | 45000 | 5000 | 45000 | 4494 | 40446 | 3061 | 27549 | 4311.82 | 38806.38 | 0 | 0
| Note | Note Details
3.9.9 | - | EARTHING
| Item Code | Description | Item Remarks | Unit of Measurement | Quantity/Base Price | Unit Price/Discount % | Total | Unit Price/Discount % | Total | Unit Price/Discount % | Total | Unit Price/Discount % | Total | Unit Price/Discount % | Total | Unit Price/Discount % | Total | Unit Price/Discount % | Total
3.9.10 | 2.06.06 | (*) Provide, install and connect new earth rod, inspection chamber and all earth connections etc. complete as specified for control cabinet and last pole of circuit. |  | nr | 54 | 310 | 16740 | 2500 | 135000 | 2500 | 135000 | 1098 | 59292 | 1326 | 71604 | 2270.09 | 122584.86 | 0 | 0
| Note | Note Details
3.9.11 | - | LUMINAIRES
| Item Code | Description | Item Remarks | Unit of Measurement | Quantity/Base Price | Unit Price/Discount % | Total | Unit Price/Discount % | Total | Unit Price/Discount % | Total | Unit Price/Discount % | Total | Unit Price/Discount % | Total | Unit Price/Discount % | Total | Unit Price/Discount % | Total
3.9.12 | 2.06.07 | (*) Supply and install luminaire of 95W±15% LED complete numbering etc as per drawings and specifications. |  | nr | 451 | 1127 | 508277 | 4000 | 1804000 | 4000 | 1804000 | 1377 | 621027 | 1768 | 797368 | 1675.66 | 755722.66 | 0 | 0
| Note | Note Details
3.9.13 | - | STREET LIGHTING CONTROL CABINET
| Item Code | Description | Item Remarks | Unit of Measurement | Quantity/Base Price | Unit Price/Discount % | Total | Unit Price/Discount % | Total | Unit Price/Discount % | Total | Unit Price/Discount % | Total | Unit Price/Discount % | Total | Unit Price/Discount % | Total | Unit Price/Discount % | Total
3.9.14 | 2.06.08 | (*) Supply, install, test and commission 8 way lighting control cabinet as per latest ADWEA/AADC specifications complete with energy meter and required AADC/ADWEA fees, foundation, excavation, backfilling, earthing and cable end termination of incoming cable and outgoing cables. |  | nr | 3 | 13200 | 39600 | 20000 | 60000 | 20000 | 60000 | 13134 | 39402 | 13318 | 39954 | 14411.88 | 43235.64 | 0 | 0
3.9.15 | 2.06.09 | (*) Supply, install, test and commission 6 way lighting control cabinet as per latest ADWEA/AADC specifications complete with energy meter and required AADC/ADWEA fees, foundation, excavation, backfilling, earthing and cable end termination of incoming cable and outgoing cables. |  | nr | 1 | 12366 | 12366 | 18000 | 18000 | 18000 | 18000 | 10480 | 10480 | 11882 | 11882 | 14116.82 | 14116.82 | 0 | 0
3.9.16 | 2.06.10 | (*) Street lighting management system as per part D of the AAM lighting specification including testing and commissioning (Optional). |  | Item | 1 | 297660 | 297660 | 15000 | 15000 | 15000 | 15000 | 521598 | 521598 | 442939 | 442939 | 647268.43 | 647268.43 | 0 | 0
| Note | Note Details
3.9.17 | - | DUCTS
| Item Code | Description | Item Remarks | Unit of Measurement | Quantity/Base Price | Unit Price/Discount % | Total | Unit Price/Discount % | Total | Unit Price/Discount % | Total | Unit Price/Discount % | Total | Unit Price/Discount % | Total | Unit Price/Discount % | Total | Unit Price/Discount % | Total
3.9.18 | 2.06.11 | (*) Supply and laying of 2 way D54 PVC class-6 duct OD110mm with concrete/sand surround as per drawing. |  | m | 1100 | 196 | 215600 | 205 | 225500 | 205 | 225500 | 157 | 172700 | 332 | 365200 | 86.04 | 94644 | 0 | 0
3.9.19 | 2.06.12 | (*) Supply and laying of 4 way D54 PVC class-6 duct OD110mm with concrete/sand surround as per drawing. |  | m | 66 | 326 | 21516 | 280 | 18480 | 280 | 18480 | 185 | 12210 | 436 | 28776 | 161.33 | 10647.78 | 0 | 0
| Note | Note Details
3.9.20 | - | Contractor's Adjustment
| Item Code | Description | Item Remarks | Unit of Measurement | Quantity/Base Price | Unit Price/Discount % | Total | Unit Price/Discount % | Total | Unit Price/Discount % | Total | Unit Price/Discount % | Total | Unit Price/Discount % | Total | Unit Price/Discount % | Total | Unit Price/Discount % | Total
3.9.21 | 2.06.13 | (*) The Contractor may price here any new items or additional quantity for an existing BOQ item, which are shown in the Drawings or any other Tender/Contract Documents but overlooked or not specifically mentioned herein and is necessary for the satisfactory completion of the Works/this section. Should the Contractor fail to insert any item here, it will be deemed that his lump sum Tender Price includes all such items and no claims for additional items will be entertained. |  | Sum | 1 | 0 | 0 | 0 | 0 | 0 | 0 | 0 | 0 | 0 | 0 | 0 | 0 | 9464427.52 | 9464427.52
| Note | Note Details
3.9.22 | - | Please attach one PDF file to be named "Additional Items for (insert bill no/name & Section No/name)" for the details of these additional items in the additional attachment area in the Commercial Envelope.
3.10 Bill No. 2.07 - STORM WATER DRAINAGE | [5 empty] | 54 (out of 54) | 10527372 | 54 (out of 54) | 20538380 | 54 (out of 54) | 20538380 | 54 (out of 54) | 16447988 | 54 (out of 54) | 25006803 | 54 (out of 54) | 16262964.13 | 54 (out of 54) | 34750116.82
| Note | Note Details
3.10.1 | - | Excavate trench for Storm water drain in any type of soil including rock, get out, part return, cart away surplus, temporary support of existing services, prepare formation, supply and place pipes, lower into trench , joint , connect to manhole or drain including water tight plugs, short piece and connection, make hydraulic (continued...)
3.10.2 | - | (…continued)& deflection test and retest, allow for bedding and surround, as specified and shown on drawings ,including provision of all material,fittings labour, plant and all incidental work as specified for GRP/ u PVC RC Pipes as specified
| Item Code | Description | Item Remarks | Unit of Measurement | Quantity/Base Price | Unit Price/Discount % | Total | Unit Price/Discount % | Total | Unit Price/Discount % | Total | Unit Price/Discount % | Total | Unit Price/Discount % | Total | Unit Price/Discount % | Total | Unit Price/Discount % | Total
3.10.3 | 2.07.01 | (*) uPVC pipes < = OD 280 and depth to invert ≤ 1.50 m |  | m | 5990 | 166 | 994340 | 180 | 1078200 | 180 | 1078200 | 207 | 1239930 | 203 | 1215970 | 268.88 | 1610591.2 | 0 | 0
3.10.4 | 2.07.02 | (*) Ditto but depth to invert > 1.50 m ≤ 2.0 m |  | m | 4750 | 194 | 921500 | 215 | 1021250 | 215 | 1021250 | 220 | 1045000 | 218 | 1035500 | 295.76 | 1404860 | 0 | 0
3.10.5 | 2.07.03 | (*) Ditto but depth to invert > 2.0 m ≤ 3.0 m |  | m | 1350 | 288 | 388800 | 310 | 418500 | 310 | 418500 | 257 | 346950 | 308 | 415800 | 322.65 | 435577.5 | 0 | 0
3.10.6 | 2.07.04 | (*) Ditto but depth to invert > 3.0 m ≤ 4.5 m |  | m | 10 | 415 | 4150 | 452 | 4520 | 452 | 4520 | 291 | 2910 | 607 | 6070 | 483.98 | 4839.8 | 0 | 0
3.10.7 | 2.07.05 | (*) uPVC pipes < = OD 315 and depth to invert ≤ 2.0 m |  | m | 265 | 212 | 56180 | 250 | 66250 | 250 | 66250 | 265 | 70225 | 292 | 77380 | 322.65 | 85502.25 | 0 | 0
3.10.8 | 2.07.06 | (*) Ditto but depth to invert > 2.0 m ≤ 3.0 m |  | m | 355 | 313 | 111115 | 340 | 120700 | 340 | 120700 | 295 | 104725 | 382 | 135610 | 376.43 | 133632.65 | 0 | 0
3.10.9 | 2.07.07 | (*) Ditto but depth to invert > 3.0 m ≤ 4.5 m |  | m | 10 | 424 | 4240 | 480 | 4800 | 480 | 4800 | 330 | 3300 | 681 | 6810 | 537.75 | 5377.5 | 0 | 0
3.10.10 | 2.07.08 | (*) uPVC pipes < = OD 400 and depth to invert ≤ 1.50 m |  | m | 85 | 244 | 20740 | 270 | 22950 | 270 | 22950 | 398 | 33830 | 373 | 31705 | 322.65 | 27425.25 | 0 | 0
3.10.11 | 2.07.09 | (*) Ditto but depth to invert > 1.50 m ≤ 2.0 m |  | m | 290 | 266 | 77140 | 310 | 89900 | 310 | 89900 | 370 | 107300 | 388 | 112520 | 349.54 | 101366.6 | 0 | 0
3.10.12 | 2.07.10 | (*) Ditto but depth to invert > 2.0 m ≤ 3.0 m |  | m | 10 | 381 | 3810 | 415 | 4150 | 415 | 4150 | 438 | 4380 | 478 | 4780 | 403.31 | 4033.1 | 0 | 0
3.10.13 | 2.07.11 | (*) Ditto but GRP pipes DN 400mm and depth to invert ≤ 1.50m |  | m | 45 | 245 | 11025 | 295 | 13275 | 295 | 13275 | 352 | 15840 | 259 | 11655 | 430.2 | 19359 | 0 | 0
3.10.14 | 2.07.12 | (*) Ditto but depth to invert > 1.50 m ≤ 2.0 m |  | m | 475 | 267 | 126825 | 330 | 156750 | 330 | 156750 | 410 | 194750 | 274 | 130150 | 483.98 | 229890.5 | 0 | 0
3.10.15 | 2.07.13 | (*) Ditto but depth to invert > 2.0 m ≤ 3.5 m |  | m | 10 | 414 | 4140 | 495 | 4950 | 495 | 4950 | 464 | 4640 | 409 | 4090 | 537.75 | 5377.5 | 0 | 0
3.10.16 | 2.07.14 | (*) Ditto but GRP pipes DN 500mm and depth to invert ≤ 2.0m |  | m | 185 | 372 | 68820 | 470 | 86950 | 470 | 86950 | 458 | 84730 | 354 | 65490 | 537.75 | 99483.75 | 0 | 0
3.10.17 | 2.07.15 | (*) Ditto but depth to invert > 2.0 m ≤ 3.0 m |  | m | 100 | 539 | 53900 | 560 | 56000 | 560 | 56000 | 490 | 49000 | 444 | 44400 | 914.18 | 91418 | 0 | 0
3.10.18 | 2.07.16 | (*) Ditto but depth to invert > 3.0 m ≤ 4.5 m |  | m | 265 | 584 | 154760 | 750 | 198750 | 750 | 198750 | 530 | 140450 | 756 | 200340 | 967.95 | 256506.75 | 0 | 0
3.10.19 | 2.07.17 | (*) Ditto but depth to invert > 4.5 m ≤ 6.0 m |  | m | 270 | 883 | 238410 | 1010 | 272700 | 1010 | 272700 | 629 | 169830 | 1127 | 304290 | 1075.5 | 290385 | 0 | 0
3.10.20 | 2.07.18 | (*) Ditto but depth to invert > 6.0m ≤ 7.50 m |  | m | 10 | 1428 | 14280 | 1750 | 17500 | 1750 | 17500 | 678 | 6780 | 2683 | 26830 | 1344.38 | 13443.8 | 0 | 0
3.10.21 | 2.07.19 | (*) Ditto but RC pipes DN 700mm and depth to invert ≤ 7.0m |  | m | 300 | 1302 | 390600 | 3260 | 978000 | 3260 | 978000 | 678 | 203400 | 2093 | 627900 | 1613.25 | 483975 | 0 | 0
3.10.22 | 2.07.20 | (*) Ditto but depth to invert > 7.0 m ≤ 8.5 m |  | m | 305 | 1877 | 572485 | 3690 | 1125450 | 3690 | 1125450 | 729 | 222345 | 4039 | 1231895 | 1989.68 | 606852.4 | 0 | 0
3.10.23 | 2.07.21 | (*) Ditto but RC pipes DN 800mm and depth to invert ≤ 4.5m |  | m | 125 | 865 | 108125 | 2200 | 275000 | 2200 | 275000 | 530 | 66250 | 1312 | 164000 | 1398.15 | 174768.75 | 0 | 0
3.10.24 | 2.07.22 | (*) Ditto but depth to invert > 4.5 m ≤ 6.0 m |  | m | 415 | 1011 | 419565 | 2670 | 1108050 | 2670 | 1108050 | 629 | 261035 | 1876 | 778540 | 1613.25 | 669498.75 | 0 | 0
3.10.25 | 2.07.23 | (*) Ditto but depth to invert > 6.0 m ≤7.5 m |  | m | 10 | 1838 | 18380 | 3400 | 34000 | 3400 | 34000 | 678 | 6780 | 3502 | 35020 | 1935.9 | 19359 | 0 | 0
3.10.26 | 2.07.24 | (*) Extra over pipe laying for providing concrete surround class 20/20 as specified for PVC-u pipe OD 280mm allow for extra excavation and incidental works |  | m | 5485 | 130 | 713050 | 135 | 740475 | 135 | 740475 | 181 | 992785 | 206 | 1129910 | 123.68 | 678384.8 | 0 | 0
3.10.27 | 2.07.25 | (*) Extra over pipe laying for providing concrete surround class 20/20 as specified for PVC-u pipe OD 315mm allow for extra excavation and incidental works |  | m | 50 | 137 | 6850 | 150 | 7500 | 150 | 7500 | 198 | 9900 | 223 | 11150 | 134.44 | 6722 | 0 | 0
3.10.28 | 2.07.26 | (*) Extra over pipe laying for providing concrete surround class 20/20 as specified for PVC-u pipe OD 400mm allow for extra excavation and incidental works |  | m | 225 | 161 | 36225 | 175 | 39375 | 175 | 39375 | 238 | 53550 | 273 | 61425 | 161.33 | 36299.25 | 0 | 0
3.10.29 | 2.07.27 | (*) Extra over pipe laying for providing concrete surround class 20/20 as specified forGRP pipe DN 400mm allow for extra excavation and incidental works |  | m | 245 | 161 | 39445 | 175 | 42875 | 175 | 42875 | 238 | 58310 | 273 | 66885 | 172.08 | 42159.6 | 0 | 0
3.10.30 | 2.07.28 | (*) Extra over pipe laying for providing concrete surround class 20/20 as specified forGRP pipe DN 500mm allow for extra excavation and incidental works |  | m | 185 | 130 | 24050 | 210 | 38850 | 210 | 38850 | 285 | 52725 | 335 | 61975 | 204.35 | 37804.75 | 0 | 0
| Note | Note Details
3.10.31 | 2.07.29 | Construct storm water manhole (Type A) internal diameter 100 cm , allow for blinding C20/15, cover slab , heavy duty ductile iron cover and frame D400 clear opening 600X 750 mm including connection to storm water drain with all fittings, benching and water proofing, all as specified and shown on drawings or as instructed by the Engineer, (c0ontinued...)
| Item Code | Description | Item Remarks | Unit of Measurement | Quantity/Base Price | Unit Price/Discount % | Total | Unit Price/Discount % | Total | Unit Price/Discount % | Total | Unit Price/Discount % | Total | Unit Price/Discount % | Total | Unit Price/Discount % | Total | Unit Price/Discount % | Total
3.10.32 | 2.07.29 | (*) (…continued) allow for extra excavation in any type of material including rock, backfill, labour, plant, material required and all incidental works. Maximum depth from cover slab to invert level of pipe <=1.50m and maximum diameter of outgoing pipe DN 350mm |  | nr | 100 | 4679 | 467900 | 7230 | 723000 | 7230 | 723000 | 7080 | 708000 | 9035 | 903500 | 12906.01 | 1290601 | 0 | 0
| Note | Note Details
3.10.33 | 2.07.30 | Construct storm water manhole (Type A) internal diameter 100 cm , allow for blinding C20/15, cover slab , heavy duty ductile iron cover and frame D400 clear opening 600X 750 mm including connection to storm water drain with all fittings, benching and water proofing, all as specified and shown on drawings or as instructed by the Engineer,(continued...)
| Item Code | Description | Item Remarks | Unit of Measurement | Quantity/Base Price | Unit Price/Discount % | Total | Unit Price/Discount % | Total | Unit Price/Discount % | Total | Unit Price/Discount % | Total | Unit Price/Discount % | Total | Unit Price/Discount % | Total | Unit Price/Discount % | Total
3.10.34 | 2.07.30 | (*) (...continued) allow for extra excavation in any type of material including rock, backfill, labour, plant, material required and all incidental works. Maximum depth from cover slab to invert level of pipe exceeding 1.50m and not exceeding 2.0m and maximum diameter of outgoing pipe DN 350mm |  | nr | 44 | 4971 | 218724 | 8280 | 364320 | 8280 | 364320 | 8663 | 381172 | 9958 | 438152 | 13981.52 | 615186.88 | 0 | 0
| Note | Note Details
3.10.35 | 2.07.31 | Construct storm water manhole (Type A) internal diameter 100 cm , allow for blinding C20/15, cover slab , heavy duty ductile iron cover and frame D400 clear opening 600X 750 mm including connection to storm water drain with all fittings, benching and water proofing, all as specified and shown on drawings or as instructed by the Engineer, (continued...)
| Item Code | Description | Item Remarks | Unit of Measurement | Quantity/Base Price | Unit Price/Discount % | Total | Unit Price/Discount % | Total | Unit Price/Discount % | Total | Unit Price/Discount % | Total | Unit Price/Discount % | Total | Unit Price/Discount % | Total | Unit Price/Discount % | Total
3.10.36 | 2.07.31 | (*) (...continued) allow for extra excavation in any type of material including rock, backfill, labour, plant, material required and all incidental works. Maximum depth from cover slab to invert level of pipe exceeding 2.0m and not exceeding 3.0m and maximum diameter of outgoing pipe DN 350mm |  | nr | 15 | 5281 | 79215 | 11650 | 174750 | 11650 | 174750 | 9129 | 136935 | 11577 | 173655 | 16132.52 | 241987.8 | 0 | 0
| Note | Note Details
3.10.37 | 2.07.32 | Construct storm water manhole (Type B) internal diameter 120 cm , allow for blinding C20/15 cover slab heavy duty ductile iron cover and frame D400 clear opening 600X 750 mm including connection to storm water drain with all fittings, benching and water proofing all as specified and shown on drawings or as instructed by the Engineer, (continued...)
| Item Code | Description | Item Remarks | Unit of Measurement | Quantity/Base Price | Unit Price/Discount % | Total | Unit Price/Discount % | Total | Unit Price/Discount % | Total | Unit Price/Discount % | Total | Unit Price/Discount % | Total | Unit Price/Discount % | Total | Unit Price/Discount % | Total
3.10.38 | 2.07.32 | (*) (…continued), allow for extra excavation in any type of material including rock, backfill, labour, plant, material required and all incidental works. Maximum depth from cover slab to invert level of pipe <=2.0m and and maximum diameter of outgoing pipe 450mm |  | nr | 5 | 4705 | 23525 | 11800 | 59000 | 11800 | 59000 | 9129 | 45645 | 14677 | 73385 | 16132.52 | 80662.6 | 0 | 0
| Note | Note Details
3.10.39 | 2.07.33 | Construct storm water manhole (Type B) internal diameter 120 cm , allow for blinding C20/15 cover slab heavy duty ductile iron cover and frame D400 clear opening 600X 750 mm including connection to storm water drain with all fittings, benching and water proofing all as specified and shown on drawings or as instructed by the Engineer, Continued...)
| Item Code | Description | Item Remarks | Unit of Measurement | Quantity/Base Price | Unit Price/Discount % | Total | Unit Price/Discount % | Total | Unit Price/Discount % | Total | Unit Price/Discount % | Total | Unit Price/Discount % | Total | Unit Price/Discount % | Total | Unit Price/Discount % | Total
3.10.40 | 2.07.33 | (*) (... contineued), allow for extra excavation in any type of material including rock, backfill, labour, plant, material required and all incidental works. Maximum depth from cover slab to invert level of pipe exceeding 2.0m and not exceeding 3.50m and maximum diameter of outgoing pipe 450mm |  | nr | 1 | 6084 | 6084 | 18300 | 18300 | 18300 | 18300 | 12474 | 12474 | 17452 | 17452 | 21510.02 | 21510.02 | 0 | 0
| Note | Note Details
3.10.41 | 2.07.34 | Construct storm water manhole (Type C) internal diameter 140 cm , allow for blinding C20/15 cover slab heavy duty ductile iron cover and frame D400 clear opening 600X 750 mm including connection to storm water drain with all fittings, benching and water proofing all as specified and shown on drawings or as instructed by the Engineer,(continued...)
| Item Code | Description | Item Remarks | Unit of Measurement | Quantity/Base Price | Unit Price/Discount % | Total | Unit Price/Discount % | Total | Unit Price/Discount % | Total | Unit Price/Discount % | Total | Unit Price/Discount % | Total | Unit Price/Discount % | Total | Unit Price/Discount % | Total
3.10.42 | 2.07.34 | (*) (…continued), allow for extra excavation in any type of material including rock, backfill, labour, plant, material required and all incidental works. Maximum depth from cover slab to invert level of pipe <=2.0m and maximum diameter of outgoing pipe 600mm |  | nr | 1 | 6110 | 6110 | 12500 | 12500 | 12500 | 12500 | 10954 | 10954 | 10692 | 10692 | 22585.52 | 22585.52 | 0 | 0
| Note | Note Details
3.10.43 | 2.07.35 | Construct storm water manhole (Type C) internal diameter 140 cm , allow for blinding C20/15 cover slab heavy duty ductile iron cover and frame D400 clear opening 600X 750 mm including connection to storm water drain with all fittings, benching and water proofing all as specified and shown on drawings or as instructed by the Engineer,(continued...)
| Item Code | Description | Item Remarks | Unit of Measurement | Quantity/Base Price | Unit Price/Discount % | Total | Unit Price/Discount % | Total | Unit Price/Discount % | Total | Unit Price/Discount % | Total | Unit Price/Discount % | Total | Unit Price/Discount % | Total | Unit Price/Discount % | Total
3.10.44 | 2.07.35 | (*) (...contined) allow for extra excavation in any type of material including rock, backfill, labour, plant, material required and all incidental works. Maximum depth from cover slab to invert level of pipe exceeding 2.0m and not exceeding 3.50m and maximum diameter of outgoing pipe 600mm |  | nr | 3 | 7850 | 23550 | 19260 | 57780 | 19260 | 57780 | 14970 | 44910 | 14072 | 42216 | 26887.53 | 80662.59 | 0 | 0
| Note | Note Details
3.10.45 | 2.07.36 | Construct storm water manhole (Type F) internal diameter 200 cm , allow for blinding C20/15 cover slab heavy duty ductile iron cover and frame D400 clear opening 600X 750 mm including connection to storm water drain with all fittings, benching and water proofing all as specified and shown on drawings or as instructed by the Engineer, (continued...)
| Item Code | Description | Item Remarks | Unit of Measurement | Quantity/Base Price | Unit Price/Discount % | Total | Unit Price/Discount % | Total | Unit Price/Discount % | Total | Unit Price/Discount % | Total | Unit Price/Discount % | Total | Unit Price/Discount % | Total | Unit Price/Discount % | Total
3.10.46 | 2.07.36 | (*) (..contined) allow for extra excavation in any type of material including rock, backfill, labour, plant, material required and all incidental works. Maximum depth from cover slab to invert level of pipe not exceeding 4.00m and maximum diameter of outgoing pipe 1200mm |  | nr | 1 | 15648 | 15648 | 27270 | 27270 | 27270 | 27270 | 25301 | 25301 | 25139 | 25139 | 48397.55 | 48397.55 | 0 | 0
| Note | Note Details
3.10.47 | 2.07.37 | Construct storm water manhole (Type G) lower shaft dia. 140cm and upper shaft dia 100cm, maximum depth from cover slab to invert level of pipe 5.50 m and maximum diameter of outgoing pipe 600mm, allow for blinding B15/20 cover slab heavy duty ductile iron cover and frame D400 clear opening 600X 750 mm including joints and pipe connection, (continued...)
| Item Code | Description | Item Remarks | Unit of Measurement | Quantity/Base Price | Unit Price/Discount % | Total | Unit Price/Discount % | Total | Unit Price/Discount % | Total | Unit Price/Discount % | Total | Unit Price/Discount % | Total | Unit Price/Discount % | Total | Unit Price/Discount % | Total
3.10.48 | 2.07.37 | (*) (…continued) benching, all as specified and shown on drawings or as instructed by the Engineer, allow for extra excavation in any type of material including rock, backfill, labour, plant, material required and all incidental works |  | nr | 3 | 10890 | 32670 | 31780 | 95340 | 31780 | 95340 | 27668 | 83004 | 19607 | 58821 | 64530.07 | 193590.21 | 0 | 0
| Note | Note Details
3.10.49 | 2.07.38 | Construct storm water manhole (Type H) lower shaft dia. 160cm and upper shaft dia 100cm, maximum depth from cover slab to invert level of pipe 5.50 m and maximum diameter of outgoing pipe 800mm, allow for blinding B15/20 cover slab heavy duty ductile iron cover and frame D400 clear opening 600X 750 mm including joints and pipe connection, (continied...)
| Item Code | Description | Item Remarks | Unit of Measurement | Quantity/Base Price | Unit Price/Discount % | Total | Unit Price/Discount % | Total | Unit Price/Discount % | Total | Unit Price/Discount % | Total | Unit Price/Discount % | Total | Unit Price/Discount % | Total | Unit Price/Discount % | Total
3.10.50 | 2.07.38 | (*) (…continued) benching, all as specified and shown on drawings or as instructed by the Engineer, allow for extra excavation in any type of material including rock, backfill, labour, plant, material required and all incidental works |  | nr | 5 | 11614 | 58070 | 34100 | 170500 | 34100 | 170500 | 33201 | 166005 | 22073 | 110365 | 75285.08 | 376425.4 | 0 | 0
| Note | Note Details
3.10.51 | 2.07.39 | Construct storm water manhole (Type I) lower shaft dia. 180cm and upper shaft dia 100cm, maximum depth from cover slab to invert level of pipe 2.50 m and maximum diameter of outgoing pipe 1000mm, allow for blinding B15/20 cover slab heavy duty ductile iron cover and frame D400 clear opening 600X 750 mm ,(continued...)
| Item Code | Description | Item Remarks | Unit of Measurement | Quantity/Base Price | Unit Price/Discount % | Total | Unit Price/Discount % | Total | Unit Price/Discount % | Total | Unit Price/Discount % | Total | Unit Price/Discount % | Total | Unit Price/Discount % | Total | Unit Price/Discount % | Total
3.10.52 | 2.07.39 | (*) (..contnued), benching, all as specified and shown on drawings or as instructed by the Engineer, allow for extra excavation in any type of material including rock, backfill, labour, plant, material required and all incidental works |  | nr | 6 | 17071 | 102426 | 44100 | 264600 | 44100 | 264600 | 29051 | 174306 | 32172 | 193032 | 80662.59 | 483975.54 | 0 | 0
| Note | Note Details
3.10.53 | 2.07.40 | Construct storm water manhole (Type J) lower shaft dia. 200cm and upper shaft dia 100cm, maximum depth from cover slab to invert level of pipe 8.0 m and maximum diameter of outgoing pipe 1200mm, allow for blinding B15/20 cover slab heavy duty ductile iron cover and frame D400 clear opening 600X 750 mm , (continued...)
| Item Code | Description | Item Remarks | Unit of Measurement | Quantity/Base Price | Unit Price/Discount % | Total | Unit Price/Discount % | Total | Unit Price/Discount % | Total | Unit Price/Discount % | Total | Unit Price/Discount % | Total | Unit Price/Discount % | Total | Unit Price/Discount % | Total
3.10.54 | 2.07.40 | (*) (continued) benching, all as specified and shown on drawings or as instructed by the Engineer, allow for extra excavation in any type of material including rock, backfill, labour, plant, material required and all incidental works |  | nr | 2 | 20194 | 40388 | 48500 | 97000 | 48500 | 97000 | 52481 | 104962 | 40286 | 80572 | 86040.09 | 172080.18 | 0 | 0
| Note | Note Details
3.10.55 | 2.07.41 | Construct storm water manhole with sand trap internal diameter 150 cm, for storm water line DN <600 , allow for blinding B15/20 cover slab heavy duty ductile iron cover and frame D400 clear opening 600X 750 mm including connection to storm water drain and water proofing (continued..)
| Item Code | Description | Item Remarks | Unit of Measurement | Quantity/Base Price | Unit Price/Discount % | Total | Unit Price/Discount % | Total | Unit Price/Discount % | Total | Unit Price/Discount % | Total | Unit Price/Discount % | Total | Unit Price/Discount % | Total | Unit Price/Discount % | Total
3.10.56 | 2.07.41 | (*) (..continued) all as specified and shown on drawings or as instructed by the Engineer, allow for extra excavation in any type of material including rock, backfill, labour, plant, material required and all incidental works |  | nr | 34 | 8741 | 297194 | 30300 | 1030200 | 30300 | 1030200 | 33201 | 1128834 | 13578 | 461652 | 32265.03 | 1097011.02 | 0 | 0
| Note | Note Details
3.10.57 | 2.07.42 | Construct storm water manhole with sand trap internal dimensions 200 cmx200cm, for storm water line DN ≥ 600 , allow for blinding B15/20 cover slab heavy duty ductile iron cover and frame D400 clear opening 600X 750 mm including (continued...)
| Item Code | Description | Item Remarks | Unit of Measurement | Quantity/Base Price | Unit Price/Discount % | Total | Unit Price/Discount % | Total | Unit Price/Discount % | Total | Unit Price/Discount % | Total | Unit Price/Discount % | Total | Unit Price/Discount % | Total | Unit Price/Discount % | Total
3.10.58 | 2.07.42 | (*) (..continued) connection to storm water drain and water proofing all as specified and shown on drawings or as instructed by the Engineer, allow for extra excavation in any type of material including rock, backfill, labour, plant, material required and all incidental works |  | nr | 5 | 21942 | 109710 | 65000 | 325000 | 65000 | 325000 | 46482 | 232410 | 38140 | 190700 | 43020.05 | 215100.25 | 0 | 0
3.10.59 | 2.07.43 | (*) Supply and install kerb entry gullies with removable GRP perforated bucket, 470 x 470 heavy duty ductile iron lockable kerb inlet with gully grating and sand barrier all as specified and shown on drawings or as instructed by the Engineer, including all incidental works |  | nr | 16 | 1224 | 19584 | 5500 | 88000 | 5500 | 88000 | 2823 | 45168 | 3754 | 60064 | 2903.85 | 46461.6 | 0 | 0
3.10.60 | 2.07.44 | (*) Supply and install Flush gullies with removable GRP perforated bucket, heavy duty flush gully grating and frame 470 x 470 all as specified and shown on drawings or as instructed by the Engineer, including all incidental works |  | nr | 574 | 1234 | 708316 | 5100 | 2927400 | 5100 | 2927400 | 2823 | 1620402 | 3616 | 2075584 | 2688.75 | 1543342.5 | 0 | 0
3.10.61 | 2.07.45 | (*) Supply and lay OD 160 mm PVC-u gully connection pipe to carrier drain, allow for excavation in any type of soil including rock, backfilling, concrete surround and all incidentals, complete as specified and shown on drawings for all depths |  | m | 4600 | 161 | 740600 | 210 | 966000 | 210 | 966000 | 239 | 1099400 | 320 | 1472000 | 107.55 | 494730 | 0 | 0
3.10.62 | 2.07.46 | (*) Extra over for saddle or T connection to PVC-u carrier drain OD 280 mm |  | nr | 406 | 240 | 97440 | 850 | 345100 | 850 | 345100 | 483 | 196098 | 1380 | 560280 | 376.43 | 152830.58 | 0 | 0
3.10.63 | 2.07.47 | (*) Extra over for saddle or T connection to PVC-u carrier drain OD 315 mm |  | nr | 12 | 288 | 3456 | 950 | 11400 | 950 | 11400 | 604 | 7248 | 1636 | 19632 | 408.69 | 4904.28 | 0 | 0
3.10.64 | 2.07.48 | (*) Extra over for saddle or T connection to PVC-u carrier drain OD 400mm |  | nr | 14 | 349 | 4886 | 1250 | 17500 | 1250 | 17500 | 574 | 8036 | 1891 | 26474 | 645.3 | 9034.2 | 0 | 0
3.10.65 | 2.07.49 | (*) Extra over for saddle or T connection to GRP carrier drain DN 400mm |  | nr | 13 | 319 | 4147 | 1250 | 16250 | 1250 | 16250 | 604 | 7852 | 4576 | 59488 | 1075.5 | 13981.5 | 0 | 0
3.10.66 | 2.07.50 | (*) Extra over for saddle or T connection to GRP carrier drain DN 500mm |  | nr | 19 | 500 | 9500 | 1500 | 28500 | 1500 | 28500 | 665 | 12635 | 5215 | 99085 | 1613.25 | 30651.75 | 0 | 0
3.10.67 | 2.07.51 | (*) Extra over for saddle or T connection to RC carrier drain DN 700mm |  | nr | 14 | 909 | 12726 | 2500 | 35000 | 2500 | 35000 | 665 | 9310 | 8175 | 114450 | 3011.4 | 42159.6 | 0 | 0
3.10.68 | 2.07.52 | (*) Ditto, but gully connecting pipe for connection to manhole or chamber |  | nr | 112 | 114 | 12768 | 500 | 56000 | 500 | 56000 | 665 | 74480 | 1380 | 154560 | 107.55 | 12045.6 | 0 | 0
3.10.69 | 2.07.53 | (*) Construct storm water discharge Detention Pond/Open lagoon (top dimensions 340m x 90m , base dimensions 303.16x 53.16 and depth from ground level to pond bed level 6.14m) for discharging storm water including outfall structure with details as shown on drawings and approved by Employer including chain link fence , Rip Rap, filter material ,geotextile membrane , steps and acess gate all as specified and shown on drawings or as instructed by Engineer and according to site requirements. |  | Item | 1 | 1849785 | 1849785 | 4600000 | 4600000 | 4600000 | 4600000 | 4560797 | 4560797 | 9587763 | 9587763 | 1398151.51 | 1398151.51 | 0 | 0
| Note | Note Details
3.10.70 | - | Contractor's Adjustment
| Item Code | Description | Item Remarks | Unit of Measurement | Quantity/Base Price | Unit Price/Discount % | Total | Unit Price/Discount % | Total | Unit Price/Discount % | Total | Unit Price/Discount % | Total | Unit Price/Discount % | Total | Unit Price/Discount % | Total | Unit Price/Discount % | Total
3.10.71 | 2.07.54 | (*) The Contractor may price here any new items or additional quantity for an existing BOQ item, which are shown in the Drawings or any other Tender/Contract Documents but overlooked or not specifically mentioned herein and is necessary for the satisfactory completion of the Works/this section. Should the Contractor fail to insert any item here, it will be deemed that his lump sum Tender Price includes all such items and no claims for additional items will be entertained. |  | Sum | 1 | 0 | 0 | 0 | 0 | 0 | 0 | 0 | 0 | 0 | 0 | 0 | 0 | 34750116.82 | 34750116.82
| Note | Note Details
3.10.72 | - | Please attach one PDF file to be named "Additional Items for (insert bill no/name & Section No/name)" for the details of these additional items in the additional attachment area in the Commercial Envelope.
3.11 BLL NO. 2.08 - GRAVITY SEWER WORKS | [5 empty] | 242 (out of 242) | 19882279 | 242 (out of 242) | 24187254 | 242 (out of 242) | 24187254 | 242 (out of 242) | 21606895 | 242 (out of 242) | 26348673 | 242 (out of 242) | 30072300.25 | 242 (out of 242) | 0
| Note | Note Details
3.11.1 | - | SEWER PIPELINES WORKS
3.11.2 | - | Supply of materials
3.11.3 | - | Supply and deliver to site/approved site storage, keep as recommended by the manufacturer/instructed by the Engineer, the following PVC-u pipes including jointing materials , coupling,detecteble warning etc as specified in tender /Contract documents .
| Item Code | Description | Item Remarks | Unit of Measurement | Quantity/Base Price | Unit Price/Discount % | Total | Unit Price/Discount % | Total | Unit Price/Discount % | Total | Unit Price/Discount % | Total | Unit Price/Discount % | Total | Unit Price/Discount % | Total | Unit Price/Discount % | Total
3.11.4 | 2.08.01 | (*) uPVC Pipes OD 160mm, Class 10 |  | m | 2200 | 20 | 44000 | 60 | 132000 | 60 | 132000 | 33 | 72600 | 42 | 92400 | 48.4 | 106480 | 0 | 0
3.11.5 | 2.08.02 | (*) uPVC Pipes OD 225mm ,Class 10 |  | m | 9550 | 38 | 362900 | 85 | 811750 | 85 | 811750 | 55 | 525250 | 82 | 783100 | 75.29 | 719019.5 | 0 | 0
3.11.6 | 2.08.03 | (*) uPVC Pipes OD 225mm ,Class 16 |  | m | 1500 | 57 | 85500 | 170 | 255000 | 170 | 255000 | 83 | 124500 | 123 | 184500 | 86.04 | 129060 | 0 | 0
3.11.7 | 2.08.04 | (*) uPVC Pipes OD 280mm, Class 16 |  | m | 720 | 87 | 62640 | 205 | 147600 | 205 | 147600 | 129 | 92880 | 198 | 142560 | 129.06 | 92923.2 | 0 | 0
3.11.8 | 2.08.05 | (*) uPVC Pipes OD 315mm, Class 16 |  | m | 1000 | 110 | 110000 | 240 | 240000 | 240 | 240000 | 163 | 163000 | 209 | 209000 | 161.33 | 161330 | 0 | 0
| Note | Note Details
3.11.9 | - | Installation
3.11.10 | - | Install sewer pipe lines including trench excavation in any type of soil including rock , get out, part return of excavated material , backfill, cart away surplus, temporary support of existing services, prepare formation, place pipe supports, transport pipes & fittings from the storage, lower into trench, joint, connect to manhole or sewerline, (continued)
3.11.11 | - | (…continued), allow for granular bedding and surround, hydraulic & deflection test including provision for dewatering , labour, plant and all incidental works Completeas specified in tender /Contract documents for the following PVC-u pipes.
| Item Code | Description | Item Remarks | Unit of Measurement | Quantity/Base Price | Unit Price/Discount % | Total | Unit Price/Discount % | Total | Unit Price/Discount % | Total | Unit Price/Discount % | Total | Unit Price/Discount % | Total | Unit Price/Discount % | Total | Unit Price/Discount % | Total
3.11.12 | 2.08.06 | (*) uPVC Pipes OD 160mm class10, Average depth to invert <1.5m |  | m | 30 | 90 | 2700 | 90 | 2700 | 90 | 2700 | 158 | 4740 | 107 | 3210 | 118.31 | 3549.3 | 0 | 0
3.11.13 | 2.08.07 | (*) Ditto but for Average depth to invert >1.5m <=2.0m |  | m | 1100 | 107 | 117700 | 170 | 187000 | 170 | 187000 | 167 | 183700 | 122 | 134200 | 150.57 | 165627 | 0 | 0
3.11.14 | 2.08.08 | (*) Ditto but for Average depth to invert >2.0m <=2.5m |  | m | 700 | 171 | 119700 | 240 | 168000 | 240 | 168000 | 209 | 146300 | 167 | 116900 | 188.21 | 131747 | 0 | 0
3.11.15 | 2.08.09 | (*) Ditto but for Average depth to invert exceeding 2.5m |  | m | 370 | 216 | 79920 | 265 | 98050 | 265 | 98050 | 230 | 85100 | 483 | 178710 | 215.1 | 79587 | 0 | 0
3.11.16 | 2.08.10 | (*) uPVC Pipes OD 225mm class10, depth to invert <1.5m |  | m | 20 | 95 | 1900 | 90 | 1800 | 90 | 1800 | 173 | 3460 | 118 | 2360 | 123.68 | 2473.6 | 0 | 0
3.11.17 | 2.08.11 | (*) Ditto but for Average depth to invert >1.5m <=2.0m |  | m | 505 | 110 | 55550 | 170 | 85850 | 170 | 85850 | 190 | 95950 | 134 | 67670 | 155.95 | 78754.75 | 0 | 0
3.11.18 | 2.08.12 | (*) Ditto but for Average depth to invert >2.0m <=2.5m |  | m | 1850 | 129 | 238650 | 240 | 444000 | 240 | 444000 | 207 | 382950 | 179 | 331150 | 193.59 | 358141.5 | 0 | 0
3.11.19 | 2.08.13 | (*) Ditto but for Average depth to invert >2.5m <=3.0m |  | m | 1955 | 222 | 434010 | 265 | 518075 | 265 | 518075 | 238 | 465290 | 224 | 437920 | 225.86 | 441556.3 | 0 | 0
3.11.20 | 2.08.14 | (*) Ditto but for Average depth to invert >3.0m <=3.5m |  | m | 1515 | 252 | 381780 | 295 | 446925 | 295 | 446925 | 285 | 431775 | 269 | 407535 | 263.5 | 399202.5 | 0 | 0
3.11.21 | 2.08.15 | (*) Ditto but for Average depth to invert >3.5m <=4.0m |  | m | 1320 | 297 | 392040 | 345 | 455400 | 345 | 455400 | 335 | 442200 | 344 | 454080 | 322.65 | 425898 | 0 | 0
3.11.22 | 2.08.16 | (*) Ditto but for Average depth to invert >4.0m <=4.5m |  | m | 765 | 291 | 222615 | 390 | 298350 | 390 | 298350 | 394 | 301410 | 522 | 399330 | 376.43 | 287968.95 | 0 | 0
3.11.23 | 2.08.17 | (*) Ditto but for Average depth to invert >4.5m <=5.0m |  | m | 880 | 373 | 328240 | 440 | 387200 | 440 | 387200 | 464 | 408320 | 620 | 545600 | 408.69 | 359647.2 | 0 | 0
3.11.24 | 2.08.18 | (*) Ditto but for Average depth to invert >5.0m <=5.5m |  | m | 515 | 414 | 213210 | 505 | 260075 | 505 | 260075 | 536 | 276040 | 757 | 389855 | 483.98 | 249249.7 | 0 | 0
3.11.25 | 2.08.19 | (*) Ditto but for Average depth to invert >5.5m <=6.0m |  | m | 225 | 584 | 131400 | 615 | 138375 | 615 | 138375 | 631 | 141975 | 893 | 200925 | 645.3 | 145192.5 | 0 | 0
3.11.26 | 2.08.20 | (*) uPVC Pipes OD 225mm class16,Average depth to invert >6.0m<=6.5m |  | m | 240 | 673 | 161520 | 1060 | 254400 | 1060 | 254400 | 746 | 179040 | 1030 | 247200 | 699.08 | 167779.2 | 0 | 0
3.11.27 | 2.08.21 | (*) Ditto but for Average depth to invert >6.5m <=7.0m |  | m | 295 | 769 | 226855 | 1250 | 368750 | 1250 | 368750 | 882 | 260190 | 1206 | 355770 | 1021.73 | 301410.35 | 0 | 0
3.11.28 | 2.08.22 | (*) Ditto but for Average depth to invert >7.0m <=7.5m |  | m | 480 | 1122 | 538560 | 1450 | 696000 | 1450 | 696000 | 1044 | 501120 | 2414 | 1158720 | 1075.5 | 516240 | 0 | 0
3.11.29 | 2.08.23 | (*) Ditto but for Average depth to invert >7.5m <=8.0m |  | m | 225 | 1246 | 280350 | 1625 | 365625 | 1625 | 365625 | 1237 | 278325 | 2660 | 598500 | 1290.6 | 290385 | 0 | 0
3.11.30 | 2.08.24 | (*) Ditto but for Average depth to invert >8.0m <=8.5m |  | m | 135 | 1532 | 206820 | 1850 | 249750 | 1850 | 249750 | 1467 | 198045 | 2960 | 399600 | 1613.25 | 217788.75 | 0 | 0
3.11.31 | 2.08.25 | (*) Ditto but for Average depth to invert >8.5m <=9.0m |  | m | 75 | 1636 | 122700 | 2010 | 150750 | 2010 | 150750 | 1742 | 130650 | 3261 | 244575 | 2151 | 161325 | 0 | 0
3.11.32 | 2.08.26 | (*) Ditto but for Average depth to invert exceeding 9.0m |  | m | 50 | 1734 | 86700 | 2400 | 120000 | 2400 | 120000 | 2069 | 103450 | 4135 | 206750 | 3764.25 | 188212.5 | 0 | 0
3.11.33 | 2.08.27 | (*) uPVC Pipes OD 280mm class16, Average depth to invert >7.0m <=7.50m |  | m | 20 | 1125 | 22500 | 1475 | 29500 | 1475 | 29500 | 1127 | 22540 | 2419 | 48380 | 1183.05 | 23661 | 0 | 0
3.11.34 | 2.08.28 | (*) Ditto but for Average depth to invert >7.5m <=8.0m |  | m | 75 | 1249 | 93675 | 1660 | 124500 | 1660 | 124500 | 1336 | 100200 | 2665 | 199875 | 1398.15 | 104861.25 | 0 | 0
3.11.35 | 2.08.29 | (*) Ditto but for Average depth to invert >8.0m <=8.5m |  | m | 465 | 1533 | 712845 | 1900 | 883500 | 1900 | 883500 | 1586 | 737490 | 2965 | 1378725 | 1882.13 | 875190.45 | 0 | 0
3.11.36 | 2.08.30 | (*) Ditto but for Average depth to invert >8.5m <=9.0m |  | m | 130 | 1637 | 212810 | 2050 | 266500 | 2050 | 266500 | 1882 | 244660 | 3266 | 424580 | 2688.75 | 349537.5 | 0 | 0
3.11.37 | 2.08.31 | (*) Ditto but for Average depth to invert exceeding 9.0m |  | m | 30 | 1735 | 52050 | 2450 | 73500 | 2450 | 73500 | 2236 | 67080 | 4140 | 124200 | 4302 | 129060 | 0 | 0
3.11.38 | 2.08.32 | (*) uPVC Pipes OD 315mm class16, Average depth to invert >6.5m <= 7.0m |  | m | 20 | 827 | 16540 | 1300 | 26000 | 1300 | 26000 | 959 | 19180 | 1217 | 24340 | 1290.6 | 25812 | 0 | 0
3.11.39 | 2.08.33 | (*) Ditto but for Average depth to invert >7.0m <=7.5m |  | m | 175 | 1176 | 205800 | 1475 | 258125 | 1475 | 258125 | 1136 | 198800 | 2425 | 424375 | 1451.93 | 254087.75 | 0 | 0
3.11.40 | 2.08.34 | (*) Ditto but for Average depth to invert >7.5m <=8.0m |  | m | 440 | 1254 | 551760 | 1700 | 748000 | 1700 | 748000 | 1346 | 592240 | 2671 | 1175240 | 1505.7 | 662508 | 0 | 0
3.11.41 | 2.08.35 | (*) Ditto but for Average depth to invert >8.0m <=8.5m |  | m | 295 | 1538 | 453710 | 1950 | 575250 | 1950 | 575250 | 1597 | 471115 | 2972 | 876740 | 1989.68 | 586955.6 | 0 | 0
3.11.42 | 2.08.36 | (*) Ditto but for Average depth to invert >8.5m <=9.0m |  | m | 40 | 1679 | 67160 | 2050 | 82000 | 2050 | 82000 | 1895 | 75800 | 3272 | 130880 | 2903.85 | 116154 | 0 | 0
3.11.43 | 2.08.37 | (*) Ditto but for Average depth to invert exceeding 9.0m |  | m | 30 | 1784 | 53520 | 2500 | 75000 | 2500 | 75000 | 2252 | 67560 | 4146 | 124380 | 4839.76 | 145192.8 | 0 | 0
| Note | Note Details
3.11.44 | - | Concrete Beds and Surrounds
3.11.45 | - | The prices and rates for Extra over for pipelines for supplying and placing concrete surround at any depth including formwork, finishes, expansion joints, filling to the actual width of excavation, disposal of surplus excavated material and all other works necessary for the satisfactory completion of the works as specified in tender /Contract documents / or as instructed by the Engineer for the following PVC-u pipe
| Item Code | Description | Item Remarks | Unit of Measurement | Quantity/Base Price | Unit Price/Discount % | Total | Unit Price/Discount % | Total | Unit Price/Discount % | Total | Unit Price/Discount % | Total | Unit Price/Discount % | Total | Unit Price/Discount % | Total | Unit Price/Discount % | Total
3.11.46 | 2.08.38 | (*) For PVC-u pipes OD 160 |  | m | 500 | 90 | 45000 | 86 | 43000 | 86 | 43000 | 148 | 74000 | 157 | 78500 | 134.44 | 67220 | 0 | 0
3.11.47 | 2.08.39 | (*) Ditto but for OD 225 mm |  | m | 100 | 111 | 11100 | 105 | 10500 | 105 | 10500 | 173 | 17300 | 199 | 19900 | 161.33 | 16133 | 0 | 0
3.11.48 | 2.08.40 | (*) Ditto but for OD 280 mm |  | m | 50 | 130 | 6500 | 135 | 6750 | 135 | 6750 | 181 | 9050 | 206 | 10300 | 215.1 | 10755 | 0 | 0
3.11.49 | 2.08.41 | (*) Ditto but for OD 315 mm |  | m | 50 | 137 | 6850 | 150 | 7500 | 150 | 7500 | 198 | 9900 | 237 | 11850 | 268.88 | 13444 | 0 | 0
| Note | Note Details
3.11.50 | - | Connection to Existing Manholes
3.11.51 | - | Connect new pipeline to existing manhole/inspection chamber allow for dealing with existing flow, either connecting to existing port or cutting opening in concrete / block masonry wall , the installation of sleeves , any necessary make up pieces, adapters or couplings, making a satisfactory watertight joint between the existing inlet pipe and the installation of new pipe work , (continued)
3.11.52 | - | (continued) , and make good after installing sleeve including rebenching, grouting and all incidental works and material as specified in tender /Contract documents for following PVC-u pipes
| Item Code | Description | Item Remarks | Unit of Measurement | Quantity/Base Price | Unit Price/Discount % | Total | Unit Price/Discount % | Total | Unit Price/Discount % | Total | Unit Price/Discount % | Total | Unit Price/Discount % | Total | Unit Price/Discount % | Total | Unit Price/Discount % | Total
3.11.53 | 2.08.42 | (*) For PVC-u pipes OD315mm |  | nr | 1 | 50250 | 50250 | 100000 | 100000 | 100000 | 100000 | 18105 | 18105 | 51135 | 51135 | 26887.53 | 26887.53 | 0 | 0
3.11.54 | 2.08.43 | (*) For GRP DN1600, Stiffness10,000 N/m2 |  | nr | 1 | 254734 | 254734 | 150000 | 150000 | 150000 | 150000 | 60349 | 60349 | 127837 | 127837 | 215100.23 | 215100.23 | 0 | 0
| Note | Note Details
3.11.55 | - | MANHOLES, CHAMBERS
3.11.56 | - | The prices and rates for manholes shall include for all plant, materials and labour required to construct the manholes including excavations , concrete , reinforcement, constructing inlet and outlet pipes of any material and diameter, short lengths of pipe,watertight plugs to inlet pipes where no connection is made, safety chains, manhole covers and frames including painting,(continued)
3.11.57 | - | (continued),GRP sealing plates, internal and external concrete protection systems,expansion joints and water bars, reinstatement , and all other works required to make the manholes complete all aspects as specified in tender / Contract documents .
3.11.58 | - | House Connection/Small Rectangular Inspection Chambers (size 1000mm x 600mm)
| Item Code | Description | Item Remarks | Unit of Measurement | Quantity/Base Price | Unit Price/Discount % | Total | Unit Price/Discount % | Total | Unit Price/Discount % | Total | Unit Price/Discount % | Total | Unit Price/Discount % | Total | Unit Price/Discount % | Total | Unit Price/Discount % | Total
3.11.59 | 2.08.44 | (*) Depth > 0.0 m, ≤ 1.0 m |  | nr | 4 | 5527 | 22108 | 7500 | 30000 | 7500 | 30000 | 7221 | 28884 | 6652 | 26608 | 6990.76 | 27963.04 | 0 | 0
3.11.60 | 2.08.45 | (*) Depth exceeding 1.0 m |  | nr | 1 | 6680 | 6680 | 8000 | 8000 | 8000 | 8000 | 8024 | 8024 | 8283 | 8283 | 7528.51 | 7528.51 | 0 | 0
| Note | Note Details
3.11.61 | - | 1000mm Internal Diameter Inspection/Collection Chambers
| Item Code | Description | Item Remarks | Unit of Measurement | Quantity/Base Price | Unit Price/Discount % | Total | Unit Price/Discount % | Total | Unit Price/Discount % | Total | Unit Price/Discount % | Total | Unit Price/Discount % | Total | Unit Price/Discount % | Total | Unit Price/Discount % | Total
3.11.62 | 2.08.46 | (*) Depth > 1.0 m, ≤ 1.5 m |  | nr | 124 | 7624 | 945376 | 11000 | 1364000 | 11000 | 1364000 | 9329 | 1156796 | 8531 | 1057844 | 7528.51 | 933535.24 | 0 | 0
3.11.63 | 2.08.47 | (*) Depth > 1.5 m, ≤ 2.0 m |  | nr | 80 | 9146 | 731680 | 12300 | 984000 | 12300 | 984000 | 10485 | 838800 | 9706 | 776480 | 8388.91 | 671112.8 | 0 | 0
3.11.64 | 2.08.48 | (*) Depth >2.0 m, ≤ 2.50 m |  | nr | 5 | 10162 | 50810 | 15500 | 77500 | 15500 | 77500 | 11959 | 59795 | 11189 | 55945 | 8819.11 | 44095.55 | 0 | 0
3.11.65 | 2.08.49 | (*) Depth exceeding 2.50 m |  | nr | 4 | 11783 | 47132 | 17750 | 71000 | 17750 | 71000 | 12468 | 49872 | 12527 | 50108 | 9679.51 | 38718.04 | 0 | 0
| Note | Note Details
3.11.66 | - | 1500mm Internal Diameter Manholes
3.11.67 | - | For the purposes of measurement manholes with shafts shall be measured in three parts as base units, shafts and cover slabs all as follows:
3.11.68 | - | (i) Base Units
3.11.69 | - | The prices and rates for manhole base units shall include for all plant,materialand labour required to construct the units including excavation, GRP bunching. concrete ,reinforcement , constructing inlet and outlet pipes of any material and diameter, short lengths of pipe, watertight plugs to inlet pipes where no connection is made, safety chains,cut-off walls, internal and external concrete protection systems,expansion joints and water bars ,all other works required to make the units complete.
3.11.70 | - | Standard 1500mm internal diameter base units all as detailed for variable invert depths:
| Item Code | Description | Item Remarks | Unit of Measurement | Quantity/Base Price | Unit Price/Discount % | Total | Unit Price/Discount % | Total | Unit Price/Discount % | Total | Unit Price/Discount % | Total | Unit Price/Discount % | Total | Unit Price/Discount % | Total | Unit Price/Discount % | Total
3.11.71 | 2.08.50 | (*) Depth > 1.5 m, ≤ 2 m |  | nr | 30 | 12359 | 370770 | 9300 | 279000 | 9300 | 279000 | 10220 | 306600 | 8441 | 253230 | 16132.52 | 483975.6 | 0 | 0
3.11.72 | 2.08.51 | (*) Depth > 2 m, ≤ 2.5 m |  | nr | 23 | 13520 | 310960 | 9800 | 225400 | 9800 | 225400 | 11014 | 253322 | 8976 | 206448 | 18283.52 | 420520.96 | 0 | 0
3.11.73 | 2.08.52 | (*) Depth > 2.5 m, ≤ 3.0 m |  | nr | 30 | 14497 | 434910 | 10250 | 307500 | 10250 | 307500 | 12445 | 373350 | 9539 | 286170 | 21510.02 | 645300.6 | 0 | 0
3.11.74 | 2.08.53 | (*) Depth > 3.0 m, ≤ 3.5 m |  | nr | 19 | 15793 | 300067 | 10750 | 204250 | 10750 | 204250 | 13774 | 261706 | 10085 | 191615 | 25274.28 | 480211.32 | 0 | 0
3.11.75 | 2.08.54 | (*) Depth > 3.5 m, ≤ 4.0 m |  | nr | 18 | 16997 | 305946 | 11250 | 202500 | 11250 | 202500 | 15365 | 276570 | 10910 | 196380 | 28178.13 | 507206.34 | 0 | 0
3.11.76 | 2.08.55 | (*) Depth > 4.0 m, ≤ 4.5 m |  | nr | 14 | 18785 | 262990 | 11750 | 164500 | 11750 | 164500 | 16021 | 224294 | 11679 | 163506 | 32265.03 | 451710.42 | 0 | 0
3.11.77 | 2.08.56 | (*) Depth > 4.5 m, ≤ 5.0 m |  | nr | 12 | 20179 | 242148 | 12250 | 147000 | 12250 | 147000 | 16727 | 200724 | 12476 | 149712 | 35491.54 | 425898.48 | 0 | 0
3.11.78 | 2.08.57 | (*) Depth > 5.0 m, ≤ 5.5 m |  | nr | 5 | 21630 | 108150 | 12850 | 64250 | 12850 | 64250 | 17487 | 87435 | 13257 | 66285 | 38718.04 | 193590.2 | 0 | 0
3.11.79 | 2.08.58 | (*) Depth > 5.5 m, ≤ 6.0 m |  | nr | 5 | 27023 | 135115 | 13400 | 67000 | 13400 | 67000 | 19278 | 96390 | 14327 | 71635 | 43020.05 | 215100.25 | 0 | 0
3.11.80 | 2.08.59 | (*) Depth > 6.0 m, ≤ 6.5 m |  | nr | 4 | 28112 | 112448 | 15050 | 60200 | 15050 | 60200 | 20263 | 81052 | 16030 | 64120 | 59152.56 | 236610.24 | 0 | 0
3.11.81 | 2.08.60 | (*) Depth > 6.50 m, ≤ 7.0 m |  | nr | 7 | 30297 | 212079 | 15500 | 108500 | 15500 | 108500 | 21327 | 149289 | 17072 | 119504 | 69907.58 | 489353.06 | 0 | 0
3.11.82 | 2.08.61 | (*) Depth > 7.0 m, ≤7.50 m |  | nr | 8 | 32138 | 257104 | 16000 | 128000 | 16000 | 128000 | 22479 | 179832 | 20608 | 164864 | 73134.08 | 585072.64 | 0 | 0
3.11.83 | 2.08.62 | (*) Depth > 7.50 m, ≤ 8.0 m |  | nr | 20 | 34916 | 698320 | 16500 | 330000 | 16500 | 330000 | 23727 | 474540 | 22221 | 444420 | 80662.59 | 1613251.8 | 0 | 0
3.11.84 | 2.08.63 | (*) Depth > 8.0m, ≤ 8.50 m |  | nr | 13 | 36616 | 476008 | 17100 | 222300 | 17100 | 222300 | 25079 | 326027 | 23763 | 308919 | 91417.6 | 1188428.8 | 0 | 0
3.11.85 | 2.08.64 | (*) Depth > 8.5m, ≤ 9.0 m |  | nr | 6 | 39954 | 239724 | 18000 | 108000 | 18000 | 108000 | 26545 | 159270 | 29432 | 176592 | 96795.1 | 580770.6 | 0 | 0
3.11.86 | 2.08.65 | (*) Depthexceeding 9.0 m |  | nr | 2 | 42137 | 84274 | 20000 | 40000 | 20000 | 40000 | 28135 | 56270 | 30622 | 61244 | 161325.17 | 322650.34 | 0 | 0
| Note | Note Details
3.11.87 | - | (ii) Shafts
3.11.88 | - | The prices and rates for shafts shall include for all plant, materials and labour required to construct the shaft above base units including,excavation , concrete , reinforcement , internal and external concrete protection systems,expansion joints and water bars, rest platforms and all other necessary works complete as specified in tender / Contract documents .
| Item Code | Description | Item Remarks | Unit of Measurement | Quantity/Base Price | Unit Price/Discount % | Total | Unit Price/Discount % | Total | Unit Price/Discount % | Total | Unit Price/Discount % | Total | Unit Price/Discount % | Total | Unit Price/Discount % | Total | Unit Price/Discount % | Total
3.11.89 | 2.08.66 | (*) Additional height of shaft, internal diameter 150cm |  | m | 750 | 1918 | 1438500 | 4700 | 3525000 | 4700 | 3525000 | 3316 | 2487000 | 2704 | 2028000 | 4517.1 | 3387825 | 0 | 0
| Note | Note Details
3.11.90 | - | (iii) Cover Slabs
3.11.91 | - | The prices and rates for cover slabs shall include for all plant, materials and labour required to construct the cover slabs above shafts including excavation , concrete , reinforcement, internal and external concrete protection systems,expansion joints and water bars, manhole covers and frames including painting, GRP sealing plates, over the plan area of the base of the manhole and all other works necessary to make the cover slabs complete as specified in tender / Contract documents .
| Item Code | Description | Item Remarks | Unit of Measurement | Quantity/Base Price | Unit Price/Discount % | Total | Unit Price/Discount % | Total | Unit Price/Discount % | Total | Unit Price/Discount % | Total | Unit Price/Discount % | Total | Unit Price/Discount % | Total | Unit Price/Discount % | Total
3.11.92 | 2.08.67 | (*) Standard cover slab for 1500mm diameter shaft. |  | nr | 216 | 2565 | 554040 | 3300 | 712800 | 3300 | 712800 | 3820 | 825120 | 2812 | 607392 | 4839.76 | 1045388.16 | 0 | 0
| Note | Note Details
3.11.93 | - | BACKDROPS
3.11.94 | - | The prices and rates for Extra over of backdrops shall include for all additional plant,materials and labour required to construct the backdrops in any material in to the manhole bases and shafts including additional excavation,concrete, short lengths of pipe, 90 degree bends, tees, rodding eyes,(continued)
3.11.95 | - | (continued),vertical pipes including concrete surround, watertight plugs where no connection is made and all other works necessary to make the backdrops complete as specified in tender / Contract documents /or as instructed by Engineer.
| Item Code | Description | Item Remarks | Unit of Measurement | Quantity/Base Price | Unit Price/Discount % | Total | Unit Price/Discount % | Total | Unit Price/Discount % | Total | Unit Price/Discount % | Total | Unit Price/Discount % | Total | Unit Price/Discount % | Total | Unit Price/Discount % | Total
3.11.96 | 2.08.68 | (*) External backdrop for 160mm u-PVC pipe in new manhole for invert drop depth up to 1.0 m |  | nr | 8 | 2362 | 18896 | 1550 | 12400 | 1550 | 12400 | 2414 | 19312 | 5369 | 42952 | 4302 | 34416 | 0 | 0
3.11.97 | 2.08.69 | (*) Ditto but for or invert drop depth 1.00 m, ≤ 1.50 m |  | nr | 9 | 3319 | 29871 | 1970 | 17730 | 1970 | 17730 | 2674 | 24066 | 6020 | 54180 | 4839.76 | 43557.84 | 0 | 0
3.11.98 | 2.08.70 | (*) Ditto but for or invert drop depth 1.5 m, ≤ 2 m |  | nr | 18 | 3802 | 68436 | 2430 | 43740 | 2430 | 43740 | 2942 | 52956 | 6726 | 121068 | 5323.73 | 95827.14 | 0 | 0
3.11.99 | 2.08.71 | (*) Ditto but for or invert drop depth 2.00 m, ≤ 2.50m |  | nr | 16 | 4422 | 70752 | 2960 | 47360 | 2960 | 47360 | 3218 | 51488 | 7394 | 118304 | 5915.26 | 94644.16 | 0 | 0
3.11.100 | 2.08.72 | (*) Ditto but for or invert drop depth2.50 m, ≤ 3.00m |  | nr | 8 | 4995 | 39960 | 3530 | 28240 | 3530 | 28240 | 3503 | 28024 | 8045 | 64360 | 6453.01 | 51624.08 | 0 | 0
3.11.101 | 2.08.73 | (*) Ditto but for or invert drop depth 3.00 m, ≤3.50m |  | nr | 10 | 5604 | 56040 | 4100 | 41000 | 4100 | 41000 | 3800 | 38000 | 8769 | 87690 | 6990.76 | 69907.6 | 0 | 0
3.11.102 | 2.08.74 | (*) Ditto but for or invert drop depth 3.50 m, ≤4.00m |  | nr | 6 | 6214 | 37284 | 4680 | 28080 | 4680 | 28080 | 4106 | 24636 | 9419 | 56514 | 7528.51 | 45171.06 | 0 | 0
3.11.103 | 2.08.75 | (*) Ditto but for or invert drop depth 4.00 m, ≤4.50 m |  | nr | 6 | 6739 | 40434 | 5220 | 31320 | 5220 | 31320 | 4427 | 26562 | 10031 | 60186 | 8066.26 | 48397.56 | 0 | 0
3.11.104 | 2.08.76 | (*) Ditto but for or invert drop depth 4.50 0m, ≤5.00 m |  | nr | 5 | 7314 | 36570 | 5780 | 28900 | 5780 | 28900 | 4760 | 23800 | 10794 | 53970 | 8604.01 | 43020.05 | 0 | 0
3.11.105 | 2.08.77 | (*) Ditto but for or invert drop depth 5.00 m, ≤5.50 m |  | nr | 5 | 7840 | 39200 | 6330 | 31650 | 6330 | 31650 | 5110 | 25550 | 11444 | 57220 | 9141.76 | 45708.8 | 0 | 0
3.11.106 | 2.08.78 | (*) Ditto but for or invert drop depth 5.50 m, ≤6.00 m |  | nr | 7 | 8637 | 60459 | 7000 | 49000 | 7000 | 49000 | 5475 | 38325 | 12055 | 84385 | 9679.51 | 67756.57 | 0 | 0
3.11.107 | 2.08.79 | (*) Ditto but for or invert drop depth 6.00m, ≤6.50 m |  | nr | 4 | 9208 | 36832 | 7610 | 30440 | 7610 | 30440 | 5861 | 23444 | 12706 | 50824 | 10217.26 | 40869.04 | 0 | 0
3.11.108 | 2.08.80 | (*) Ditto but for or invert drop depth 6.50m, ≤7.00 m |  | nr | 2 | 9589 | 19178 | 8330 | 16660 | 8330 | 16660 | 6265 | 12530 | 13430 | 26860 | 10755.01 | 21510.02 | 0 | 0
3.11.109 | 2.08.81 | (*) Ditto but for or invert drop depth 7.00m, ≤7.50 m |  | nr | 2 | 10371 | 20742 | 8960 | 17920 | 8960 | 17920 | 6692 | 13384 | 14080 | 28160 | 11292.76 | 22585.52 | 0 | 0
3.11.110 | 2.08.82 | (*) Ditto but for or invert drop depth exceeding 7.50 m |  | nr | 2 | 11145 | 22290 | 9700 | 19400 | 9700 | 19400 | 8170 | 16340 | 14692 | 29384 | 16132.52 | 32265.04 | 0 | 0
3.11.111 | 2.08.83 | (*) External backdrop for 225mm u-PVC pipe in new manhole for invert drop depth up to 1.0 m |  | nr | 1 | 3456 | 3456 | 2565 | 2565 | 2565 | 2565 | 2817 | 2817 | 6305 | 6305 | 4570.88 | 4570.88 | 0 | 0
3.11.112 | 2.08.84 | (*) Ditto but for or invert drop depth 1.00 m, ≤ 1.50 m |  | nr | 1 | 4385 | 4385 | 3000 | 3000 | 3000 | 3000 | 3260 | 3260 | 7132 | 7132 | 5108.63 | 5108.63 | 0 | 0
3.11.113 | 2.08.85 | (*) Ditto but for or invert drop depth 1.5 m, ≤ 2 m |  | nr | 1 | 4964 | 4964 | 3630 | 3630 | 3630 | 3630 | 3713 | 3713 | 7808 | 7808 | 5592.61 | 5592.61 | 0 | 0
3.11.114 | 2.08.86 | (*) Ditto but for or invert drop depth 2.00 m, ≤ 2.50m |  | nr | 1 | 5663 | 5663 | 4250 | 4250 | 4250 | 4250 | 4175 | 4175 | 8523 | 8523 | 6184.13 | 6184.13 | 0 | 0
3.11.115 | 2.08.87 | (*) Ditto but for or invert drop depth2.50 m, ≤ 3.00m |  | nr | 1 | 6303 | 6303 | 5000 | 5000 | 5000 | 5000 | 4646 | 4646 | 9311 | 9311 | 6721.88 | 6721.88 | 0 | 0
3.11.116 | 2.08.88 | (*) Ditto but for or invert drop depth 3.00 m, ≤3.50m |  | nr | 1 | 7022 | 7022 | 5710 | 5710 | 5710 | 5710 | 5129 | 5129 | 10139 | 10139 | 7259.63 | 7259.63 | 0 | 0
3.11.117 | 2.08.89 | (*) Ditto but for or invert drop depth 3.50 m, ≤4.00m |  | nr | 1 | 7698 | 7698 | 6340 | 6340 | 6340 | 6340 | 5624 | 5624 | 10854 | 10854 | 7797.38 | 7797.38 | 0 | 0
3.11.118 | 2.08.90 | (*) Ditto but for or invert drop depth exceeding 4.00 m |  | nr | 1 | 8191 | 8191 | 7250 | 7250 | 7250 | 7250 | 6133 | 6133 | 12582 | 12582 | 8388.91 | 8388.91 | 0 | 0
3.11.119 | 2.08.91 | (*) External backdrop for 280mm u-PVC pipe in new manhole for invert drop depth up to 2.00 m |  | nr | 1 | 5474 | 5474 | 4300 | 4300 | 4300 | 4300 | 3758 | 3758 | 8239 | 8239 | 5915.26 | 5915.26 | 0 | 0
3.11.120 | 2.08.92 | (*) Ditto but for or invert drop depth 2.00 m, ≤ 2.50m |  | nr | 1 | 6219 | 6219 | 4910 | 4910 | 4910 | 4910 | 4406 | 4406 | 10258 | 10258 | 6453.01 | 6453.01 | 0 | 0
3.11.121 | 2.08.93 | (*) Ditto but for or invert drop depth exceeding 2.50 m |  | nr | 1 | 6887 | 6887 | 6000 | 6000 | 6000 | 6000 | 5064 | 5064 | 12703 | 12703 | 6990.76 | 6990.76 | 0 | 0
3.11.122 | 2.08.94 | (*) External backdrop for 315mm u-PVC pipe in new manhole for invert drop depth up to 3.00 m |  | nr | 1 | 7864 | 7864 | 6200 | 6200 | 6200 | 6200 | 5432 | 5432 | 11350 | 11350 | 7259.63 | 7259.63 | 0 | 0
3.11.123 | 2.08.95 | (*) Ditto but for or invert drop depth 3.00 m, ≤3.50m |  | nr | 1 | 8764 | 8764 | 6900 | 6900 | 6900 | 6900 | 5920 | 5920 | 12344 | 12344 | 7528.51 | 7528.51 | 0 | 0
3.11.124 | 2.08.96 | (*) Ditto but for or invert drop depth 3.50 m, ≤4.00m |  | nr | 1 | 9420 | 9420 | 7500 | 7500 | 7500 | 7500 | 6783 | 6783 | 13225 | 13225 | 8066.26 | 8066.26 | 0 | 0
3.11.125 | 2.08.97 | (*) Ditto but for or invert drop depth 4.00 m, ≤4.50 m |  | nr | 4 | 10312 | 41248 | 8350 | 33400 | 8350 | 33400 | 7660 | 30640 | 15286 | 61144 | 8604.01 | 34416.04 | 0 | 0
3.11.126 | 2.08.98 | (*) Ditto but for or invert drop depth exceeding 4.50 0m |  | nr | 3 | 11050 | 33150 | 9100 | 27300 | 9100 | 27300 | 8554 | 25662 | 17005 | 51015 | 9141.76 | 27425.28 | 0 | 0
| Note | Note Details
3.11.127 | - | Special Covers and Frames
| Item Code | Description | Item Remarks | Unit of Measurement | Quantity/Base Price | Unit Price/Discount % | Total | Unit Price/Discount % | Total | Unit Price/Discount % | Total | Unit Price/Discount % | Total | Unit Price/Discount % | Total | Unit Price/Discount % | Total | Unit Price/Discount % | Total
3.11.128 | 2.08.99 | (*) Extra over for Special Heavey duty DI lockable Cover & Frame with GRP sealing plate to suit clear opening 750mm x 600mm. |  | nr | 213 | 998 | 212574 | 200 | 42600 | 200 | 42600 | 254 | 54102 | 1406 | 299478 | 1075.5 | 229081.5 | 0 | 0
3.11.129 | 2.08.100 | (*) Extra over for Special Medium duty DI lockable Cover & Frame with GRP sealing plate to suit clear opening 750mm x 600mm. |  | nr | 216 | 1015 | 219240 | 200 | 43200 | 200 | 43200 | 254 | 54864 | 1406 | 303696 | 914.18 | 197462.88 | 0 | 0
3.11.130 | 2.08.101 | (*) Extra over for Special Heavey duty DI lockable Cover & Frame with GRP sealing plate to suit clear opening 300mm x 300mm. |  | nr | 132 | 318 | 41976 | 200 | 26400 | 200 | 26400 | 254 | 33528 | 543 | 71676 | 268.88 | 35492.16 | 0 | 0
| Note | Note Details
3.11.131 | - | Additional Inlet pipes
3.11.132 | - | Extra over for Supply and deliver to site/ approved site storage, keep as recommended by the manufacturer special PVC- u sleeves with 75cm connection piece, connect to pipes
| Item Code | Description | Item Remarks | Unit of Measurement | Quantity/Base Price | Unit Price/Discount % | Total | Unit Price/Discount % | Total | Unit Price/Discount % | Total | Unit Price/Discount % | Total | Unit Price/Discount % | Total | Unit Price/Discount % | Total | Unit Price/Discount % | Total
3.11.133 | 2.08.102 | (*) Ditto but for OD 160 mm (class 10) |  | nr | 300 | 38 | 11400 | 50 | 15000 | 50 | 15000 | 507 | 152100 | 41 | 12300 | 107.55 | 32265 | 0 | 0
3.11.134 | 2.08.103 | (*) Ditto but for OD 225mm (class 10) |  | nr | 50 | 76 | 3800 | 85 | 4250 | 85 | 4250 | 520 | 26000 | 75 | 3750 | 161.33 | 8066.5 | 0 | 0
3.11.135 | 2.08.104 | (*) Ditto but for OD 225mm (class 16) |  | nr | 10 | 114 | 1140 | 230 | 2300 | 230 | 2300 | 543 | 5430 | 128 | 1280 | 188.21 | 1882.1 | 0 | 0
3.11.136 | 2.08.105 | (*) Ditto but for OD 280mm (class 16) |  | nr | 5 | 226 | 1130 | 285 | 1425 | 285 | 1425 | 567 | 2835 | 217 | 1085 | 209.72 | 1048.6 | 0 | 0
3.11.137 | 2.08.106 | (*) Ditto but for OD 315mm (class 16) |  | nr | 5 | 286 | 1430 | 420 | 2100 | 420 | 2100 | 593 | 2965 | 230 | 1150 | 215.1 | 1075.5 | 0 | 0
3.11.138 | 2.08.107 | (*) Ditto but for PVC-u sleeve OD 160 mm, with water tight plug (class 10) |  | nr | 90 | 62 | 5580 | 110 | 9900 | 110 | 9900 | 567 | 51030 | 124 | 11160 | 215.1 | 19359 | 0 | 0
3.11.139 | 2.08.108 | (*) Ditto but for PVC-u sleeve OD 225 mm, with water tight plug (class 10) |  | nr | 25 | 129 | 3225 | 350 | 8750 | 350 | 8750 | 579 | 14475 | 224 | 5600 | 225.86 | 5646.5 | 0 | 0
3.11.140 | 2.08.109 | (*) Ditto but for PVC-u sleeve OD 225mm, with water tight plug (class 16) |  | nr | 10 | 194 | 1940 | 400 | 4000 | 400 | 4000 | 604 | 6040 | 384 | 3840 | 241.99 | 2419.9 | 0 | 0
3.11.141 | 2.08.110 | (*) Ditto but for PVC-u sleeve OD 280mm, with water tight plug (class 16) |  | nr | 5 | 302 | 1510 | 450 | 2250 | 450 | 2250 | 628 | 3140 | 652 | 3260 | 322.65 | 1613.25 | 0 | 0
3.11.142 | 2.08.111 | (*) Ditto but for PVC-u sleeve OD 315mm, with water tight plug (class 16) |  | nr | 5 | 361 | 1805 | 500 | 2500 | 500 | 2500 | 652 | 3260 | 690 | 3450 | 376.43 | 1882.15 | 0 | 0
| Note | Note Details
3.11.143 | - | Extra over pipe laying for cast into concrete walls of chambers and manholes special PVC- u Sleeves complete with 75cm connection piece.
| Item Code | Description | Item Remarks | Unit of Measurement | Quantity/Base Price | Unit Price/Discount % | Total | Unit Price/Discount % | Total | Unit Price/Discount % | Total | Unit Price/Discount % | Total | Unit Price/Discount % | Total | Unit Price/Discount % | Total | Unit Price/Discount % | Total
3.11.144 | 2.08.112 | (*) For PVC-u pipes OD 160 (class 10) |  | nr | 300 | 78 | 23400 | 250 | 75000 | 250 | 75000 | 507 | 152100 | 375 | 112500 | 107.55 | 32265 | 0 | 0
3.11.145 | 2.08.113 | (*) Ditto but for OD 225 mm (class 10) |  | nr | 50 | 78 | 3900 | 300 | 15000 | 300 | 15000 | 520 | 26000 | 404 | 20200 | 161.33 | 8066.5 | 0 | 0
3.11.146 | 2.08.114 | (*) Ditto but for OD 225mm (class 16) |  | nr | 10 | 106 | 1060 | 300 | 3000 | 300 | 3000 | 543 | 5430 | 404 | 4040 | 188.21 | 1882.1 | 0 | 0
3.11.147 | 2.08.115 | (*) Ditto but for OD 280mm (class 16) |  | nr | 5 | 118 | 590 | 350 | 1750 | 350 | 1750 | 567 | 2835 | 433 | 2165 | 209.72 | 1048.6 | 0 | 0
3.11.148 | 2.08.116 | (*) Ditto but for OD 315mm (class 16) |  | nr | 5 | 118 | 590 | 400 | 2000 | 400 | 2000 | 593 | 2965 | 461 | 2305 | 225.86 | 1129.3 | 0 | 0
3.11.149 | 2.08.117 | (*) Ditto but for PVC-u sleeve OD 160 mm, with water tight plug (class 10) |  | nr | 90 | 78 | 7020 | 100 | 9000 | 100 | 9000 | 567 | 51030 | 455 | 40950 | 215.1 | 19359 | 0 | 0
3.11.150 | 2.08.118 | (*) Ditto but for PVC-u sleeve OD 225 mm, with water tight plug (class 10) |  | nr | 25 | 78 | 1950 | 100 | 2500 | 100 | 2500 | 579 | 14475 | 483 | 12075 | 225.86 | 5646.5 | 0 | 0
3.11.151 | 2.08.119 | (*) Ditto but for PVC-u sleeve OD 225mm, with water tight plug (class 16) |  | nr | 10 | 106 | 1060 | 100 | 1000 | 100 | 1000 | 604 | 6040 | 483 | 4830 | 241.99 | 2419.9 | 0 | 0
3.11.152 | 2.08.120 | (*) Ditto but for PVC-u sleeve OD 280mm, with water tight plug (class 16) |  | nr | 5 | 118 | 590 | 150 | 750 | 150 | 750 | 628 | 3140 | 512 | 2560 | 322.65 | 1613.25 | 0 | 0
3.11.153 | 2.08.121 | (*) Ditto but for PVC-u sleeve OD 315mm, with water tight plug (class 16) |  | nr | 5 | 118 | 590 | 150 | 750 | 150 | 750 | 652 | 3260 | 3117 | 15585 | 349.54 | 1747.7 | 0 | 0
| Note | Note Details
3.11.154 | - | Manholes Construction on Existing Sewer Pipelines
3.11.155 | - | Extra over manholes for constructing new manhole on existing sewer line , allow for dealing and maintaining with the existing flow, exposing pipes, cutting to length, chamfering, connecting to pipes and manholes, all extra excavation, dewatering, material, labor, plant, flushing the pipes between the manholes, backfill,reinstatement and all incidental work to complete the works as specified in tender / Contract documents /or as instructed by Engineer.
| Item Code | Description | Item Remarks | Unit of Measurement | Quantity/Base Price | Unit Price/Discount % | Total | Unit Price/Discount % | Total | Unit Price/Discount % | Total | Unit Price/Discount % | Total | Unit Price/Discount % | Total | Unit Price/Discount % | Total | Unit Price/Discount % | Total
3.11.156 | 2.08.122 | (*) PVC-u Pipes OD 315mm |  | nr | 1 | 25291 | 25291 | 150000 | 150000 | 150000 | 150000 | 19794 | 19794 | 63918 | 63918 | 64530.07 | 64530.07 | 0 | 0
3.11.157 | 2.08.123 | (*) PVC-u Pipes OD 1600mm |  | nr | 1 | 209336 | 209336 | 400000 | 400000 | 400000 | 400000 | 41037 | 41037 | 140621 | 140621 | 161325.17 | 161325.17 | 0 | 0
| Note | Note Details
3.11.158 | - | Manholes Construction to Replace Existing Manholes
3.11.159 | 2.08.124 | Supply and place of new manhole of internal diameter 150 cm to replace existing manhole complete unit ,allow for additional excavation if required , soil support ,protection ,removal and cart away of old structure ,prepare formation level, dewatering, allow for dealing and maintaining with the existing flow, (continued)
| Item Code | Description | Item Remarks | Unit of Measurement | Quantity/Base Price | Unit Price/Discount % | Total | Unit Price/Discount % | Total | Unit Price/Discount % | Total | Unit Price/Discount % | Total | Unit Price/Discount % | Total | Unit Price/Discount % | Total | Unit Price/Discount % | Total
3.11.160 | 2.08.124 | (*) (continued) connecting to pipes or manholes, dewatering ,reinstatement,all required labour, material, plants and all incidental work to complete the works as specified in tender / Contract documents / or as instructed by Engineer. |  | item | 1 | 64624 | 64624 | 100000 | 100000 | 100000 | 100000 | 30294 | 30294 | 76702 | 76702 | 107550.12 | 107550.12 | 0 | 0
| Note | Note Details
3.11.161 | - | ADJUSTMENT OF COVER LEVELS
3.11.162 | - | The prices and rates for adjusting cover levels of manholes shall include for all plant, materials and labour required to adjust the levels of covers as instructed including additional courses of blockwork, concrete and all other works required to adjust the cover level as specified in tender / Contract documents / or as instructed by Engineer.
| Item Code | Description | Item Remarks | Unit of Measurement | Quantity/Base Price | Unit Price/Discount % | Total | Unit Price/Discount % | Total | Unit Price/Discount % | Total | Unit Price/Discount % | Total | Unit Price/Discount % | Total | Unit Price/Discount % | Total | Unit Price/Discount % | Total
3.11.163 | 2.08.125 | (*) the difference between original and final cover levels is ≤ 10 cm |  | nr | 1 | 2932 | 2932 | 2500 | 2500 | 2500 | 2500 | 1811 | 1811 | 443 | 443 | 5377.51 | 5377.51 | 0 | 0
3.11.164 | 2.08.126 | (*) the difference between original and final cover levels is > 10cm, ≤ 20cm |  | nr | 1 | 2932 | 2932 | 3000 | 3000 | 3000 | 3000 | 2294 | 2294 | 886 | 886 | 7528.51 | 7528.51 | 0 | 0
3.11.165 | 2.08.127 | (*) the difference between original and final cover levels exceeding 20 cm |  | nr | 1 | 2932 | 2932 | 5000 | 5000 | 5000 | 5000 | 2838 | 2838 | 1329 | 1329 | 9141.76 | 9141.76 | 0 | 0
| Note | Note Details
3.11.166 | - | PRESSURE PIPELINE & STRUCTURES
3.11.167 | - | Supply of Materials
3.11.168 | - | Supply and deliver to site/approved site storage, keep as recommended by the manufacturer/instructed by the Engineer, the following HDPE pipes including pipe and fittings ,joining materials, coupling, etc. in standard length. HDPE, SDR11 pipes in standard length
| Item Code | Description | Item Remarks | Unit of Measurement | Quantity/Base Price | Unit Price/Discount % | Total | Unit Price/Discount % | Total | Unit Price/Discount % | Total | Unit Price/Discount % | Total | Unit Price/Discount % | Total | Unit Price/Discount % | Total | Unit Price/Discount % | Total
3.11.169 | 2.08.128 | (*) OD 250mm Dia, PE100, SDR 11 |  | m | 3870 | 75 | 290250 | 200 | 774000 | 200 | 774000 | 142 | 549540 | 130 | 503100 | 135.51 | 524423.7 | 0 | 0
3.11.170 | 2.08.129 | (*) Extra over for pipelines for supplying and placing concrete surround class B15 as specified to HDPE pipe OD 250mm, allow for extra excavation and incidental works. |  | m | 300 | 137 | 41100 | 120 | 36000 | 120 | 36000 | 153 | 45900 | 397 | 119100 | 161.33 | 48399 | 0 | 0
| Note | Note Details
3.11.171 | - | Construction
3.11.172 | - | Excavate trench for Pressure pipeline get out, part return, cart away surplus, prepare formation, compact, install pipes into trench, supports, bends, tees, fittings, joint, accessories, warning tapes, test, allow for backfilling with granular bed and surround as specified and shown on the drawing including provision of all material, labor and all incidental work as specified
| Item Code | Description | Item Remarks | Unit of Measurement | Quantity/Base Price | Unit Price/Discount % | Total | Unit Price/Discount % | Total | Unit Price/Discount % | Total | Unit Price/Discount % | Total | Unit Price/Discount % | Total | Unit Price/Discount % | Total | Unit Price/Discount % | Total
3.11.173 | 2.08.130 | (*) OD 250mm Dia, PE100, SDR 11 for depth m <=3.00m |  | m | 3870 | 253 | 979110 | 210 | 812700 | 210 | 812700 | 207 | 801090 | 286 | 1106820 | 376.43 | 1456784.1 | 0 | 0
| Note | Note Details
3.11.174 | - | Pressure Pipeline Structures
| Item Code | Description | Item Remarks | Unit of Measurement | Quantity/Base Price | Unit Price/Discount % | Total | Unit Price/Discount % | Total | Unit Price/Discount % | Total | Unit Price/Discount % | Total | Unit Price/Discount % | Total | Unit Price/Discount % | Total | Unit Price/Discount % | Total
3.11.175 | 2.08.131 | (*) Clearing and leveling of sites, remove overburden & cart away as instructed by the Engineer |  | m2 | 30 | 15 | 450 | 10 | 300 | 10 | 300 | 31 | 930 | 13 | 390 | 10.76 | 322.8 | 0 | 0
3.11.176 | 2.08.132 | (*) Import selected material for making up levels at building site, place in layers, compact at optimum moisture content as specified or as instructed by the Engineer |  | m3 | 15 | 53 | 795 | 50 | 750 | 50 | 750 | 48 | 720 | 112 | 1680 | 32.27 | 484.05 | 0 | 0
3.11.177 | 2.08.133 | (*) Excavate till formation level, part return, compact, cart away surplus, all as specified |  | m3 | 85 | 24 | 2040 | 15 | 1275 | 15 | 1275 | 80 | 6800 | 66 | 5610 | 53.78 | 4571.3 | 0 | 0
| Note | Note Details
3.11.178 | - | Supply of Materials
3.11.179 | - | Supply and deliver to site / approved site storage, the following materials as shown on drawings / as specified
| Item Code | Description | Item Remarks | Unit of Measurement | Quantity/Base Price | Unit Price/Discount % | Total | Unit Price/Discount % | Total | Unit Price/Discount % | Total | Unit Price/Discount % | Total | Unit Price/Discount % | Total | Unit Price/Discount % | Total | Unit Price/Discount % | Total
3.11.180 | 2.08.134 | (*) Supply High tensile deformed reinforcement bars |  | ton | 5 | 1749 | 8745 | 2000 | 10000 | 2000 | 10000 | 3428 | 17140 | 2812 | 14060 | 2473.65 | 12368.25 | 0 | 0
3.11.181 | 2.08.135 | (*) Supply GRP ladder and all accessories as specified |  | nr | 1 | 1137 | 1137 | 500 | 500 | 500 | 500 | 2153 | 2153 | 236 | 236 | 3226.5 | 3226.5 | 0 | 0
3.11.182 | 2.08.136 | (*) Supply ductile cast iron cover, class B125, clear opening 600mm dia, as specified. |  | nr | 1 | 512 | 512 | 800 | 800 | 800 | 800 | 1129 | 1129 | 748 | 748 | 1613.25 | 1613.25 | 0 | 0
3.11.183 | 2.08.137 | (*) Supply ductile cast iron cover, class B125, clear opening 750mm dia, as specified. |  | nr | 2 | 803 | 1606 | 1000 | 2000 | 1000 | 2000 | 1370 | 2740 | 888 | 1776 | 1774.58 | 3549.16 | 0 | 0
3.11.184 | 2.08.138 | (*) Supply GRP lining as specified |  | m2 | 50 | 213 | 10650 | 200 | 10000 | 200 | 10000 | 296 | 14800 | 639 | 31950 | 430.2 | 21510 | 0 | 0
3.11.185 | 2.08.139 | (*) Supply vent pipe DN 100 ,with puddle flange and vent cap as specified and shown in drawings |  | nr | 4 | 76 | 304 | 800 | 3200 | 800 | 3200 | 876 | 3504 | 272 | 1088 | 10755.01 | 43020.04 | 0 | 0
| Note | Note Details
3.11.186 | - | Construction/Installation
3.11.187 | - | Install with all accessories and including all incidental works etc. complete, testing, as specified or as per Drawings
| Item Code | Description | Item Remarks | Unit of Measurement | Quantity/Base Price | Unit Price/Discount % | Total | Unit Price/Discount % | Total | Unit Price/Discount % | Total | Unit Price/Discount % | Total | Unit Price/Discount % | Total | Unit Price/Discount % | Total | Unit Price/Discount % | Total
3.11.188 | 2.08.140 | (*) Fix High tensile deformed reinforcement bars |  | ton | 5 | 1079 | 5395 | 1000 | 5000 | 1000 | 5000 | 1207 | 6035 | 862 | 4310 | 1075.5 | 5377.5 | 0 | 0
3.11.189 | 2.08.141 | (*) Install GRP ladder, allow for all incidental work |  | nr | 1 | 250 | 250 | 50 | 50 | 50 | 50 | 452 | 452 | 256 | 256 | 2151 | 2151 | 0 | 0
3.11.190 | 2.08.142 | (*) Install ductile cast iron cover, class B125, clear opening 600mm as specified and show on drawings and all incidental work. |  | nr | 1 | 104 | 104 | 50 | 50 | 50 | 50 | 543 | 543 | 68 | 68 | 537.75 | 537.75 | 0 | 0
3.11.191 | 2.08.143 | (*) Supply ductile cast iron cover, class B125, clear opening 750mm dia, as specified. |  | nr | 2 | 104 | 208 | 50 | 100 | 50 | 100 | 543 | 1086 | 68 | 136 | 537.75 | 1075.5 | 0 | 0
3.11.192 | 2.08.144 | (*) Install GRP lining as specified |  | m2 | 50 | 54 | 2700 | 50 | 2500 | 50 | 2500 | 241 | 12050 | 192 | 9600 | 215.1 | 10755 | 0 | 0
3.11.193 | 2.08.145 | (*) Install vent pipe DN 100 ,with puddle flange and vent cap as specified and shown in drawings and all incidental work |  | nr | 4 | 66 | 264 | 200 | 800 | 200 | 800 | 302 | 1208 | 128 | 512 | 2688.75 | 10755 | 0 | 0
| Note | Note Details
3.11.194 | - | NDM/ HDD WORKS
| Item Code | Description | Item Remarks | Unit of Measurement | Quantity/Base Price | Unit Price/Discount % | Total | Unit Price/Discount % | Total | Unit Price/Discount % | Total | Unit Price/Discount % | Total | Unit Price/Discount % | Total | Unit Price/Discount % | Total | Unit Price/Discount % | Total
3.11.195 | 2.08.146 | (*) Allow for Preparation works to commence directional drilling works at both ends, reinstatement of surfaces to the original condition etc. to the satisfaction of the Engineer, soil investigation required for design purpose to a depth ≤ 6 m below ground level all incidental works, demobilization complete |  | nr | 1 | 454 | 454 | 10000 | 10000 | 10000 | 10000 | 18105 | 18105 | 12784 | 12784 | 10755.01 | 10755.01 | 0 | 0
| Note | Note Details
3.11.196 | - | Pipe laying in directional drilling method for HDPE pipe class PE 100 SDR 11 to any depth (to be decided on site by Engineer / as shown on drawings). Allow for the supply of all material, labour, plant, specials, pipes, fittings, tools, services, equipment & incidental works etc. required to execute, complete work including pits, drilling pilot hole, reaming, pulling back process etc. (continued)
3.11.197 | - | (continued) Establish, maintain and monitor surface movement points daily, submit daily report (Length shall be measured for the actual length of pipe laid) in any type of soil
| Item Code | Description | Item Remarks | Unit of Measurement | Quantity/Base Price | Unit Price/Discount % | Total | Unit Price/Discount % | Total | Unit Price/Discount % | Total | Unit Price/Discount % | Total | Unit Price/Discount % | Total | Unit Price/Discount % | Total | Unit Price/Discount % | Total
3.11.198 | 2.08.147 | (*) OD250 mm Dia. SDR 11 |  | m | 50 | 3088 | 154400 | 4000 | 200000 | 4000 | 200000 | 2655 | 132750 | 8949 | 447450 | 3226.5 | 161325 | 0 | 0
3.11.199 | 2.08.148 | (*) Works to complete NDM Works |  | Item | 1 | 64328 | 64328 | 10000 | 10000 | 10000 | 10000 | 4828 | 4828 | 6392 | 6392 | 5377.51 | 5377.51 | 0 | 0
| Note | Note Details
3.11.200 | - | Sewer Pumping Station At AL SAAD Civil Works
| Item Code | Description | Item Remarks | Unit of Measurement | Quantity/Base Price | Unit Price/Discount % | Total | Unit Price/Discount % | Total | Unit Price/Discount % | Total | Unit Price/Discount % | Total | Unit Price/Discount % | Total | Unit Price/Discount % | Total | Unit Price/Discount % | Total
3.11.201 | 2.08.149 | (*) Clearing and leveling of sites, remove overburden & cart away as instructed by the Engineer |  | m2 | 470 | 15 | 7050 | 10 | 4700 | 10 | 4700 | 12 | 5640 | 3 | 1410 | 10.76 | 5057.2 | 0 | 0
3.11.202 | 2.08.150 | (*) Import selected material for making up levels at building site, place in layers, compact at optimum moisture content as specified or as instructed by the Engineer |  | m3 | 120 | 53 | 6360 | 40 | 4800 | 40 | 4800 | 39 | 4680 | 8 | 960 | 32.27 | 3872.4 | 0 | 0
3.11.203 | 2.08.151 | (*) Excavate till formation level, part return, compact, cart away surplus, all as specified |  | m3 | 295 | 24 | 7080 | 30 | 8850 | 30 | 8850 | 80 | 23600 | 5 | 1475 | 914.18 | 269683.1 | 0 | 0
| Note | Note Details
3.11.204 | - | SUPPLY OF MATERIALS
3.11.205 | - | Supply and deliver to site / approved site storage, the following materials as shown on drawings / as specified
| Item Code | Description | Item Remarks | Unit of Measurement | Quantity/Base Price | Unit Price/Discount % | Total | Unit Price/Discount % | Total | Unit Price/Discount % | Total | Unit Price/Discount % | Total | Unit Price/Discount % | Total | Unit Price/Discount % | Total | Unit Price/Discount % | Total
3.11.206 | 2.08.152 | (*) Supply High tensile deformed reinforcement bars |  | ton | 19 | 2823 | 53637 | 2500 | 47500 | 2500 | 47500 | 3428 | 65132 | 2429 | 46151 | 2473.65 | 46999.35 | 0 | 0
3.11.207 | 2.08.153 | (*) Supply 20 cm thick cement block wall |  | m2 | 50 | 89 | 4450 | 40 | 2000 | 40 | 2000 | 9 | 450 | 33 | 1650 | 107.55 | 5377.5 | 0 | 0
3.11.208 | 2.08.154 | (*) Supply 10 cm thick cement block wall |  | m2 | 8 | 74 | 592 | 35 | 280 | 35 | 280 | 8 | 64 | 24 | 192 | 86.04 | 688.32 | 0 | 0
3.11.209 | 2.08.155 | (*) Supply 10 cm thick sand lime brick facing as specified |  | m2 | 36 | 124 | 4464 | 45 | 1620 | 45 | 1620 | 31 | 1116 | 115 | 4140 | 107.55 | 3871.8 | 0 | 0
3.11.210 | 2.08.156 | (*) Supply Glass brick masonry as specified |  | m2 | 16 | 289 | 4624 | 150 | 2400 | 150 | 2400 | 483 | 7728 | 243 | 3888 | 161.33 | 2581.28 | 0 | 0
3.11.211 | 2.08.157 | (*) Supply Roofing spouts materials complete as specified |  | m2 | 67 | 207 | 13869 | 120 | 8040 | 120 | 8040 | 61 | 4087 | 128 | 8576 | 161.33 | 10809.11 | 0 | 0
3.11.212 | 2.08.158 | (*) Supply GRP lining as specified |  | m2 | 153 | 124 | 18972 | 200 | 30600 | 200 | 30600 | 302 | 46206 | 100 | 15300 | 430.2 | 65820.6 | 0 | 0
3.11.213 | 2.08.159 | (*) Supply Ceramic tiles as specified |  | m2 | 28 | 87 | 2436 | 25 | 700 | 25 | 700 | 67 | 1876 | 64 | 1792 | 64.53 | 1806.84 | 0 | 0
3.11.214 | 2.08.160 | (*) Supply Terrazzo flooring as specified |  | m2 | 31 | 62 | 1922 | 20 | 620 | 20 | 620 | 67 | 2077 | 32 | 992 | 75.29 | 2333.99 | 0 | 0
3.11.215 | 2.08.161 | (*) Supply Terrazzo skirting as specified |  | m | 24 | 21 | 504 | 10 | 240 | 10 | 240 | 31 | 744 | 8 | 192 | 86.04 | 2064.96 | 0 | 0
3.11.216 | 2.08.162 | (*) Supply heavy duty double panel PVC door 2.00 x 2.60m high, allow for frames, fixing accessories etc. as specified and shown on drawings including all incidental work. (MCC Room) |  | nr | 1 | 3861 | 3861 | 5200 | 5200 | 5200 | 5200 | 9415 | 9415 | 7977 | 7977 | 5377.51 | 5377.51 | 0 | 0
3.11.217 | 2.08.163 | (*) Supply heavy duty Single panel PVC door 1.00 x 2.20m high, allow for frames, fixing accessories etc. as specified and shown on drawings including all incidental work. (MCC & Wash Room) |  | nr | 2 | 1634 | 3268 | 2200 | 4400 | 2200 | 4400 | 4828 | 9656 | 3375 | 6750 | 4839.76 | 9679.52 | 0 | 0
3.11.218 | 2.08.164 | (*) Supply heavy duty Single panel PVC door 0.90 x 2.20m high, allow for frames, fixing accessories etc. as specified and shown on drawings including all incidental work. (Toilet) |  | nr | 1 | 1471 | 1471 | 2100 | 2100 | 2100 | 2100 | 4587 | 4587 | 3375 | 3375 | 3226.5 | 3226.5 | 0 | 0
3.11.219 | 2.08.165 | (*) Supply heavy duty PVC Ventilator 0.60 x 0.60 m high allow for frames, fixing accessories etc. as specified and shown on drawings. for Toilet |  | nr | 1 | 310 | 310 | 500 | 500 | 500 | 500 | 3018 | 3018 | 1918 | 1918 | 2688.75 | 2688.75 | 0 | 0
3.11.220 | 2.08.166 | (*) Supply into concrete slab chequered plate cover 10mm thick and frame including lifting keys complete as specified and shown on drawings and all incidental work |  | m2 | 1 | 825 | 825 | 100 | 100 | 100 | 100 | 2655 | 2655 | 77 | 77 | 5377.51 | 5377.51 | 0 | 0
3.11.221 | 2.08.167 | (*) Supply ductile cast iron cover, class B125, clear opening (200 X 200)mm as specified |  | nr | 1 | 165 | 165 | 300 | 300 | 300 | 300 | 620 | 620 | 415 | 415 | 537.75 | 537.75 | 0 | 0
3.11.222 | 2.08.168 | (*) Supply ductile cast iron cover, class B125, clear opening 600mm dia. as specified |  | nr | 1 | 248 | 248 | 800 | 800 | 800 | 800 | 1016 | 1016 | 748 | 748 | 1613.25 | 1613.25 | 0 | 0
3.11.223 | 2.08.169 | (*) Supply ductile cast iron cover, class B125, clear opening (600 X600)mm as specified |  | nr | 1 | 413 | 413 | 800 | 800 | 800 | 800 | 1019 | 1019 | 575 | 575 | 1720.8 | 1720.8 | 0 | 0
3.11.224 | 2.08.170 | (*) Supply ductile cast iron cover, class B125, clear opening (750 X 750)mm as specified |  | nr | 1 | 578 | 578 | 1100 | 1100 | 1100 | 1100 | 2025 | 2025 | 1278 | 1278 | 1774.58 | 1774.58 | 0 | 0
3.11.225 | 2.08.171 | (*) Supply ductile cast iron cover, class B125, clear opening (900 X 900)mm as specified |  | nr | 1 | 743 | 743 | 1300 | 1300 | 1300 | 1300 | 3290 | 3290 | 1406 | 1406 | 2151 | 2151 | 0 | 0
3.11.226 | 2.08.172 | (*) Supply ductile cast iron cover, class B125, clear opening (900 X 1500)mm as specified |  | nr | 1 | 1073 | 1073 | 1600 | 1600 | 1600 | 1600 | 9053 | 9053 | 2557 | 2557 | 3764.25 | 3764.25 | 0 | 0
3.11.227 | 2.08.173 | (*) Supply ductile cast iron cover, class B125, clear opening (1000 X 2000)mm as specified |  | nr | 1 | 1650 | 1650 | 1800 | 1800 | 1800 | 1800 | 18105 | 18105 | 2940 | 2940 | 6453.01 | 6453.01 | 0 | 0
3.11.228 | 2.08.174 | (*) Supply vent pipe DN 100 ,with puddle flange with stainless steel fly mesh as specified and shown in drawings |  | nr | 2 | 0 | 0 | 820 | 1640 | 820 | 1640 | 1690 | 3380 | 486 | 972 | 3226.5 | 6453 | 0 | 0
3.11.229 | 2.08.175 | (*) Supply GRP ladder and all accessories as specified MCC building |  | m | 5 | 2063 | 10315 | 2000 | 10000 | 2000 | 10000 | 785 | 3925 | 1918 | 9590 | 537.75 | 2688.75 | 0 | 0
3.11.230 | 2.08.176 | (*) Supply GRP Safety cage for MCC building and all accessories as specified |  | m | 4 | 1650 | 6600 | 4000 | 16000 | 4000 | 16000 | 665 | 2660 | 1918 | 7672 | 1290.6 | 5162.4 | 0 | 0
3.11.231 | 2.08.177 | (*) Supply GRP ladder and all accessories as specified (Cable Room) |  | nr | 1 | 2063 | 2063 | 2000 | 2000 | 2000 | 2000 | 6035 | 6035 | 1918 | 1918 | 1075.5 | 1075.5 | 0 | 0
3.11.232 | 2.08.178 | (*) Supply for precast concrete boundary wall finishing complete. as specified and shown in drawings |  | m | 76 | 825 | 62700 | 700 | 53200 | 700 | 53200 | 1449 | 110124 | 1087 | 82612 | 537.75 | 40869 | 0 | 0
3.11.233 | 2.08.179 | (*) Supply heavy duty anodized aluminum gate 4.0 m wide, 2.20 m height, as instructed by the Engineer or as specified |  | nr | 1 | 8712 | 8712 | 7000 | 7000 | 7000 | 7000 | 18105 | 18105 | 11250 | 11250 | 9679.51 | 9679.51 | 0 | 0
3.11.234 | 2.08.180 | (*) Supply Inter locking tiles 8 cm thick as specified or as instructed by the Engineer |  | m2 | 341 | 62 | 21142 | 40 | 13640 | 40 | 13640 | 110 | 37510 | 60 | 20460 | 48.4 | 16504.4 | 0 | 0
3.11.235 | 2.08.181 | (*) Supply Grey heel curb 200mmX380mmX600mm as specified or as instructed by the Engineer |  | m | 22 | 99 | 2178 | 27 | 594 | 27 | 594 | 134 | 2948 | 28 | 616 | 53.78 | 1183.16 | 0 | 0
3.11.236 | 2.08.182 | (*) Supply 2 x OD 50 mm PVC-u pipe class 6 cable conduits as specified or as instructed by the Engineer |  | m | 7 | 0 | 0 | 25 | 175 | 25 | 175 | 48 | 336 | 16 | 112 | 26.89 | 188.23 | 0 | 0
3.11.237 | 2.08.183 | (*) Supply 3 x OD 50 mm PVC-u pipe class 6 cable conduits as specified or as instructed by the Engineer |  | m | 9 | 0 | 0 | 30 | 270 | 30 | 270 | 72 | 648 | 24 | 216 | 37.64 | 338.76 | 0 | 0
3.11.238 | 2.08.184 | (*) Supply 1 x OD 75 mm PVC-u pipe class 6 cable conduits as specified or as instructed by the Engineer |  | m | 8 | 0 | 0 | 20 | 160 | 20 | 160 | 31 | 248 | 12 | 96 | 21.51 | 172.08 | 0 | 0
3.11.239 | 2.08.185 | (*) Supply 8xOD75 mm PVC-u pipe class 6 cable conduits as specified or as instructed by the Engineer. |  | m | 9 | 0 | 0 | 65 | 585 | 65 | 585 | 122 | 1098 | 92 | 828 | 64.53 | 580.77 | 0 | 0
3.11.240 | 2.08.186 | (*) Supply 2xOD150 mm PVC-u pipe class 6 cable conduits as specified or as instructed by the Engineer. |  | m | 7 | 0 | 0 | 140 | 980 | 140 | 980 | 91 | 637 | 81 | 567 | 43.02 | 301.14 | 0 | 0
| Note | Note Details
3.11.241 | - | INSTALLATION
3.11.242 | - | Install with all accessories and including all incidental works etc. complete, testing, as specified or as per Drawings
| Item Code | Description | Item Remarks | Unit of Measurement | Quantity/Base Price | Unit Price/Discount % | Total | Unit Price/Discount % | Total | Unit Price/Discount % | Total | Unit Price/Discount % | Total | Unit Price/Discount % | Total | Unit Price/Discount % | Total | Unit Price/Discount % | Total
3.11.243 | 2.08.187 | (*) Fix High tensile deformed reinforcement bars |  | ton | 19 | 0 | 0 | 1000 | 19000 | 1000 | 19000 | 1207 | 22933 | 1041 | 19779 | 1075.5 | 20434.5 | 0 | 0
3.11.244 | 2.08.188 | (*) Construct 20 cm thick cement block wall |  | m2 | 50 | 0 | 0 | 35 | 1750 | 35 | 1750 | 169 | 8450 | 37 | 1850 | 26.89 | 1344.5 | 0 | 0
3.11.245 | 2.08.189 | (*) Construct 10 cm thick cement block wall |  | m2 | 8 | 0 | 0 | 35 | 280 | 35 | 280 | 145 | 1160 | 32 | 256 | 26.89 | 215.12 | 0 | 0
3.11.246 | 2.08.190 | (*) Construct 10 cm thick sand lime brick facing |  | m2 | 36 | 0 | 0 | 35 | 1260 | 35 | 1260 | 145 | 5220 | 32 | 1152 | 53.78 | 1936.08 | 0 | 0
3.11.247 | 2.08.191 | (*) Construct Glass brick masonry as specified or as instructed by the Engineer |  | m2 | 16 | 0 | 0 | 35 | 560 | 35 | 560 | 181 | 2896 | 95 | 1520 | 80.66 | 1290.56 | 0 | 0
3.11.248 | 2.08.192 | (*) Lay Roofing system including spouts as specified and as shown on the drawing |  | m2 | 67 | 0 | 0 | 50 | 3350 | 50 | 3350 | 61 | 4087 | 77 | 5159 | 53.78 | 3603.26 | 0 | 0
3.11.249 | 2.08.193 | (*) Fixing GRP lining as specified or as instructed by the Engineer |  | m2 | 153 | 0 | 0 | 50 | 7650 | 50 | 7650 | 122 | 18666 | 66 | 10098 | 215.1 | 32910.3 | 0 | 0
3.11.250 | 2.08.194 | (*) Fixing Ceramic tiles as specified or as instructed by the Engineer |  | m2 | 28 | 0 | 0 | 75 | 2100 | 75 | 2100 | 24 | 672 | 45 | 1260 | 43.02 | 1204.56 | 0 | 0
3.11.251 | 2.08.195 | (*) Fixing Terrazzo flooring as specified or as instructed by the Engineer |  | m2 | 31 | 0 | 0 | 75 | 2325 | 75 | 2325 | 24 | 744 | 45 | 1395 | 43.02 | 1333.62 | 0 | 0
3.11.252 | 2.08.196 | (*) Fixing Terrazzo skirting as specified or as instructed by the Engineer |  | m | 24 | 0 | 0 | 5 | 120 | 5 | 120 | 24 | 576 | 14 | 336 | 53.78 | 1290.72 | 0 | 0
3.11.253 | 2.08.197 | (*) Install heavy duty double panel PVC door 2.0 x 2.60m high, allow for frames, fixing accessories etc. as specified and shown on drawings including all incidental work. (MCC Room) |  | nr | 1 | 0 | 0 | 300 | 300 | 300 | 300 | 604 | 604 | 128 | 128 | 1075.5 | 1075.5 | 0 | 0
3.11.254 | 2.08.198 | (*) Install heavy duty Single panel PVC door 1.00 x 2.20m high, allow for frames, fixing accessories etc. as specified and shown on drawings including all incidental work. (MCC & Wash Room) |  | nr | 2 | 0 | 0 | 300 | 600 | 300 | 600 | 604 | 1208 | 128 | 256 | 1075.5 | 2151 | 0 | 0
3.11.255 | 2.08.199 | (*) Install heavy duty Single panel PVC door 0.90 x 2.20m high, allow for frames, fixing accessories etc. as specified and shown on drawings including all incidental work. (Toilet) |  | nr | 1 | 0 | 0 | 300 | 300 | 300 | 300 | 604 | 604 | 128 | 128 | 1075.5 | 1075.5 | 0 | 0
3.11.256 | 2.08.200 | (*) Install heavy duty PVC Ventilator 0.60 x 0.60 m high allow for frames, fixing accessories etc. as specified and shown on drawings. for Toilet |  | nr | 1 | 0 | 0 | 200 | 200 | 200 | 200 | 604 | 604 | 128 | 128 | 752.85 | 752.85 | 0 | 0
3.11.257 | 2.08.201 | (*) Install into concrete slab chequered plate cover 10mm thick and frame including lifting keys complete as specified and shown on drawings and all incidental work |  | m2 | 1 | 0 | 0 | 50 | 50 | 50 | 50 | 604 | 604 | 13 | 13 | 2151 | 2151 | 0 | 0
3.11.258 | 2.08.202 | (*) Install ductile cast iron cover, class B125, clear opening (200 X 200)mm as specified and shown on the drawing and all incidental work |  | nr | 1 | 0 | 0 | 50 | 50 | 50 | 50 | 604 | 604 | 13 | 13 | 215.1 | 215.1 | 0 | 0
3.11.259 | 2.08.203 | (*) Install ductile cast iron cover, class B125, clear opening 600dia.mm as specified and shown on the drawing and all incidental work |  | nr | 1 | 0 | 0 | 50 | 50 | 50 | 50 | 604 | 604 | 68 | 68 | 537.75 | 537.75 | 0 | 0
3.11.260 | 2.08.204 | (*) Install ductile cast iron cover, class B125, clear opening (600 X 600)mm as specified and shown on the drawing and all incidental work |  | nr | 1 | 0 | 0 | 50 | 50 | 50 | 50 | 604 | 604 | 68 | 68 | 537.75 | 537.75 | 0 | 0
3.11.261 | 2.08.205 | (*) Install ductile cast iron cover, class B125, clear opening (750 X 750)mm as specified and shown on the drawing and all incidental work |  | nr | 1 | 0 | 0 | 75 | 75 | 75 | 75 | 724 | 724 | 68 | 68 | 537.75 | 537.75 | 0 | 0
3.11.262 | 2.08.206 | (*) Install ductile cast iron cover, class B125, clear opening (900 X 900)mm as specified and shown on the drawing and all incidental work |  | nr | 1 | 0 | 0 | 100 | 100 | 100 | 100 | 1026 | 1026 | 68 | 68 | 537.75 | 537.75 | 0 | 0
3.11.263 | 2.08.207 | (*) IInstall ductile cast iron cover, class B125, clear opening (900 X 1500)mm as specified and shown on the drawing and all incidental work |  | nr | 1 | 0 | 0 | 100 | 100 | 100 | 100 | 1630 | 1630 | 68 | 68 | 806.63 | 806.63 | 0 | 0
3.11.264 | 2.08.208 | (*) Install ductile cast iron cover, class B125, clear opening (1000 X 2000)mm as specified and shown on the drawing and all incidental work |  | nr | 1 | 0 | 0 | 100 | 100 | 100 | 100 | 2233 | 2233 | 68 | 68 | 1075.5 | 1075.5 | 0 | 0
3.11.265 | 2.08.209 | (*) Install vent pipe DN 100 ,with puddle flange with stainless steel fly mesh as specified and shown in drawings and all incidental work |  | nr | 2 | 0 | 0 | 200 | 400 | 200 | 400 | 604 | 1208 | 13 | 26 | 537.75 | 1075.5 | 0 | 0
3.11.266 | 2.08.210 | (*) Install GRP ladder, allow for all incidental work MCC building |  | m | 5 | 0 | 0 | 200 | 1000 | 200 | 1000 | 122 | 610 | 128 | 640 | 107.55 | 537.75 | 0 | 0
3.11.267 | 2.08.211 | (*) Install GRP Safety cage for MCC allow for all incidental work |  | m | 4 | 0 | 0 | 250 | 1000 | 250 | 1000 | 122 | 488 | 128 | 512 | 322.65 | 1290.6 | 0 | 0
3.11.268 | 2.08.212 | (*) Install GRP ladder, allow for all incidental work ( Cable room) |  | nr | 1 | 0 | 0 | 200 | 200 | 200 | 200 | 363 | 363 | 128 | 128 | 107.55 | 107.55 | 0 | 0
3.11.269 | 2.08.213 | (*) Construct Pre- cast boundary wall finishing complete. as specified and shown in drawings, allow for all incidental works. |  | m | 105 | 0 | 0 | 200 | 21000 | 200 | 21000 | 424 | 44520 | 128 | 13440 | 537.75 | 56463.75 | 0 | 0
3.11.270 | 2.08.214 | (*) Install heavy duty anodized aluminum gate 4.0 m wide, 2.20 m height, as instructed by the Engineer, allow for all incidental works |  | nr | 1 | 0 | 0 | 100 | 100 | 100 | 100 | 3018 | 3018 | 384 | 384 | 2151 | 2151 | 0 | 0
3.11.271 | 2.08.215 | (*) Install Inter locking tiles 8 cm thick on compacted sub base, allow for all incidental works as specified or as instructed by the Engineer |  | m2 | 341 | 0 | 0 | 40 | 13640 | 40 | 13640 | 23 | 7843 | 15 | 5115 | 37.64 | 12835.24 | 0 | 0
3.11.272 | 2.08.216 | (*) Install Grey heel curb 200mmX380mmX600mm, placed on concrete B35 foundation including packing concrete etc., as specified or as instructed by the Engineer |  | m | 22 | 0 | 0 | 45 | 990 | 45 | 990 | 28 | 616 | 46 | 1012 | 19.36 | 425.92 | 0 | 0
3.11.273 | 2.08.217 | (*) Install 2x OD 50 mm PVC-u pipe class 6 cable conduits complete with pulling wires, concrete surround B15, allow for excavation, backfilling, jointing with walls / pits, fittings, water tight end caps etc. and all incidental works |  | m | 7 | 0 | 0 | 100 | 700 | 100 | 700 | 61 | 427 | 196 | 1372 | 26.89 | 188.23 | 0 | 0
3.11.274 | 2.08.218 | (*) Install 3 x OD 50 mm PVC-u pipe class 6 cable conduits complete with pulling wires, concrete surround B15, allow for excavation, backfilling, jointing with walls / pits, fittings, water tight end caps etc. and all incidental works |  | m | 9 | 0 | 0 | 120 | 1080 | 120 | 1080 | 85 | 765 | 218 | 1962 | 32.27 | 290.43 | 0 | 0
3.11.275 | 2.08.219 | (*) Install 1 x OD 75 mm PVC-u pipe class 6 cable conduits complete with pulling wires, concrete surround B15, allow for excavation, backfilling, jointing with walls / pits, fittings, water tight end caps etc. and all incidental works |  | m | 8 | 0 | 0 | 100 | 800 | 100 | 800 | 61 | 488 | 149 | 1192 | 21.51 | 172.08 | 0 | 0
3.11.276 | 2.08.220 | (*) Install 8xOD75 mm PVC-u pipe class 6 cable conduits complete with pulling wires, concrete surround B15, allow for excavation, backfilling, jointing with walls / pits, fittings, water tight end caps etc. and all incidental works |  | m | 9 | 0 | 0 | 250 | 2250 | 250 | 2250 | 152 | 1368 | 670 | 6030 | 59.15 | 532.35 | 0 | 0
3.11.277 | 2.08.221 | (*) Install 2xOD150 mm PVC-u pipe class 6 cable conduits complete with pulling wires, concrete surround B15, allow for excavation, backfilling, jointing with walls / pits, fittings, water tight end caps etc. and all incidental works |  | m | 7 | 0 | 0 | 140 | 980 | 140 | 980 | 181 | 1267 | 213 | 1491 | 26.89 | 188.23 | 0 | 0
| Note | Note Details
3.11.278 | - | SUPPLY / CONSTRUCTION
| Item Code | Description | Item Remarks | Unit of Measurement | Quantity/Base Price | Unit Price/Discount % | Total | Unit Price/Discount % | Total | Unit Price/Discount % | Total | Unit Price/Discount % | Total | Unit Price/Discount % | Total | Unit Price/Discount % | Total | Unit Price/Discount % | Total
3.11.279 | 2.08.222 | (*) Supply, lay Plain concrete B15 in 10 cm blinding layer as specified or as instructed by the Engineer |  | m2 | 85 | 27 | 2295 | 35 | 2975 | 35 | 2975 | 81 | 6885 | 40 | 3400 | 62.38 | 5302.3 | 0 | 0
3.11.280 | 2.08.223 | (*) Supply, lay Plain concrete B15 in 5 cm blinding layer as specified or as instructed by the Engineer |  | m2 | 12 | 15 | 180 | 20 | 240 | 20 | 240 | 48 | 576 | 19 | 228 | 31.19 | 374.28 | 0 | 0
3.11.281 | 2.08.224 | (*) Ditto but to make up level below structure and for filling soft spots as specified or as instructed by the Engineer |  | m2 | 10 | 17 | 170 | 350 | 3500 | 350 | 3500 | 61 | 610 | 19 | 190 | 32.27 | 322.7 | 0 | 0
3.11.282 | 2.08.225 | (*) Supply, lay Fair faced waterproof RC B35 in walls, slabs, beams, columns, foundations for pumps, Valve chamber, machines, pipelines etc. of substructures below finished floor level and in ramps etc. as specified or as instructed by the Engineer |  | m3 | 120 | 1403 | 168360 | 1200 | 144000 | 1200 | 144000 | 1328 | 159360 | 833 | 99960 | 1075.5 | 129060 | 0 | 0
3.11.283 | 2.08.226 | (*) Supply, lay Fair faced waterproof RC B35 for columns, beams, slabs, up stand beams of roof etc. of superstructures as specified or as instructed by the Engineer |  | m3 | 33 | 1362 | 44946 | 1200 | 39600 | 1200 | 39600 | 1328 | 43824 | 2229 | 73557 | 1183.05 | 39040.65 | 0 | 0
3.11.284 | 2.08.227 | (*) Supply, lay Fair faced anti - permeability plain concrete B35 for labs, walls of chambers, pits, light post, foundations, etc. as specified or as instructed by the Engineer |  | m3 | 15 | 413 | 6195 | 1200 | 18000 | 1200 | 18000 | 1328 | 19920 | 1239 | 18585 | 1075.5 | 16132.5 | 0 | 0
3.11.285 | 2.08.228 | (*) Supply, lay Fair faced anti - permeability plain concrete B35 for cable pits etc. as specified or as instructed by the Engineer |  | m3 | 5 | 413 | 2065 | 1200 | 6000 | 1200 | 6000 | 1328 | 6640 | 1239 | 6195 | 914.18 | 4570.9 | 0 | 0
3.11.286 | 2.08.229 | (*) Supply, lay Plain anti - permeability concrete B35 for fill inside sumps, valve chambers, support for pipes & fittings, top troweled smooth to falls, construct pump sump as specified or as instructed by the Engineer |  | m3 | 5 | 413 | 2065 | 1200 | 6000 | 1200 | 6000 | 1328 | 6640 | 1239 | 6195 | 914.18 | 4570.9 | 0 | 0
3.11.287 | 2.08.230 | (*) Supply, Install Damp proof course for 20 cm thick wall |  | m | 28 | 21 | 588 | 50 | 1400 | 50 | 1400 | 24 | 672 | 12 | 336 | 107.55 | 3011.4 | 0 | 0
3.11.288 | 2.08.231 | (*) Supply, Install Damp proof course for 10 cm thick wall |  | m | 24 | 13 | 312 | 40 | 960 | 40 | 960 | 19 | 456 | 5 | 120 | 86.04 | 2064.96 | 0 | 0
3.11.289 | 2.08.232 | (*) Supply, lay External horizontal tanking with wrapping protection(water proof Torch applied membrane App modified bituminous 4mm. thick and 4mm plywood or protection board) complete as specified or as instructed by the Engineer |  | m2 | 97 | 29 | 2813 | 70 | 6790 | 70 | 6790 | 91 | 8827 | 61 | 5917 | 86.04 | 8345.88 | 0 | 0
3.11.290 | 2.08.233 | (*) Supply, lay external vertical tanking with wrapping protection(water proof Torch applied membrane App modified bituminous 4mm. thick and 4mm plywood or protection board) complete as specified or as instructed by the Engineer |  | m2 | 226 | 29 | 6554 | 70 | 15820 | 70 | 15820 | 91 | 20566 | 61 | 13786 | 64.53 | 14583.78 | 0 | 0
3.11.291 | 2.08.234 | (*) Supply, lay Epoxy coating to beams, walls, slabs, etc. internally as specified and shown on drawings or as instructed by the Engineer |  | m2 | 80 | 33 | 2640 | 20 | 1600 | 20 | 1600 | 43 | 3440 | 45 | 3600 | 37.64 | 3011.2 | 0 | 0
3.11.292 | 2.08.235 | (*) Supply, lay Epoxy coating to beams, walls, slabs, etc. externally as specified and shown on drawings or as instructed by the Engineer |  | m2 | 26 | 33 | 858 | 20 | 520 | 20 | 520 | 43 | 1118 | 45 | 1170 | 37.64 | 978.64 | 0 | 0
3.11.293 | 2.08.236 | (*) Supply, Install C+S Plaster 1.5cm (2 layars) finish to internal & external surfaces of walls including dressing around openings as specified or as instructed by the Engineer |  | m2 | 115 | 42 | 4830 | 60 | 6900 | 60 | 6900 | 43 | 4945 | 49 | 5635 | 107.55 | 12368.25 | 0 | 0
3.11.294 | 2.08.237 | (*) Supply, Install Paint walls and ceilings, emulsion paint as specified and shown on drawings or as instructed by the Engineer |  | m2 | 115 | 13 | 1495 | 20 | 2300 | 20 | 2300 | 37 | 4255 | 15 | 1725 | 26.89 | 3092.35 | 0 | 0
3.11.295 | 2.08.238 | (*) Supply & Install plumbing system for Toilet & Wash room, 2 Nos water Tank of 1000 litre capacity (one on Ground and other above Wash room), including, valves, all fittings, pipelines, hot & cold Water line, connections etc. all as specified / as instructed by the Engineer, allow for all incidental works |  | Set | 1 | 8250 | 8250 | 15000 | 15000 | 15000 | 15000 | 30175 | 30175 | 19176 | 19176 | 26887.53 | 26887.53 | 0 | 0
3.11.296 | 2.08.239 | (*) Supply & Install Sanitary drainage system for Wash room & Toilet as shown on the drawing including , drains, floor traps, external gully traps, vent pipes, pipelines to inspection manhole, Testing and cleaning, etc. material, labor, plant, etc. all as specified / as instructed by the Engineer, allow for all incidental works |  | Set | 1 | 8250 | 8250 | 10000 | 10000 | 10000 | 10000 | 24140 | 24140 | 6392 | 6392 | 26887.53 | 26887.53 | 0 | 0
| Note | Note Details
3.11.297 | 2.08.240 | Supply & Install following sanitary vitreous china fixtures and accessories as specified and shown on the drawings: 1No. water closet with seat cover, flexible hose and ablution hand spray for wash. 1No. wash basin with pedestal.1/2” single hole mixer with metal handle and pop up waster set.(continued..)
| Item Code | Description | Item Remarks | Unit of Measurement | Quantity/Base Price | Unit Price/Discount % | Total | Unit Price/Discount % | Total | Unit Price/Discount % | Total | Unit Price/Discount % | Total | Unit Price/Discount % | Total | Unit Price/Discount % | Total | Unit Price/Discount % | Total
3.11.298 | 2.08.240 | (*) (... continued) 60cmX80cm chamfered mirror 6cm thick with high quality chrome clips. Shower tray as per drawing: - .Soap holder – 1No. & Paper holder –1No Towel rail – 1No & Robe hook – 1No Soap dispenser – 1No all as specified / as instructed by the Engineer, allow for all incidental works |  | Set | 1 | 619 | 619 | 5000 | 5000 | 5000 | 5000 | 2414 | 2414 | 1278 | 1278 | 26887.53 | 26887.53 | 0 | 0
3.11.299 | 2.08.241 | (*) Supply & Install Sanitary drainage system for Wash room & Toilet as shown on the drawing including , drains, floor traps, external gully traps, vent pipes, pipelines to inspection manhole, Testing and cleaning, etc. material, labor, plant, etc. all as specified / as instructed by the Engineer, allow for all incidental works |  | Item | 1 | 4125 | 4125 | 0 | 0 | 0 | 0 | 6035 | 6035 | 6392 | 6392 | 26887.53 | 26887.53 | 0 | 0
3.11.300 | 2.08.242 | (*) Construction of interlocking tiled access road 8cm thick tiles with imported granular sub-grade of thickness 20cm, minimum CBR30%of MDD 95% and Sub-base layer of imported material thickness 20cm, minimum CBR 60% of MDD 95%. Te rate shall include any excavation and required leveling to maintain proper levels. |  | m2 | 65 | 66 | 4290 | 150 | 9750 | 150 | 9750 | 241 | 15665 | 84 | 5460 | 91.42 | 5942.3 | 0 | 0
3.12 BLL NO. 2.08 - GRAVITY SEWER WORKS (Continued) | [5 empty] | 153 (out of 153) | 2788796 | 153 (out of 153) | 3619270 | 153 (out of 153) | 3619270 | 153 (out of 153) | 2314250 | 153 (out of 153) | 1527296 | 153 (out of 153) | 3329224.67 | 153 (out of 153) | 39730037.93
| Note | Note Details
3.12.1 | - | Mechanical Works
3.12.2 | - | Supply of Materials
3.12.3 | - | Submit technical calculation based on site condition and shop drawings for approval, manufacture, inspect, factory test, deliver to Site, approved site storage, submit guarantee for materials and equipments as specified
| Item Code | Description | Item Remarks | Unit of Measurement | Quantity/Base Price | Unit Price/Discount % | Total | Unit Price/Discount % | Total | Unit Price/Discount % | Total | Unit Price/Discount % | Total | Unit Price/Discount % | Total | Unit Price/Discount % | Total | Unit Price/Discount % | Total
3.12.4 | 2.08.243 | (*) Submersible pump for wet well installation for sewerage application, explosion proof , IP68 motor and accessories as specified, capacity 36 l/sec at 50 meter head. |  | nr | 2 | 95783 | 191566 | 288000 | 576000 | 288000 | 576000 | 87780 | 175560 | 107054 | 214108 | 118622.4 | 237244.8 | 0 | 0
3.12.5 | 2.08.244 | (*) surge protection system including surge vessel (tentative vessel volume 6m3), stand, vent & drain stainless steel pipes, ball valves in stainless steel, etc. as specified including provision of surge analysis report. |  | Item | 1 | 278438 | 278438 | 273600 | 273600 | 273600 | 273600 | 213675 | 213675 | 127445 | 127445 | 393109.12 | 393109.12 | 0 | 0
3.12.6 | 2.08.245 | (*) Macerator unit and with its accessoreies for the capacity of 36l/sec as specifed in the tender documents |  | Item | 1 | 276210 | 276210 | 288000 | 288000 | 288000 | 288000 | 285170 | 285170 | 50978 | 50978 | 342073.9 | 342073.9 | 0 | 0
3.12.7 | 2.08.246 | (*) Odour control unit with activated carbon, suitable for 850m3/hr capacity of gases, complete with fans, valves, pipes, fittings, H2S level indication, weather proof Sun shade and all other accessories as specified |  | Item | 1 | 278438 | 278438 | 432000 | 432000 | 432000 | 432000 | 207900 | 207900 | 137641 | 137641 | 344832.56 | 344832.56 | 0 | 0
3.12.8 | 2.08.247 | (*) Supply non return air flow box for odor control wet well ventilation tailor made from SS316L sheet metal including inlet insect screen, flexible rubber back flow prevention plate, inlet pipe DN200 connection. Box dimension 400X400X250mm. |  | nr | 1 | 38982 | 38982 | 14400 | 14400 | 14400 | 14400 | 4620 | 4620 | 11500 | 11500 | 48276.56 | 48276.56 | 0 | 0
3.12.9 | 2.08.248 | (*) Double flanged concentric reducer DN150/pump suction diameter, PN 16, D.I. as specified |  | nr | 2 | 2228 | 4456 | 1308 | 2616 | 1308 | 2616 | 1005 | 2010 | 1478 | 2956 | 2758.66 | 5517.32 | 0 | 0
3.12.10 | 2.08.249 | (*) All flanged 90˚ bend DN 150, PN 16, D.I. as specified |  | nr | 5 | 891 | 4455 | 1152 | 5760 | 1152 | 5760 | 1533 | 7665 | 968 | 4840 | 1103.46 | 5517.3 | 0 | 0
3.12.11 | 2.08.250 | (*) Flanged spigot pipe with puddle flange DN 150, PN 16, D.I. as specified |  | nr | 4 | 15036 | 60144 | 5400 | 21600 | 5400 | 21600 | 1784 | 7136 | 1529 | 6116 | 18620.96 | 74483.84 | 0 | 0
3.12.12 | 2.08.251 | (*) Flange Adaptor DN 150, PN 16, D.I. as specified |  | nr | 2 | 557 | 1114 | 720 | 1440 | 720 | 1440 | 382 | 764 | 968 | 1936 | 689.67 | 1379.34 | 0 | 0
3.12.13 | 2.08.252 | (*) Dismantling piece DN 150, PN 16, D.I. as specified |  | nr | 4 | 792 | 3168 | 1584 | 6336 | 1584 | 6336 | 613 | 2452 | 1223 | 4892 | 980.86 | 3923.44 | 0 | 0
3.12.14 | 2.08.253 | (*) Manually operated Gate valve with hand wheel DN 150, PN16, D.I. as specified |  | nr | 5 | 1616 | 8080 | 2160 | 10800 | 2160 | 10800 | 2022 | 10110 | 2018 | 10090 | 2000.54 | 10002.7 | 0 | 0
3.12.15 | 2.08.254 | (*) Double flanged non-return valve DN 150, PN16, D.I. as specified |  | nr | 2 | 7240 | 14480 | 5040 | 10080 | 5040 | 10080 | 3812 | 7624 | 2243 | 4486 | 8965.65 | 17931.3 | 0 | 0
3.12.16 | 2.08.255 | (*) All flanged tee DN 150, PN 16, D.I. as specified |  | nr | 3 | 1070 | 3210 | 1080 | 3240 | 1080 | 3240 | 867 | 2601 | 907 | 2721 | 1324.16 | 3972.48 | 0 | 0
3.12.17 | 2.08.256 | (*) Flexibile coupling DN150, PN16 as specified |  | nr | 8 | 1671 | 13368 | 720 | 5760 | 720 | 5760 | 774 | 6192 | 907 | 7256 | 2069 | 16552 | 0 | 0
3.12.18 | 2.08.257 | (*) Double flanged pipe piece DN 150, length 750 mm, PN 16, D.I. and provison for Pressure transmitter installation as specified. |  | nr | 1 | 5569 | 5569 | 2304 | 2304 | 2304 | 2304 | 526 | 526 | 918 | 918 | 6896.65 | 6896.65 | 0 | 0
3.12.19 | 2.08.258 | (*) Double flanged pipe piece DN 150, length 340 mm, PN 16, D.I. weld On Pressure gauge assembly 160mm as specified |  | nr | 2 | 3787 | 7574 | 2304 | 4608 | 2304 | 4608 | 266 | 532 | 663 | 1326 | 4689.72 | 9379.44 | 0 | 0
3.12.20 | 2.08.259 | (*) Double flanged pipe piece DN 150, approximate length 1960mm, PN 16, D.I. as specified |  | nr | 2 | 4678 | 9356 | 9360 | 18720 | 9360 | 18720 | 1361 | 2722 | 1581 | 3162 | 5793.19 | 11586.38 | 0 | 0
3.12.21 | 2.08.260 | (*) Double flanged pipe piece DN 150, approximate length 6000mm, PN 16, D.I. as specified |  | nr | 2 | 14256 | 28512 | 16272 | 32544 | 16272 | 32544 | 4151 | 8302 | 2141 | 4282 | 17655.43 | 35310.86 | 0 | 0
3.12.22 | 2.08.261 | (*) Double flanged pipe piece DN 150, approximate length 300mm, PN 16, D.I. as specified |  | nr | 2 | 3342 | 6684 | 3600 | 7200 | 3600 | 7200 | 266 | 532 | 591 | 1182 | 4137.99 | 8275.98 | 0 | 0
3.12.23 | 2.08.262 | (*) Double flanged pipe piece DN 150, approximate length 320mm, PN 16, D.I. as specified |  | nr | 1 | 3342 | 3342 | 3600 | 3600 | 3600 | 3600 | 266 | 266 | 907 | 907 | 4137.99 | 4137.99 | 0 | 0
3.12.24 | 2.08.263 | (*) Double flanged pipe piece DN 150, approximate length 660mm, PN 16, D.I. as specified |  | nr | 1 | 5012 | 5012 | 5760 | 5760 | 5760 | 5760 | 526 | 526 | 907 | 907 | 6206.99 | 6206.99 | 0 | 0
3.12.25 | 2.08.264 | (*) Double flanged pipe piece DN 150, approximate length 1210mm, PN 16, D.I. as specified |  | nr | 1 | 2852 | 2852 | 7344 | 7344 | 7344 | 7344 | 855 | 855 | 1223 | 1223 | 3531.09 | 3531.09 | 0 | 0
3.12.26 | 2.08.265 | (*) Double flanged pipe piece DN 150, approximate length 910mm, PN 16, D.I. as specified |  | nr | 1 | 2451 | 2451 | 4320 | 4320 | 4320 | 4320 | 704 | 704 | 918 | 918 | 3034.53 | 3034.53 | 0 | 0
3.12.27 | 2.08.266 | (*) Double flanged pipe with puddle flange DN 150, PN 16, D.I. as specified |  | nr | 1 | 5235 | 5235 | 5256 | 5256 | 5256 | 5256 | 1733 | 1733 | 1835 | 1835 | 6482.85 | 6482.85 | 0 | 0
3.12.28 | 2.08.267 | (*) Penstock for DN 300 sewer pipe including non-rising stem, pedestal for manual operation, clamps etc., as shown on drawings, indicating close/open indication at MCC as specified |  | nr | 1 | 28958 | 28958 | 34800 | 34800 | 34800 | 34800 | 32340 | 32340 | 40782 | 40782 | 35862.59 | 35862.59 | 0 | 0
3.12.29 | 2.08.268 | (*) Quick Coupling DN150, as specified |  | nr | 1 | 1671 | 1671 | 2160 | 2160 | 2160 | 2160 | 1040 | 1040 | 928 | 928 | 2069 | 2069 | 0 | 0
| Note | Note Details
3.12.30 | - | Construction / Installation
3.12.31 | - | Bring from Store to site, install as per approved Shop drawings and manufacturer recommendation, test on Site of equipment, pipe work and appurtenance, commission of all Plant, material and equipments. as specified allow for services to the Client and Engineer, training of operators, co-ordination with authorities, (continued...)
3.12.32 | - | (continued), civil contractor and other parties working in or near to the Site, for performance testing, guarantee & maintenance and all incidental labour material. Note:- Dimensions for pipes and fittings may alter subject to the requirements of the plant proposed by the Contractor and approved by Engineer.
| Item Code | Description | Item Remarks | Unit of Measurement | Quantity/Base Price | Unit Price/Discount % | Total | Unit Price/Discount % | Total | Unit Price/Discount % | Total | Unit Price/Discount % | Total | Unit Price/Discount % | Total | Unit Price/Discount % | Total | Unit Price/Discount % | Total
3.12.33 | 2.08.269 | (*) Submersible pump for wet well installation for sewerage application, explosion proof , IP68 motor and accessories as specified, capacity 36 l/sec at 50 meter head. |  | nr | 2 | 8250 | 16500 | 30000 | 60000 | 30000 | 60000 | 28875 | 57750 | 0 | 0 | 10217.26 | 20434.52 | 0 | 0
3.12.34 | 2.08.270 | (*) Provide and install surge protection system including surge vessel (tentative vessel volume 6m3), stand, vent & drain stainless steel pipes, ball valves in stainless steel, etc. as specified |  | Item | 1 | 8250 | 8250 | 14400 | 14400 | 14400 | 14400 | 40425 | 40425 | 0 | 0 | 10217.26 | 10217.26 | 0 | 0
3.12.35 | 2.08.271 | (*) Macerator unit and with its accessoreies for the capacity of 36l/sec as specifed in the tender documents |  | Item | 1 | 11138 | 11138 | 7200 | 7200 | 7200 | 7200 | 63525 | 63525 | 0 | 0 | 13793.3 | 13793.3 | 0 | 0
3.12.36 | 2.08.272 | (*) Odour control unit with activated carbon, suitable for 850m3/hr capacity of gases, complete with fans, valves, pipes, fittings, H2S level indication, weather proof Sun shade and all other accessories as specified |  | Item | 1 | 12375 | 12375 | 28800 | 28800 | 28800 | 28800 | 46200 | 46200 | 0 | 0 | 15325.89 | 15325.89 | 0 | 0
3.12.37 | 2.08.273 | (*) Install non return air flow box for odor control wet well ventilation tailor made from SS316L sheet metal including inlet insect screen, flexible rubber back flow prevention plate, inlet pipe DN200 connection. Box dimension 400X400X250mm. |  | nr | 1 | 2785 | 2785 | 2880 | 2880 | 2880 | 2880 | 693 | 693 | 0 | 0 | 3448.33 | 3448.33 | 0 | 0
3.12.38 | 2.08.274 | (*) Double flanged concentric reducer DN150/pump suction diameter, PN 16, D.I. as specified |  | nr | 2 | 557 | 1114 | 216 | 432 | 216 | 432 | 174 | 348 | 0 | 0 | 689.67 | 1379.34 | 0 | 0
3.12.39 | 2.08.275 | (*) All flanged 90˚ bend DN 150, PN 16, D.I. as specified |  | nr | 5 | 223 | 1115 | 216 | 1080 | 216 | 1080 | 462 | 2310 | 0 | 0 | 275.87 | 1379.35 | 0 | 0
3.12.40 | 2.08.276 | (*) Flanged spigot pipe with puddle flange DN 150, PN 16, D.I. as specified |  | nr | 4 | 1671 | 6684 | 216 | 864 | 216 | 864 | 462 | 1848 | 0 | 0 | 2069 | 8276 | 0 | 0
3.12.41 | 2.08.277 | (*) Flange Adaptor DN 150, PN 16, D.I. as specified |  | nr | 2 | 112 | 224 | 216 | 432 | 216 | 432 | 174 | 348 | 0 | 0 | 137.93 | 275.86 | 0 | 0
3.12.42 | 2.08.278 | (*) Dismantling piece DN 150, PN 16, D.I. as specified |  | nr | 4 | 223 | 892 | 360 | 1440 | 360 | 1440 | 174 | 696 | 0 | 0 | 275.87 | 1103.48 | 0 | 0
3.12.43 | 2.08.279 | (*) Manually operated Gate valve with hand wheel DN 150, PN16, D.I. as specified |  | nr | 5 | 557 | 2785 | 576 | 2880 | 576 | 2880 | 462 | 2310 | 0 | 0 | 689.67 | 3448.35 | 0 | 0
3.12.44 | 2.08.280 | (*) Double flanged non-return valve DN 150, PN16, D.I. as specified |  | nr | 2 | 1114 | 2228 | 576 | 1152 | 576 | 1152 | 1386 | 2772 | 0 | 0 | 1379.33 | 2758.66 | 0 | 0
3.12.45 | 2.08.281 | (*) All flanged tee DN 150, PN 16, D.I. as specified |  | nr | 3 | 223 | 669 | 216 | 648 | 216 | 648 | 347 | 1041 | 0 | 0 | 275.87 | 827.61 | 0 | 0
3.12.46 | 2.08.282 | (*) Flexibile coupling DN150, PN16 as specified |  | nr | 8 | 223 | 1784 | 216 | 1728 | 216 | 1728 | 174 | 1392 | 0 | 0 | 275.87 | 2206.96 | 0 | 0
3.12.47 | 2.08.283 | (*) Double flanged pipe piece DN 150, length 750 mm, PN 16, D.I. and provison for Pressure transmitter installation as specified. |  | nr | 1 | 1114 | 1114 | 360 | 360 | 360 | 360 | 113 | 113 | 0 | 0 | 1379.33 | 1379.33 | 0 | 0
3.12.48 | 2.08.284 | (*) Double flanged pipe piece DN 150, length 340 mm, PN 16, D.I. weld On Pressure gauge assembly 150mm as specified |  | nr | 2 | 391 | 782 | 288 | 576 | 288 | 576 | 53 | 106 | 0 | 0 | 483.28 | 966.56 | 0 | 0
3.12.49 | 2.08.285 | (*) Double flanged pipe piece DN 150, approximate length 1960mm, PN 16, D.I. as specified |  | nr | 2 | 502 | 1004 | 432 | 864 | 432 | 864 | 300 | 600 | 0 | 0 | 621.21 | 1242.42 | 0 | 0
3.12.50 | 2.08.286 | (*) Double flanged pipe piece DN 150, approximate length 6000mm, PN 16, D.I. as specified |  | nr | 2 | 1337 | 2674 | 432 | 864 | 432 | 864 | 901 | 1802 | 0 | 0 | 1655.2 | 3310.4 | 0 | 0
3.12.51 | 2.08.287 | (*) Double flanged pipe piece DN 150, approximate length 300mm, PN 16, D.I. as specified |  | nr | 2 | 335 | 670 | 288 | 576 | 288 | 576 | 53 | 106 | 0 | 0 | 413.8 | 827.6 | 0 | 0
3.12.52 | 2.08.288 | (*) Double flanged pipe piece DN 150, approximate length 660mm, PN 16, D.I. as specified |  | nr | 1 | 502 | 502 | 360 | 360 | 360 | 360 | 113 | 113 | 0 | 0 | 621.21 | 621.21 | 0 | 0
3.12.53 | 2.08.289 | (*) Double flanged pipe piece DN 150, approximate length 1210mm, PN 16, D.I. as specified |  | nr | 1 | 279 | 279 | 360 | 360 | 360 | 360 | 180 | 180 | 0 | 0 | 345.34 | 345.34 | 0 | 0
3.12.54 | 2.08.290 | (*) Double flanged pipe piece DN 150, approximate length 910mm, PN 16, D.I. as specified |  | nr | 1 | 246 | 246 | 288 | 288 | 288 | 288 | 151 | 151 | 0 | 0 | 303.45 | 303.45 | 0 | 0
3.12.55 | 2.08.291 | (*) Double flanged pipe with puddle flange DN 150, PN 16, D.I. as specified |  | nr | 1 | 502 | 502 | 432 | 432 | 432 | 432 | 405 | 405 | 0 | 0 | 621.21 | 621.21 | 0 | 0
3.12.56 | 2.08.292 | (*) Penstock for DN 300 sewer pipe including non-rising stem, pedestal for manual operation, clamps etc., as shown on drawings, indicating close/open indication at MCC as specified |  | nr | 1 | 1671 | 1671 | 12000 | 12000 | 12000 | 12000 | 6930 | 6930 | 0 | 0 | 2069 | 2069 | 0 | 0
3.12.57 | 2.08.293 | (*) Quick Coupling DN150, as specified |  | nr | 1 | 170 | 170 | 216 | 216 | 216 | 216 | 231 | 231 | 0 | 0 | 209.45 | 209.45 | 0 | 0
| Note | Note Details
3.12.58 | - | Electrical Works
3.12.59 | - | Supply of Materials
| Item Code | Description | Item Remarks | Unit of Measurement | Quantity/Base Price | Unit Price/Discount % | Total | Unit Price/Discount % | Total | Unit Price/Discount % | Total | Unit Price/Discount % | Total | Unit Price/Discount % | Total | Unit Price/Discount % | Total | Unit Price/Discount % | Total
3.12.60 | 2.08.294 | (*) Motor Control Centre form 4b, type 6, fault level 50KA for one second, dual redundant hot standby PLC, HMI, rubber isolation mat, instrumentations display units, back up batteries accessories, etc as per drawings and specifications. |  | nr | 1 | 410025 | 410025 | 524400 | 524400 | 524400 | 524400 | 250802 | 250802 | 244695 | 244695 | 507797.87 | 507797.87 | 0 | 0
3.12.61 | 2.08.295 | (*) Capacitor Bank, enclosure IP54, Form 2b, type 2, fault level 50KA for one second, with harmonic filters, regulator for automatic operation, accessories, etc as per specifications and drawings. |  | nr | 1 | 37620 | 37620 | 20700 | 20700 | 20700 | 20700 | 12763 | 12763 | 6117 | 6117 | 46590.71 | 46590.71 | 0 | 0
| Note | Note Details
3.12.62 | 2.08.296 | Supply of Breaker, Direct Line starters, current transformers, Ampere meters with CT and selector Switches, Electronic motor protections, Start/Stop push button/Emergency Push buttons at MCC/ Emergency push button at junction box near Macerator site (continued)
| Item Code | Description | Item Remarks | Unit of Measurement | Quantity/Base Price | Unit Price/Discount % | Total | Unit Price/Discount % | Total | Unit Price/Discount % | Total | Unit Price/Discount % | Total | Unit Price/Discount % | Total | Unit Price/Discount % | Total | Unit Price/Discount % | Total
3.12.63 | 2.08.296 | (*) (continued) and lamp indications at MCC for Macerator function/ Fault as indicated in drawings, integration with RTU/ SCADA for running/ Fault of Macerator as per specification of ADSSC section 15290. PLC, operation of Macerator and all other material is included in B.O.Q of mechanical section. |  | Item | 1 | 83532 | 83532 | 220800 | 220800 | 220800 | 220800 | 60060 | 60060 | 203913 | 203913 | 103449.77 | 103449.77 | 0 | 0
3.12.64 | 2.08.297 | (*) Junction Box, IP class 66, with suitable size complete with foundations and installation outside MCC room as shown on the drawings with provision of Cable glands from MCC and mobile generator with panel mounted industrial socket of 5pins(Appliance INLET type) of 125Amps with necessary plug to suit the socket of rated IP 67 as per specifications. |  | nr | 1 | 5569 | 5569 | 24500 | 24500 | 24500 | 24500 | 11695 | 11695 | 5098 | 5098 | 6896.65 | 6896.65 | 0 | 0
3.12.65 | 2.08.298 | (*) Earthing system complete with earth rod, earth pits, earthing conductor, etc. for with earth resistance not exceeding one ohm. |  | Item | 1 | 16707 | 16707 | 21740 | 21740 | 21740 | 21740 | 17325 | 17325 | 7137 | 7137 | 20689.95 | 20689.95 | 0 | 0
3.12.66 | 2.08.299 | (*) KWH meter cabinet, of GRP material, IP65, for one CT operated meter with wiring from MCC to meter cabinet for potential and current, etc as per AADC’s requirement. |  | nr | 1 | 3899 | 3899 | 1034 | 1034 | 1034 | 1034 | 7361 | 7361 | 2549 | 2549 | 4827.66 | 4827.66 | 0 | 0
3.12.67 | 2.08.300 | (*) Remote Control Unit(RTU), Compatible to communicate in DNP3 protocol, with required numbers of D&A I/Os with 25% spares shall be integrated with Pumping Equipment, configuration with SCADA system of ADSSC. |  | Item | 1 | 103125 | 103125 | 220800 | 220800 | 220800 | 220800 | 192807 | 192807 | 29568 | 29568 | 127715.76 | 127715.76 | 0 | 0
3.12.68 | 2.08.301 | (*) Distribution board IP 54, split bus bar type, fault level minimum 17KA for 0.25 second, for small power and lightning including incoming and outgoing MCB as shown on drawings, as per specifications also complying with ADWEA’s wiring regulations. |  | nr | 1 | 5012 | 5012 | 5520 | 5520 | 5520 | 5520 | 4967 | 4967 | 1529 | 1529 | 6206.99 | 6206.99 | 0 | 0
3.12.69 | 2.08.302 | (*) All wiring for light points, power supply to fire alarm Panel, sockets, small power points, etc for entire pumping station, including wiring for emergency lighting using MICC cable, installation in conduits, trays, switches including, testing, commissioning, etc, complete in all respect. |  | Item | 1 | 78375 | 78375 | 14400 | 14400 | 14400 | 14400 | 4043 | 4043 | 1529 | 1529 | 97063.98 | 97063.98 | 0 | 0
| Note | Note Details
3.12.70 | 2.08.303 | 2 x 6 W self-contained portable emergency light fixture, IP 65, with carrying handle, providing illumination continuously for 3 hours, complete with 2 adjustable flood lights mounted on top of the unit, 12V sealed Nickel cadmium long life type battery, fully automatic charger supplying a constant voltage, fuse protection, (continued..)
| Item Code | Description | Item Remarks | Unit of Measurement | Quantity/Base Price | Unit Price/Discount % | Total | Unit Price/Discount % | Total | Unit Price/Discount % | Total | Unit Price/Discount % | Total | Unit Price/Discount % | Total | Unit Price/Discount % | Total | Unit Price/Discount % | Total
3.12.71 | 2.08.303 | (*) (..continued), switches, status indicator, wall mounted brackets. The units shall be connected to a circuit separated from the other lighting or small power supply as per specifications(Non Maintained). |  | nr | 1 | 2673 | 2673 | 3174 | 3174 | 3174 | 3174 | 1271 | 1271 | 968 | 968 | 3310.39 | 3310.39 | 0 | 0
3.12.72 | 2.08.304 | (*) Light poles 8m height with cutout and wiring between cutout and lamp, pole foundation, mounting brackets as shown on drawings and specifications. |  | nr | 3 | 2428 | 7284 | 4126 | 12378 | 4126 | 12378 | 3090 | 9270 | 3288 | 9864 | 3006.94 | 9020.82 | 0 | 0
3.12.73 | 2.08.305 | (*) Flood light with 120W LED fittings, suitable for single mounting types on 8 meters poles, complete with all the instruments , high performances aluminium heat sinks, adjustable Arm with leaf/debris guard, minimum IP class 65 with approval from some repetitive world authority. |  | nr | 3 | 3564 | 10692 | 2070 | 6210 | 2070 | 6210 | 1305 | 3915 | 1629 | 4887 | 4413.86 | 13241.58 | 0 | 0
3.12.74 | 2.08.306 | (*) Fiberglass reinforced flame retarding polyester 1x36W, LED fittings, damp and wet resistant fittings, and equipped with a non-discolouring acrylic diffuser, IP 67, explosion proof as per specifications |  | nr | 1 | 3453 | 3453 | 2760 | 2760 | 2760 | 2760 | 2772 | 2772 | 458 | 458 | 4275.92 | 4275.92 | 0 | 0
3.12.75 | 2.08.307 | (*) Fiberglass reinforced flame retarding polyester 1x36W, LED fittings, damp and wet resistant fittings, and equipped with a non-discolouring acrylic diffuser, IP 67, explosion proof built in emergency unit with lead acid battery for 3 hours operation for as per specifications |  | nr | 1 | 4901 | 4901 | 3036 | 3036 | 3036 | 3036 | 2772 | 2772 | 663 | 663 | 6069.05 | 6069.05 | 0 | 0
3.12.76 | 2.08.308 | (*) Fiberglass reinforced flame retarding polyester 1x36W, LED fittings, damp and wet resistant fittings, ceiling mounted, and equipped with a non-discolouring acrylic diffuser, IP 65, as per specifications. |  | nr | 2 | 1114 | 2228 | 538 | 1076 | 538 | 1076 | 1502 | 3004 | 458 | 916 | 1379.33 | 2758.66 | 0 | 0
3.12.77 | 2.08.309 | (*) Fiberglass reinforced flame retarding polyester 1x36W, LED fittings, damp and wet resistant fittings, ceiling mounted, and equipped with a non-discolouring acrylic diffuser, IP 65, emergency unit with lead acid battery for 3 hours operation as per specifications |  | nr | 1 | 1671 | 1671 | 1228 | 1228 | 1228 | 1228 | 2137 | 2137 | 663 | 663 | 2069 | 2069 | 0 | 0
3.12.78 | 2.08.310 | (*) Fiberglass reinforced flame retarding polyester 1x36W, LED fittings, damp and wet resistant fittings ,wall mounted and equipped with a non-discolouring acrylic diffuser, IP 65, emergency unit with lead acid battery for 3 hours operation as per specifications |  | nr | 2 | 1671 | 3342 | 1228 | 2456 | 1228 | 2456 | 1271 | 2542 | 663 | 1326 | 2069 | 4138 | 0 | 0
3.12.79 | 2.08.311 | (*) Totally enclosed ceiling/Wall mounting corrosion resistant bulkhead fitting IP65 LED fittings as per drawing.. |  | nr | 2 | 1560 | 3120 | 537 | 1074 | 537 | 1074 | 678 | 1356 | 663 | 1326 | 1931.06 | 3862.12 | 0 | 0
3.12.80 | 2.08.312 | (*) Surface mounted self contained, maintained emergency light with Nickel cadmium batteries, Charger, suitable for 3 Hours duration, IP 65 class of protection with 1xW LED lamp, with Exit sign in Arabic and English( Maintained Type) . |  | nr | 3 | 391 | 1173 | 620 | 1860 | 620 | 1860 | 661 | 1983 | 510 | 1530 | 483.28 | 1449.84 | 0 | 0
3.12.81 | 2.08.313 | (*) 13A switched socket, IP 54 as per specifications |  | nr | 4 | 112 | 448 | 76 | 304 | 76 | 304 | 168 | 672 | 184 | 736 | 137.93 | 551.72 | 0 | 0
3.12.82 | 2.08.314 | (*) 13A switched socket, IP 67 as per specifications (WP) |  | nr | 3 | 223 | 669 | 241 | 723 | 241 | 723 | 243 | 729 | 224 | 672 | 275.87 | 827.61 | 0 | 0
3.12.83 | 2.08.315 | (*) 16A three phase switched socket, IP 67 as per specifications (WP) |  | nr | 1 | 279 | 279 | 822 | 822 | 822 | 822 | 360 | 360 | 357 | 357 | 345.34 | 345.34 | 0 | 0
3.12.84 | 2.08.316 | (*) Spur Points 5Amps |  | nr | 1 | 85 | 85 | 36 | 36 | 36 | 36 | 154 | 154 | 204 | 204 | 104.22 | 104.22 | 0 | 0
3.12.85 | 2.08.317 | (*) 4Cx70mm2, XLPE/SWA/PVC, 600/1000V cable with 1x35mm2 Y/G earth continuity conductor (ECC) for incoming supply to Generator Hook up.. |  | M | 10 | 154 | 1540 | 126 | 1260 | 126 | 1260 | 103 | 1030 | 101 | 1010 | 190.04 | 1900.4 | 0 | 0
3.12.86 | 2.08.318 | (*) Terminations of 4Cx70Sqmm XPPE/SWA/PVC cable with earthing conductor of 1x35sqmm complete with Cable gland, earth tag and PVC shroud as required. |  | nr | 2 | 1671 | 3342 | 96 | 192 | 96 | 192 | 96 | 192 | 255 | 510 | 2069 | 4138 | 0 | 0
3.12.87 | 2.08.319 | (*) 4Cx25mm2, XLPE/SWA/PVC, 600/1000V cable with 1x16mm2 Y/G earth continuity conductor (ECC) for Pumps. |  | M | 30 | 62 | 1860 | 50 | 1500 | 50 | 1500 | 42 | 1260 | 46 | 1380 | 75.61 | 2268.3 | 0 | 0
3.12.88 | 2.08.320 | (*) Terminations of 4Cx25Sqmm XPPE/SWA/PVC cable with earthing conductor of 1x16sqmm, complete with Cable gland, earth tag and PVC shroud as required Pumps. |  | nr | 4 | 1226 | 4904 | 55 | 220 | 55 | 220 | 54 | 216 | 204 | 816 | 1517.26 | 6069.04 | 0 | 0
3.12.89 | 2.08.321 | (*) 4Cx16mm2, XLPE/SWA/PVC, 600/1000V cable with 1x16mm2 Y/G earth continuity conductor (ECC) for Capacitor Bank. |  | M | 5 | 42 | 210 | 36 | 180 | 36 | 180 | 26 | 130 | 39 | 195 | 51.09 | 255.45 | 0 | 0
3.12.90 | 2.08.322 | (*) Terminations of 4Cx16Sqmm XPPE/SWA/PVC cable with earthing conductor of 1x16sqmm, complete with Cable gland, earth tag and PVC shroud as required for capacitor Bank. |  | nr | 2 | 1003 | 2006 | 48 | 96 | 48 | 96 | 41 | 82 | 122 | 244 | 1241.4 | 2482.8 | 0 | 0
3.12.91 | 2.08.323 | (*) 4Cx10mm2, XLPE/SWA/PVC, 600/1000V cable with 1x10mm2 Y/G earth continuity conductor (ECC) for Distributuion board |  | M | 5 | 34 | 170 | 28 | 140 | 28 | 140 | 23 | 115 | 31 | 155 | 41.89 | 209.45 | 0 | 0
3.12.92 | 2.08.324 | (*) Terminations of 4Cx10Sqmm XPPE/SWA/PVC cable with earthing conductor of 1x10sqmm, complete with Cable gland, earth tag and PVC shroud as required for capacitor Bank. |  | nr | 2 | 836 | 1672 | 42 | 84 | 42 | 84 | 32 | 64 | 102 | 204 | 1035.01 | 2070.02 | 0 | 0
3.12.93 | 2.08.325 | (*) 4Cx6mm2, XLPE/SWA/PVC, 600/1000V cable with 1x6mm2 Y/G earth continuity conductor (ECC) for Distributuion board |  | M | 24 | 23 | 552 | 18 | 432 | 18 | 432 | 15 | 360 | 20 | 480 | 27.59 | 662.16 | 0 | 0
3.12.94 | 2.08.326 | (*) Terminations of 4Cx6Sqmm XPPE/SWA/PVC cable with earthing conductor of 1x6sqmm, complete with Cable gland, earth tag and PVC shroud as required for Odour Control. |  | nr | 2 | 391 | 782 | 34 | 68 | 34 | 68 | 26 | 52 | 21 | 42 | 483.28 | 966.56 | 0 | 0
3.12.95 | 2.08.327 | (*) 4Cx4mm2, XLPE/SWA/PVC, 600/1000V cable with 1x4mm2 Y/G earth continuity conductor (ECC) for Basket Screen for door lighting installation.. |  | M | 68 | 17 | 1156 | 24 | 1632 | 24 | 1632 | 9 | 612 | 17 | 1156 | 20.43 | 1389.24 | 0 | 0
3.12.96 | 2.08.328 | (*) Terminations of 4Cx4Sqmm XPPE/SWA/PVC cable with earthing conductor of 1x4sqmm, complete with Cable gland, earth tag and PVC shroud as required for Basket Screen and outdoor lighting installation. |  | nr | 6 | 391 | 2346 | 34 | 204 | 34 | 204 | 21 | 126 | 21 | 126 | 483.28 | 2899.68 | 0 | 0
3.12.97 | 2.08.329 | (*) All instrumentation and control cabling inclusive of screen/Unscreened cable for instruments (Penstock, pressure transmitters, Hydrostatic Level etc) and float switches for entire pumping station including termination material also as per specifications. |  | Item | 1 | 61257 | 61257 | 69000 | 69000 | 69000 | 69000 | 28875 | 28875 | 25489 | 25489 | 75863.16 | 75863.16 | 0 | 0
3.12.98 | 2.08.330 | (*) Float switch (Explosion proof for pump and level control including cabling, fixing material, weights, stainless steel rope, accessories as per specifications |  | nr | 6 | 802 | 4812 | 4140 | 24840 | 4140 | 24840 | 1755 | 10530 | 2039 | 12234 | 993.12 | 5958.72 | 0 | 0
3.12.99 | 2.08.331 | (*) Hydrostatic level sensor (explosion proof) including transmitter, cabling, accessories etc including additional display unit for MCC as per specifications |  | nr | 1 | 9467 | 9467 | 24840 | 24840 | 24840 | 24840 | 13466 | 13466 | 2039 | 2039 | 11724.31 | 11724.31 | 0 | 0
3.12.100 | 2.08.332 | (*) Piezo type pressure sensor from 150mm discharge line (explosion proof) with diaphragm seal including transmitter, indicator for MCC , cabling, accessories etc. |  | nr | 1 | 10581 | 10581 | 22080 | 22080 | 22080 | 22080 | 12948 | 12948 | 2039 | 2039 | 13103.64 | 13103.64 | 0 | 0
3.12.101 | 2.08.333 | (*) Electromagnetic flow meter with display unit on discharge line of 150mm as per drawing, specification and shall be suitable for hazardous area (Ex-proof) |  | nr | 1 | 13365 | 13365 | 44160 | 44160 | 44160 | 44160 | 17780 | 17780 | 21920 | 21920 | 16551.96 | 16551.96 | 0 | 0
3.12.102 | 2.08.334 | (*) Transportable fire extinguisher, dry powder type 5 kg, class B/C |  | nr | 1 | 223 | 223 | 690 | 690 | 690 | 690 | 243 | 243 | 153 | 153 | 275.87 | 275.87 | 0 | 0
3.12.103 | 2.08.335 | (*) Fire extinguisher, CO2 , 5 KG |  | nr | 1 | 279 | 279 | 690 | 690 | 690 | 690 | 364 | 364 | 214 | 214 | 345.34 | 345.34 | 0 | 0
3.12.104 | 2.08.336 | (*) GRP Junction box, IP 65, 1000 x 100 x 300 mm complete with terminals for power and control cables with rain protection, galvanized steel stand, concrete foundation and cladding of vertical cables, for connection of Cables from MCC and flexible cables and instruments and control Cables etc as per Specifications. |  | nr | 1 | 2785 | 2785 | 6900 | 6900 | 6900 | 6900 | 6713 | 6713 | 2549 | 2549 | 3448.33 | 3448.33 | 0 | 0
3.12.105 | 2.08.337 | (*) A/C split unit of 3 TON capacity (Capacity at outdoor and indoor temperature as per specifications), as shown on the drawing including foundations, piping, insulation, cabling, isolator, DP switch socket with neon indicator, control and accessories as specified for the MCC room. |  | nr | 1 | 20605 | 20605 | 22080 | 22080 | 22080 | 22080 | 12689 | 12689 | 5914 | 5914 | 51035.22 | 51035.22 | 0 | 0
3.12.106 | 2.08.338 | (*) Fire alarm system including fire alarm panel, fire detectors, fire alarm bell/sounder with strobe lights, break glass, wiring using MICC cable and necessary interfacing for safety requirements etc as shown on drawing and as specified. |  | nr | 1 | 38982 | 38982 | 27600 | 27600 | 27600 | 27600 | 23657 | 23657 | 53017 | 53017 | 48276.56 | 48276.56 | 0 | 0
3.12.107 | 2.08.339 | (*) Conduits, trunking, wiring, junction box, sockets and accessories for the telephone system including earthing as per specification and Etisalat regulations. |  | nr | 1 | 12994 | 12994 | 34500 | 34500 | 34500 | 34500 | 11550 | 11550 | 510 | 510 | 16092.19 | 16092.19 | 0 | 0
3.12.108 | 2.08.340 | (*) Lightning protection system including earth pits, earth tape, air terminals etc as per drawings and specification. |  | Item | 1 | 16707 | 16707 | 20700 | 20700 | 20700 | 20700 | 9818 | 9818 | 7137 | 7137 | 20689.95 | 20689.95 | 0 | 0
3.12.109 | 2.08.341 | (*) Motor Control Centre form 4b, type 6, fault level 50KA for one second, dual redundant hot standby PLC, HMI, rubber isolation mat, instrumentations display units, back up batteries accessories, etc as per drawings and specifications. |  | nr | 1 | 33000 | 33000 | 6900 | 6900 | 6900 | 6900 | 28875 | 28875 | 0 | 0 | 40869.04 | 40869.04 | 0 | 0
3.12.110 | 2.08.342 | (*) Capacitor Bank, enclosure IP54, Form 2b, type 2, fault level 50KA for one second, with harmonic filters, regulator for automatic operation, accessories, etc as per specifications and drawings. |  | nr | 1 | 5569 | 5569 | 3450 | 3450 | 3450 | 3450 | 28875 | 28875 | 0 | 0 | 6896.65 | 6896.65 | 0 | 0
| Note | Note Details
3.12.111 | - | Construction / Installation
3.12.112 | 2.08.343 | Installation of Breaker, Direct Line starters, current transformers, Ampere meters with CT and selector Switches, Electronic motor protections, Start/Stop push button/Emergency Push buttons at MCC/ Emergency push button at junction box near Macerator site (continued)
| Item Code | Description | Item Remarks | Unit of Measurement | Quantity/Base Price | Unit Price/Discount % | Total | Unit Price/Discount % | Total | Unit Price/Discount % | Total | Unit Price/Discount % | Total | Unit Price/Discount % | Total | Unit Price/Discount % | Total | Unit Price/Discount % | Total
3.12.113 | 2.08.343 | (*) (continued) and lamp indications at MCC for Macerator function/ Fault as indicated in drawings, integration with RTU/SCADA for Running/ Fault of Macerator as per specification of ADSSC section 15290. PLC, operation of Macerator and all other material is included in B.O.Q of mechanical section. |  | Item | 1 | 5569 | 5569 | 1380 | 1380 | 1380 | 1380 | 65835 | 65835 | 0 | 0 | 6896.65 | 6896.65 | 0 | 0
3.12.114 | 2.08.344 | (*) Junction Box, IP class 66, with suitable size complete with foundations and installation outside MCC room as shown on the drawings with provision of Cable glands from MCC and mobile generator with panel mounted industrial socket of 5pins(Appliance INLET type) of 125Amps with necessary plug to suit the socket of rated IP 67 as per specifications. |  | nr | 1 | 1114 | 1114 | 3450 | 3450 | 3450 | 3450 | 1733 | 1733 | 0 | 0 | 1379.33 | 1379.33 | 0 | 0
3.12.115 | 2.08.345 | (*) Earthing system complete with earth rod, earth pits, earthing conductor, etc. for with earth resistance not exceeding one ohm. |  | Item | 1 | 1671 | 1671 | 1380 | 1380 | 1380 | 1380 | 1733 | 1733 | 0 | 0 | 2069 | 2069 | 0 | 0
3.12.116 | 2.08.346 | (*) KWH meter cabinet, of GRP material, IP65, for one CT operated meter with wiring from MCC to meter cabinet for potential and current, etc as per AADC’s requirement. |  | nr | 1 | 557 | 557 | 690 | 690 | 690 | 690 | 549 | 549 | 0 | 0 | 689.67 | 689.67 | 0 | 0
3.12.117 | 2.08.347 | (*) Remote Control Unit(RTU), Compatible to communicate in DNP3 protocol, with required numbers of D&A I/Os with 25% spares shall be integrated with Pumping Equipment, configuration with SCADA system of ADSSC. |  | Item | 1 | 1238 | 1238 | 6900 | 6900 | 6900 | 6900 | 40425 | 40425 | 0 | 0 | 1532.59 | 1532.59 | 0 | 0
3.12.118 | 2.08.348 | (*) Distribution board IP 54, split bus bar type, fault level minimum 17KA for 0.25 second, for small power and lightning including incoming and outgoing MCB as shown on drawings, as per specifications also complying with ADWEA’s wiring regulations. |  | nr | 1 | 1671 | 1671 | 690 | 690 | 690 | 690 | 520 | 520 | 0 | 0 | 2069 | 2069 | 0 | 0
3.12.119 | 2.08.349 | (*) All wiring for light points, power supply to fire alarm Panel, sockets, small power points, etc for entire pumping station, including wiring for emergency lighting using MICC cable, installation in conduits, trays, switches including, testing, commissioning, etc, complete in all respect. |  | Item | 1 | 2785 | 2785 | 6900 | 6900 | 6900 | 6900 | 11550 | 11550 | 0 | 0 | 3448.33 | 3448.33 | 0 | 0
| Note | Note Details
3.12.120 | 2.08.350 | 2 x 6 W self-contained portable emergency light fixture, IP 65, with carrying handle, providing illumination continuously for 3 hours, complete with 2 adjustable flood lights mounted on top of the unit, 12V sealed Nickel cadmium long life type battery, fully automatic charger supplying a constant voltage, fuse protection, (continued)
| Item Code | Description | Item Remarks | Unit of Measurement | Quantity/Base Price | Unit Price/Discount % | Total | Unit Price/Discount % | Total | Unit Price/Discount % | Total | Unit Price/Discount % | Total | Unit Price/Discount % | Total | Unit Price/Discount % | Total | Unit Price/Discount % | Total
3.12.121 | 2.08.350 | (*) (continued), switches, status indicator, wall mounted brackets. The units shall be connected to a circuit separated from the other lighting or small power supply as per specifications (Non Maintained) . |  | nr | 1 | 279 | 279 | 138 | 138 | 138 | 138 | 58 | 58 | 0 | 0 | 345.34 | 345.34 | 0 | 0
3.12.122 | 2.08.351 | (*) Light poles 8m height with cutout and wiring between cutout and lamp, pole foundation, mounting brackets as shown on drawings and specifications. |  | nr | 3 | 557 | 1671 | 690 | 2070 | 690 | 2070 | 405 | 1215 | 0 | 0 | 689.67 | 2069.01 | 0 | 0
3.12.123 | 2.08.352 | (*) Flood light with 120W LED fittings, suitable for single mounting types on 8 meters poles, complete with all the instruments , high performances aluminium heat sinks, adjustable Arm with leaf/debris guard, minimum IP class 65 with approval from some repetitive world authority. |  | nr | 3 | 279 | 837 | 11000 | 33000 | 11000 | 33000 | 116 | 348 | 0 | 0 | 345.34 | 1036.02 | 0 | 0
3.12.124 | 2.08.353 | (*) Fiberglass reinforced flame retarding polyester 1x36W, LED fittings, damp and wet resistant fittings, and equipped with a non-discolouring acrylic diffuser, IP 67, explosion proof as per specifications |  | nr | 1 | 279 | 279 | 400 | 400 | 400 | 400 | 162 | 162 | 0 | 0 | 345.34 | 345.34 | 0 | 0
3.12.125 | 2.08.354 | (*) Fiberglass reinforced flame retarding polyester 1x36W, LED fittings, damp and wet resistant fittings, and equipped with a non-discolouring acrylic diffuser, IP 67, explosion proof built in emergency unit with lead acid battery for 3 hours operation for as per specifications |  | nr | 1 | 279 | 279 | 400 | 400 | 400 | 400 | 162 | 162 | 0 | 0 | 345.34 | 345.34 | 0 | 0
3.12.126 | 2.08.355 | (*) Fiberglass reinforced flame retarding polyester 1x36W, LED fittings, damp and wet resistant fittings, ceiling mounted, and equipped with a non-discolouring acrylic diffuser, IP 65, as per specifications. |  | nr | 2 | 279 | 558 | 250 | 500 | 250 | 500 | 116 | 232 | 0 | 0 | 345.34 | 690.68 | 0 | 0
3.12.127 | 2.08.356 | (*) Fiberglass reinforced flame retarding polyester 1x36W, LED fittings, damp and wet resistant fittings, ceiling mounted, and equipped with a non-discolouring acrylic diffuser, IP 65, emergency unit with lead acid battery for 3 hours operation as per specifications |  | nr | 1 | 279 | 279 | 550 | 550 | 550 | 550 | 116 | 116 | 0 | 0 | 345.34 | 345.34 | 0 | 0
3.12.128 | 2.08.357 | (*) Fiberglass reinforced flame retarding polyester 1x36W, LED fittings, damp and wet resistant fittings ,wall mounted and equipped with a non-discolouring acrylic diffuser, IP 65, emergency unit with lead acid battery for 3 hours operation as per specifications |  | nr | 2 | 279 | 558 | 600 | 1200 | 600 | 1200 | 116 | 232 | 0 | 0 | 345.34 | 690.68 | 0 | 0
3.12.129 | 2.08.358 | (*) Totally enclosed ceiling/Wall mounting corrosion resistant bulkhead fitting IP65, LED fittings as per drawing.. |  | nr | 3 | 279 | 837 | 250 | 750 | 250 | 750 | 116 | 348 | 0 | 0 | 345.34 | 1036.02 | 0 | 0
3.12.130 | 2.08.359 | (*) Surface mounted self contained, maintained emergency light with Nickel cadmium batteries, Charger, suitable for 3 Hours duration, IP 65 class of protection with 1W LED lamp, with Exit sign in Arabic and English( Maintenance Type) . |  | nr | 3 | 112 | 336 | 350 | 1050 | 350 | 1050 | 116 | 348 | 0 | 0 | 137.93 | 413.79 | 0 | 0
3.12.131 | 2.08.360 | (*) 13A switched socket, IP 54 as per specifications |  | nr | 7 | 57 | 399 | 350 | 2450 | 350 | 2450 | 87 | 609 | 0 | 0 | 69.48 | 486.36 | 0 | 0
3.12.132 | 2.08.361 | (*) 13A switched socket, IP 67 as per specifications |  | nr | 1 | 57 | 57 | 350 | 350 | 350 | 350 | 87 | 87 | 0 | 0 | 69.48 | 69.48 | 0 | 0
3.12.133 | 2.08.362 | (*) 16A three phase switched socket, IP 67 as per specifications |  | nr | 1 | 84 | 84 | 300 | 300 | 300 | 300 | 87 | 87 | 0 | 0 | 103.19 | 103.19 | 0 | 0
3.12.134 | 2.08.363 | (*) Spur Points 5Amps |  | nr | 1 | 57 | 57 | 250 | 250 | 250 | 250 | 87 | 87 | 0 | 0 | 69.48 | 69.48 | 0 | 0
3.12.135 | 2.08.364 | (*) 4Cx70mm2, XLPE/SWA/PVC, 600/1000V cable with 1x35mm2 Y/G earth continuity conductor (ECC) for incoming supply to Generator Hook up.. |  | M | 10 | 17 | 170 | 140 | 1400 | 140 | 1400 | 17 | 170 | 0 | 0 | 20.43 | 204.3 | 0 | 0
3.12.136 | 2.08.365 | (*) Terminations of 4Cx70Sqmm XPPE/SWA/PVC cable with earthing conductor of 1x35sqmm complete with Cable gland, earth tag and PVC shroud as required. |  | nr | 2 | 104 | 208 | 206 | 412 | 206 | 412 | 99 | 198 | 0 | 0 | 127.72 | 255.44 | 0 | 0
3.12.137 | 2.08.366 | (*) 4Cx25mm2, XLPE/SWA/PVC, 600/1000V cable with 1x16mm2 Y/G earth continuity conductor (ECC) for Pumps. |  | M | 30 | 10 | 300 | 45 | 1350 | 45 | 1350 | 11 | 330 | 0 | 0 | 12.26 | 367.8 | 0 | 0
3.12.138 | 2.08.367 | (*) Terminations of 4Cx25Sqmm XPPE/SWA/PVC cable with earthing conductor of 1x16sqmm, complete with Cable gland, earth tag and PVC shroud as required Pumps. |  | nr | 4 | 50 | 200 | 138 | 552 | 138 | 552 | 55 | 220 | 0 | 0 | 61.3 | 245.2 | 0 | 0
3.12.139 | 2.08.368 | (*) 4Cx16mm2, XLPE/SWA/PVC, 600/1000V cable with 1x16mm2 Y/G earth continuity conductor (ECC) for Distribution Board and Capacitor Bank. |  | M | 5 | 9 | 45 | 35 | 175 | 35 | 175 | 9 | 45 | 0 | 0 | 10.22 | 51.1 | 0 | 0
3.12.140 | 2.08.369 | (*) Terminations of 4Cx16Sqmm XPPE/SWA/PVC cable with earthing conductor of 1x16sqmm, complete with Cable gland, earth tag and PVC shroud as required for Distribution Board and capacitor Bank. |  | nr | 2 | 42 | 84 | 138 | 276 | 138 | 276 | 52 | 104 | 0 | 0 | 51.09 | 102.18 | 0 | 0
3.12.141 | 2.08.370 | (*) 4Cx10mm2, XLPE/SWA/PVC, 600/1000V cable with 1x10mm2 Y/G earth continuity conductor (ECC) for Distribution Board and Capacitor Bank. |  | M | 5 | 7 | 35 | 30 | 150 | 30 | 150 | 8 | 40 | 0 | 0 | 8.17 | 40.85 | 0 | 0
3.12.142 | 2.08.371 | (*) Terminations of 4Cx10Sqmm XPPE/SWA/PVC cable with earthing conductor of 1x10sqmm, complete with Cable gland, earth tag and PVC shroud as required for Distribution Board and capacitor Bank. |  | nr | 2 | 38 | 76 | 138 | 276 | 138 | 276 | 46 | 92 | 0 | 0 | 45.98 | 91.96 | 0 | 0
3.12.143 | 2.08.372 | (*) 4Cx6sqmm, XLPE/SWA/PVC, 600/1000V cable with 1x6mm2 Y/G earth continuity conductor (ECC) for odour control. |  | M | 24 | 5 | 120 | 25 | 600 | 25 | 600 | 7 | 168 | 0 | 0 | 6.13 | 147.12 | 0 | 0
3.12.144 | 2.08.373 | (*) Terminations of 4Cx6Sqmm XPPE/SWA/PVC cable with earthing conductor of 1x6sqmm, complete with Cable gland, earth tag and PVC shroud as required for Odour Control. |  | nr | 2 | 29 | 58 | 108 | 216 | 108 | 216 | 41 | 82 | 0 | 0 | 35.76 | 71.52 | 0 | 0
3.12.145 | 2.08.374 | (*) 4Cx4mm2, XLPE/SWA/PVC, 600/1000V cable with 1x4mm2 Y/G earth continuity conductor (ECC) for Basket Screen for door lighting installation.. |  | M | 68 | 5 | 340 | 20 | 1360 | 20 | 1360 | 6 | 408 | 0 | 0 | 6.13 | 416.84 | 0 | 0
3.12.146 | 2.08.375 | (*) Terminations of 4Cx4Sqmm XPPE/SWA/PVC cable with earthing conductor of 1x4sqmm, complete with Cable gland, earth tag and PVC shroud as required for Basket Screen and outdoor lighting installation. |  | nr | 6 | 29 | 174 | 108 | 648 | 108 | 648 | 41 | 246 | 0 | 0 | 35.76 | 214.56 | 0 | 0
3.12.147 | 2.08.376 | (*) All Instrumentation and control cabling inclusive of screen/Unscreened cable for instruments (Penstock, pressure transmitters, Hydrostatic Level etc) and float switches for entire pumping station including termination material also as per specifications |  | Item | 1 | 22688 | 22688 | 6900 | 6900 | 6900 | 6900 | 11550 | 11550 | 0 | 0 | 28097.47 | 28097.47 | 0 | 0
3.12.148 | 2.08.377 | (*) Float switch (Explosion proof for pump and level control including cabling, fixing material, weights, stainless steel rope, accessories as per specifications |  | nr | 6 | 2063 | 12378 | 138 | 828 | 138 | 828 | 174 | 1044 | 0 | 0 | 2554.32 | 15325.92 | 0 | 0
3.12.149 | 2.08.378 | (*) Hydrostatic level sensor (explosion proof) including transmitter, cabling, accessories etc including additional display unit for MCC as per specifications |  | nr | 1 | 825 | 825 | 690 | 690 | 690 | 690 | 1386 | 1386 | 0 | 0 | 1021.73 | 1021.73 | 0 | 0
3.12.150 | 2.08.379 | (*) Piezo type pressure sensor from 300mm discharge line (explosion proof) with diaphragm seal including transmitter, indicator for MCC , cabling, accessories etc. |  | nr | 1 | 825 | 825 | 690 | 690 | 690 | 690 | 1386 | 1386 | 0 | 0 | 1021.73 | 1021.73 | 0 | 0
3.12.151 | 2.08.380 | (*) Electromagnetic flow meter with display unit on discharge line of 300mm as per drawing, specification and shall be suitable for hazardous area (Ex-proof) |  | nr | 1 | 2785 | 2785 | 1380 | 1380 | 1380 | 1380 | 2541 | 2541 | 0 | 0 | 3448.33 | 3448.33 | 0 | 0
3.12.152 | 2.08.381 | (*) Transportable fire extinguisher, dry powder type 5 kg, class B/C |  | nr | 2 | 42 | 84 | 420 | 840 | 420 | 840 | 110 | 220 | 0 | 0 | 51.09 | 102.18 | 0 | 0
3.12.153 | 2.08.382 | (*) Fire extinguisher, CO2 , 5 KG |  | nr | 2 | 21 | 42 | 450 | 900 | 450 | 900 | 110 | 220 | 0 | 0 | 25.54 | 51.08 | 0 | 0
3.12.154 | 2.08.383 | (*) GRP Junction box, IP 65, 1000 x 100 x 300 mm complete with terminals for power and control cables with rain protection, galvanized steel stand, concrete foundation and cladding of vertical cables, for connection of Cables from MCC and flexible cables and instruments and control Cables etc as per Specifications. |  | nr | 1 | 3300 | 3300 | 690 | 690 | 690 | 690 | 405 | 405 | 0 | 0 | 4086.9 | 4086.9 | 0 | 0
3.12.155 | 2.08.384 | (*) A/C split unit of 3 TON capacity (Capacity at outdoor and indoor temperature as per specifications), as shown on the drawing including foundations, piping, insulation, cabling, isolator, DP switch socket with neon indicator, control and accessories as specified for the MCC room. |  | nr | 2 | 2785 | 5570 | 2760 | 5520 | 2760 | 5520 | 1647 | 3294 | 0 | 0 | 3448.33 | 6896.66 | 0 | 0
3.12.156 | 2.08.385 | (*) Fire alarm system including fire alarm panel, fire detectors, fire alarm bell/sounder with strobe lights, break glass, wiring using MICC cable and necessary interfacing for safety requirements etc as shown on drawing and as specified. |  | nr | 1 | 7013 | 7013 | 1380 | 1380 | 1380 | 1380 | 5371 | 5371 | 0 | 0 | 8684.67 | 8684.67 | 0 | 0
3.12.157 | 2.08.386 | (*) Conduits, trunking, wiring, junction box, sockets and accessories for the telephone system including earthing as per specification and Etisalat regulations. |  | nr | 1 | 2475 | 2475 | 1380 | 1380 | 1380 | 1380 | 6930 | 6930 | 0 | 0 | 3065.18 | 3065.18 | 0 | 0
3.12.158 | 2.08.387 | (*) Lightning protection system including earth pits, earth tape, air terminals etc as per drawings and specification. |  | Item | 1 | 2228 | 2228 | 1380 | 1380 | 1380 | 1380 | 4620 | 4620 | 0 | 0 | 2758.66 | 2758.66 | 0 | 0
3.12.159 | 2.08.388 | (*) Coordination with AlAin Distribution Company for approval of cable entry, drawings, installation and release of power including fee for approval of drawings & installation. |  | Item | 1 | 12375 | 12375 | 1380 | 1380 | 1380 | 1380 | 23100 | 23100 | 0 | 0 | 15325.89 | 15325.89 | 0 | 0
3.12.160 | 2.08.389 | (*) Allow for co-ordination with Etisalat Connections (GPRS, or any other method of communication protocol as instructed by Client / Engineer) and approval telephone installation, in pump station and all approval. |  | Item | 1 | 9900 | 9900 | 3450 | 3450 | 3450 | 3450 | 11550 | 11550 | 0 | 0 | 12260.71 | 12260.71 | 0 | 0
3.12.161 | 2.08.390 | (*) Licensed Software, used, for programming of Redundant PLC/RTU and HMI for modification of program for PLC and HMI including training for use of software to at least two staff members for minimum 4days |  | nr | 1 | 20625 | 20625 | 34500 | 34500 | 34500 | 34500 | 73435 | 73435 | 0 | 0 | 25543.15 | 25543.15 | 0 | 0
3.12.162 | 2.08.391 | (*) Operation and maintenance manuals complete in PDF format, as built drawings on AutoCAD 2008 in micro station format and programs for PLC/RTU & HMI programs as per specifications, testing and commissioning and operation of Pump station till it taken over by client. |  | Item | 1 | 27844 | 27844 | 6900 | 6900 | 6900 | 6900 | 17325 | 17325 | 0 | 0 | 34483.26 | 34483.26 | 0 | 0
3.12.163 | 2.08.392 | (*) Air Release Valve chambers on HDPE OD 225mm, including pipes, valves, necessary fittings, accessories, risers, dismantle pieces and adaptors - all in D.I and all incidental works to complete, as specified and shown on the drawing |  | nr | 3 | 23100 | 69300 | 23400 | 70200 | 23400 | 70200 | 0 | 0 | 37220 | 111660 | 17208.02 | 51624.06 | 0 | 0
3.12.164 | 2.08.393 | (*) Washout chambers on HDPE OD 225mm including pipes, valves, necessary fittings, accessories, risers, dismantle pieces and adaptors - all in D.I. DN 225 and all incidental works to complete, as specified and shown on the drawings |  | nr | 1 | 39435 | 39435 | 51500 | 51500 | 51500 | 51500 | 0 | 0 | 47150 | 47150 | 21510.02 | 21510.02 | 0 | 0
3.12.165 | 3.08.394 | (*) Transition chamber on HDPE OD 225mm to 315mm, depth to invert exceeding 2.5m but not exceeding 3.0m including pipes, sleeves, concrete channel, accessories and all incidental works to complete, as specified and shown on the drawings |  | nr | 1 | 78375 | 78375 | 30000 | 30000 | 30000 | 30000 | 0 | 0 | 56913 | 56913 | 21510.02 | 21510.02 | 0 | 0
| Note | Note Details
3.12.166 | - | Contractor's Adjustment
| Item Code | Description | Item Remarks | Unit of Measurement | Quantity/Base Price | Unit Price/Discount % | Total | Unit Price/Discount % | Total | Unit Price/Discount % | Total | Unit Price/Discount % | Total | Unit Price/Discount % | Total | Unit Price/Discount % | Total | Unit Price/Discount % | Total
3.12.167 | 2.08.395 | (*) The Contractor may price here any new items or additional quantity for an existing BOQ item, which are shown in the Drawings or any other Tender/Contract Documents but overlooked or not specifically mentioned herein and is necessary for the satisfactory completion of the Works/this section. Should the Contractor fail to insert any item here, it will be deemed that his lump sum Tender Price includes all such items and no claims for additional items will be entertained. |  | Sum | 1 | 49274 | 49274 | 0 | 0 | 0 | 0 | 0 | 0 | 0 | 0 | 0 | 0 | 39730037.93 | 39730037.93
| Note | Note Details
3.12.168 | - | Please attach one PDF file to be named "Additional Items for (insert bill no/name & Section No/name)" for the details of these additional items in the additional attachment area in the Commercial Envelope.
3.13 BLL NO. 2.09 : IRRIGATION WORKS - AL SAAD | [5 empty] | 4 (out of 4) | 928870 | 4 (out of 4) | 1199000 | 4 (out of 4) | 1199000 | 4 (out of 4) | 1185490 | 4 (out of 4) | 1101190 | 4 (out of 4) | 824381.26 | 4 (out of 4) | 1004569.8
| Note | Note Details
3.13.1 | - | Road Crossing Ducts
3.13.2 | - | Reinforced concrete encased duct for pipes at road crossings including concrete casing on 50mm lean concrete bed, Sleeve pipes, end caps, duct markers, warning tape including excavation in any material including rock, disposal of excess excavated materials to an approved location including haulage, backfilling with suitable approved fill material, asphalt and testing of same, complete as detailed in the Drawings and Specifications.
| Item Code | Description | Item Remarks | Unit of Measurement | Quantity/Base Price | Unit Price/Discount % | Total | Unit Price/Discount % | Total | Unit Price/Discount % | Total | Unit Price/Discount % | Total | Unit Price/Discount % | Total | Unit Price/Discount % | Total | Unit Price/Discount % | Total
3.13.3 | 2.09.01 | (*) Supply and lay uPVC class 6 duct 1 way 160mm diameter allow for concrete surround, excavation, backfilling, utility markers, end caps on both sides of the road, complete as specified. |  | m | 2000 | 210 | 420000 | 290 | 580000 | 290 | 580000 | 309 | 618000 | 250 | 500000 | 161.33 | 322660 | 0 | 0
3.13.4 | 2.09.02 | (*) Supply and lay uPVC class 6 duct 1 way 315mm diameter allow for concrete surround, excavation, backfilling, utility markers, end caps on both sides of the road, complete as specified. |  | m | 1150 | 373 | 428950 | 460 | 529000 | 460 | 529000 | 403 | 463450 | 437 | 502550 | 301.14 | 346311 | 0 | 0
3.13.5 | 2.09.03 | (*) Supply and lay uPVC class 6 sleeve 1 way 400mm diameter allow for concrete surround, excavation, backfilling, end caps on both sides of the villa entrance, complete as specified. |  | m | 180 | 444 | 79920 | 500 | 90000 | 500 | 90000 | 578 | 104040 | 548 | 98640 | 564.64 | 101635.2 | 0 | 0
| Note | Note Details
3.13.6 | - | Contractor's Adjustment
| Item Code | Description | Item Remarks | Unit of Measurement | Quantity/Base Price | Unit Price/Discount % | Total | Unit Price/Discount % | Total | Unit Price/Discount % | Total | Unit Price/Discount % | Total | Unit Price/Discount % | Total | Unit Price/Discount % | Total | Unit Price/Discount % | Total
3.13.7 | 2.09.04 | (*) The Contractor may price here any new items or additional quantity for an existing BOQ item, which are shown in the Drawings or any other Tender/Contract Documents but overlooked or not specifically mentioned herein and is necessary for the satisfactory completion of the Works/this section. Should the Contractor fail to insert any item here, it will be deemed that his lump sum Tender Price includes all such items and no claims for additional items will be entertained. |  | Sum | 1 | 0 | 0 | 0 | 0 | 0 | 0 | 0 | 0 | 0 | 0 | 53775.06 | 53775.06 | 1004569.8 | 1004569.8
| Note | Note Details
3.13.8 | - | Please attach one PDF file to be named "Additional Items for (insert bill no/name & Section No/name)" for the details of these additional items in the additional attachment area in the Commercial Envelope.
3.14 Bill 2.10 - WATER WORKS | [5 empty] | 77 (out of 77) | 12870910 | 77 (out of 77) | 17033500 | 77 (out of 77) | 17033500 | 77 (out of 77) | 13881127 | 77 (out of 77) | 13189673 | 77 (out of 77) | 18390770.31 | 77 (out of 77) | 16708994.24
| Note | Note Details
3.14.1 | - | Supply and lay pipes including all necessary, bends, tees and all fittings for potable water pipelines including, excavation of trench, in any type of soil including rock, getting out and part returning of excavated material, temporary support of existing services, backfill and compaction, carting away surplus, (continued..)
3.14.2 | - | (..continued), preparing formation, sand bedding and surround, jointing, connecting to chambers, field tests (field density, hydro test, etc.) including, jointing materials, rubber gaskets, nuts, bolts, detectable warning tape etc. provisions for labour, plant, material and all incidental works for ISO Standard (HDPE) high density polyethylene PE-100 SDR 17
| Item Code | Description | Item Remarks | Unit of Measurement | Quantity/Base Price | Unit Price/Discount % | Total | Unit Price/Discount % | Total | Unit Price/Discount % | Total | Unit Price/Discount % | Total | Unit Price/Discount % | Total | Unit Price/Discount % | Total | Unit Price/Discount % | Total
3.14.3 | 2.10.01 | (*) OD 355, depths to invert <=2.0 m |  | m | 2930 | 272 | 796960 | 500 | 1465000 | 500 | 1465000 | 276 | 808680 | 365 | 1069450 | 532.32 | 1559697.6 | 0 | 0
3.14.4 | 2.10.02 | (*) Ditto but for depth to invert > 2.0m <=2.5m |  | m | 10 | 288 | 2880 | 525 | 5250 | 525 | 5250 | 305 | 3050 | 418 | 4180 | 552.75 | 5527.5 | 0 | 0
3.14.5 | 2.10.03 | (*) Ditto but for depth to invert > 2.5m |  | m | 10 | 305 | 3050 | 550 | 5500 | 550 | 5500 | 318 | 3180 | 496 | 4960 | 587.49 | 5874.9 | 0 | 0
3.14.6 | 2.10.04 | (*) ISO Standard (HDPE) high density polyethylene PE-100 SDR 17, OD 225, depths to invert <=2.0 m |  | m | 2350 | 192 | 451200 | 300 | 705000 | 300 | 705000 | 152 | 357200 | 219 | 514650 | 309.58 | 727513 | 0 | 0
3.14.7 | 2.10.05 | (*) Ditto but for depth to invert > 2.0m <=2.5m |  | m | 10 | 208 | 2080 | 320 | 3200 | 320 | 3200 | 167 | 1670 | 257 | 2570 | 330.02 | 3300.2 | 0 | 0
3.14.8 | 2.10.06 | (*) Ditto but for depth to invert > 2.5m |  | m | 10 | 225 | 2250 | 350 | 3500 | 350 | 3500 | 174 | 1740 | 361 | 3610 | 357.6 | 3576 | 0 | 0
3.14.9 | 2.10.07 | (*) ISO Standard (HDPE) high density polyethylene PE-100 SDR 17, OD 160, depths to invert <=2.0 m |  | m | 10950 | 148 | 1620600 | 210 | 2299500 | 210 | 2299500 | 107 | 1171650 | 159 | 1741050 | 249.3 | 2729835 | 0 | 0
3.14.10 | 2.10.08 | (*) Ditto but for depth to invert > 2.0m <=2.5m |  | m | 10 | 165 | 1650 | 230 | 2300 | 230 | 2300 | 119 | 1190 | 214 | 2140 | 269.74 | 2697.4 | 0 | 0
3.14.11 | 2.10.09 | (*) Ditto but for depth to invert > 2.5m |  | m | 10 | 181 | 1810 | 250 | 2500 | 250 | 2500 | 123 | 1230 | 272 | 2720 | 296.3 | 2963 | 0 | 0
3.14.12 | 2.10.10 | (*) ISO Standard (HDPE) high density polyethylene PE-100 SDR 17, OD 110, depths to invert <=2.0 m |  | m | 6300 | 138 | 869400 | 190 | 1197000 | 190 | 1197000 | 79 | 497700 | 132 | 831600 | 223.76 | 1409688 | 0 | 0
3.14.13 | 2.10.11 | (*) Ditto but for depth to invert > 2.0m <=2.5m |  | m | 10 | 155 | 1550 | 210 | 2100 | 210 | 2100 | 86 | 860 | 186 | 1860 | 244.19 | 2441.9 | 0 | 0
3.14.14 | 2.10.12 | (*) Ditto but for depth to invert > 2.5m |  | m | 10 | 171 | 1710 | 235 | 2350 | 235 | 2350 | 90 | 900 | 245 | 2450 | 255.43 | 2554.3 | 0 | 0
3.14.15 | 2.10.13 | (*) ISO Standard (DI) Ductile Iron pipe of socket & spigot construction, DN 200, depths to invert <=2.0 m |  | m | 200 | 392 | 78400 | 950 | 190000 | 950 | 190000 | 385 | 77000 | 398 | 79600 | 510.86 | 102172 | 0 | 0
3.14.16 | 2.10.14 | (*) Ditto but for depth to invert > 2.0m <=2.5m |  | m | 10 | 409 | 4090 | 1200 | 12000 | 1200 | 12000 | 424 | 4240 | 453 | 4530 | 561.95 | 5619.5 | 0 | 0
3.14.17 | 2.10.15 | (*) Ditto but for depth to invert > 2.5m |  | m | 10 | 425 | 4250 | 1300 | 13000 | 1300 | 13000 | 442 | 4420 | 511 | 5110 | 613.04 | 6130.4 | 0 | 0
3.14.18 | 2.10.16 | (*) Extra over pipe laying for installation of pipes through new ducts including concrete surround and reinforcement, supply and installation of GRP ducts with diameters as shown on the standard drawings and centering device (spiders): HDPE pipe OD 355 |  | m | 90 | 1118 | 100620 | 1050 | 94500 | 1050 | 94500 | 1465 | 131850 | 1121 | 100890 | 1368.09 | 123128.1 | 0 | 0
3.14.19 | 2.10.17 | (*) Ditto but for HDPE pipeline OD 225 |  | m | 90 | 986 | 88740 | 1000 | 90000 | 1000 | 90000 | 1139 | 102510 | 992 | 89280 | 1124.92 | 101242.8 | 0 | 0
3.14.20 | 2.10.18 | (*) Ditto but forHDPE pipeline OD 160 |  | m | 500 | 806 | 403000 | 625 | 312500 | 625 | 312500 | 818 | 409000 | 886 | 443000 | 1000.27 | 500135 | 0 | 0
3.14.21 | 2.10.19 | (*) Ditto but for HDPE pipeline OD 110 |  | m | 250 | 777 | 194250 | 580 | 145000 | 580 | 145000 | 628 | 157000 | 885 | 221250 | 951.23 | 237807.5 | 0 | 0
3.14.22 | 2.10.20 | (*) Extra over pipe laying for supply and laying including gaskets, nuts, bolts, wrapping materials, all accessories to complete, PE 100 HDPE stub flange drilled to PN 16, HDPE OD 355 |  | nr | 23 | 156 | 3588 | 3150 | 72450 | 3150 | 72450 | 675 | 15525 | 511 | 11753 | 1741.02 | 40043.46 | 0 | 0
3.14.23 | 2.10.21 | (*) Ditto but for HDPE OD 225 |  | nr | 18 | 134 | 2412 | 2000 | 36000 | 2000 | 36000 | 341 | 6138 | 447 | 8046 | 963.49 | 17342.82 | 0 | 0
3.14.24 | 2.10.22 | (*) Ditto but for HDPE OD 160 |  | nr | 88 | 123 | 10824 | 1350 | 118800 | 1350 | 118800 | 200 | 17600 | 409 | 35992 | 776.51 | 68332.88 | 0 | 0
3.14.25 | 2.10.23 | (*) Ditto but for HDPE OD 110 |  | nr | 50 | 104 | 5200 | 770 | 38500 | 770 | 38500 | 123 | 6150 | 384 | 19200 | 678.43 | 33921.5 | 0 | 0
3.14.26 | 2.10.24 | (*) Ditto but for HDPE OD 90 |  | nr | 4 | 93 | 372 | 600 | 2400 | 600 | 2400 | 99 | 396 | 371 | 1484 | 657.99 | 2631.96 | 0 | 0
| Note | Note Details
3.14.27 | 2.10.25 | Supply and laying including excavation of trench, in any type of soil including rock, getting out and part returning of excavated material, backfill and compaction, carting away surplus, preparing formation, sand bedding and surround, jointing, connecting to chambers, field tests (field density, hydro test, etc.) including, (continued..)
| Item Code | Description | Item Remarks | Unit of Measurement | Quantity/Base Price | Unit Price/Discount % | Total | Unit Price/Discount % | Total | Unit Price/Discount % | Total | Unit Price/Discount % | Total | Unit Price/Discount % | Total | Unit Price/Discount % | Total | Unit Price/Discount % | Total
3.14.28 | 2.10.25 | (*) (continued) jointing materials, rubber gaskets, nuts, bolts, wrapping materials, detectable warning tape etc. provisions for labour, plant, material and all incidental work to complete as specified and shown in the drawings for the following: DI double socket flanged tee DN 300x300 |  | nr | 1 | 3960 | 3960 | 6000 | 6000 | 6000 | 6000 | 5579 | 5579 | 4839 | 4839 | 2554.32 | 2554.32 | 0 | 0
3.14.29 | 2.10.26 | (*) DI double socket sleeve collar DN 300 |  | nr | 2 | 2847 | 5694 | 2800 | 5600 | 2800 | 5600 | 3786 | 7572 | 1726 | 3452 | 2554.32 | 5108.64 | 0 | 0
3.14.30 | 2.10.27 | (*) DI double spigot pipe piece DN 300, Length=1m |  | nr | 2 | 2455 | 4910 | 5800 | 11600 | 5800 | 11600 | 3857 | 7714 | 2913 | 5826 | 2554.32 | 5108.64 | 0 | 0
| Note | Note Details
3.14.31 | - | Valve Chambers:
3.14.32 | - | Supply, Install, test, re-test, commissioning and connect to potable pipeline, reinforced concrete valve chamber allow for excavation, backfilling, blinding concrete B15, reinforced concrete B35, high tensile deformed reinforcement bars, ductile iron covers and frames, Aluminum surface box (200mm high, 160mm dia. clear opening, including rod connection between lid & box, plate for guiding valve spindle and aluminum dust cap), (continued)
3.14.33 | - | Continued) 150x150 mm bronze indicator plate, 150x150mm bronze owner indicator plate, aluminum access ladder (except for air release valve boxes), ventilation pipes top unit and bottom extension with hot cured polyester powder coating, Internal Epoxy Coating, horizontal & vertical tanking (water proofing membrane with wrapping protection), (continued..)
3.14.34 | - | Continued) external epoxy coating with UV resist for cover slab, all as specified and as shown on drawings or instructed by the Engineer, allow for extra excavation, backfill, labour, plant, material and all incidental work for the following:
| Item Code | Description | Item Remarks | Unit of Measurement | Quantity/Base Price | Unit Price/Discount % | Total | Unit Price/Discount % | Total | Unit Price/Discount % | Total | Unit Price/Discount % | Total | Unit Price/Discount % | Total | Unit Price/Discount % | Total | Unit Price/Discount % | Total
3.14.35 | 2.10.28 | (*) Gate Valve chambers on HDPE OD 355, depth to invert not exceeding 3.0m on the new network including D.I pipes, D.I wall pieces, valves, necessary fitting, accessories, dismantle pieces and adaptors and all incidental works to complete, as specified and shown on the drawing |  | nr | 6 | 28371 | 170226 | 43000 | 258000 | 43000 | 258000 | 51830 | 310980 | 35454 | 212724 | 37375.76 | 224254.56 | 0 | 0
3.14.36 | 2.10.29 | (*) Ditto but on HDPE pipeline OD 225 |  | nr | 6 | 21588 | 129528 | 29200 | 175200 | 29200 | 175200 | 29046 | 174276 | 24999 | 149994 | 26679.31 | 160075.86 | 0 | 0
3.14.37 | 2.10.30 | (*) Ditto but on HDPE pipeline OD 160 |  | nr | 44 | 18812 | 827728 | 24300 | 1069200 | 24300 | 1069200 | 25507 | 1122308 | 17050 | 750200 | 24495.88 | 1077818.72 | 0 | 0
3.14.38 | 2.10.31 | (*) Ditto but on HDPE pipeline OD 110 |  | nr | 23 | 17245 | 396635 | 22400 | 515200 | 22400 | 515200 | 22955 | 527965 | 16782 | 385986 | 22642.47 | 520776.81 | 0 | 0
3.14.39 | 2.10.32 | (*) Air release valve box on HDPE pipeline OD 355, depth to invert not exceeding 3.0 m on the new network including D.I pipes, valves, tee’s (on main line to chamber) necessary fitting, accessories, and all incidental works to complete, as specified and shown on the drawing |  | nr | 4 | 10971 | 43884 | 25800 | 103200 | 25800 | 103200 | 20761 | 83044 | 15276 | 61104 | 25058.85 | 100235.4 | 0 | 0
3.14.40 | 2.10.33 | (*) Ditto but on HDPE pipeline OD 225 |  | nr | 3 | 10476 | 31428 | 23400 | 70200 | 23400 | 70200 | 20494 | 61482 | 10624 | 31872 | 20133.11 | 60399.33 | 0 | 0
3.14.41 | 2.10.34 | (*) Wash Out chambers on HDPE pipeline OD 355, depth to invert not exceeding 4.0m on the new network including D.I pipes, D.I wall pieces, valves, necessary fittings, accessories, risers, dismantle pieces and adaptors and all incidental works to complete, as specified and shown on the drawing |  | nr | 3 | 25448 | 76344 | 54100 | 162300 | 54100 | 162300 | 49881 | 149643 | 32056 | 96168 | 66412.2 | 199236.6 | 0 | 0
3.14.42 | 2.10.35 | (*) Ditto but on HDPE pipeline OD 225 |  | nr | 2 | 24964 | 49928 | 51500 | 103000 | 51500 | 103000 | 42854 | 85708 | 27935 | 55870 | 47672.72 | 95345.44 | 0 | 0
3.14.43 | 2.10.36 | (*) Ditto but on HDPE pipeline OD 160 |  | nr | 2 | 24837 | 49674 | 50700 | 101400 | 50700 | 101400 | 42438 | 84876 | 27215 | 54430 | 43934.22 | 87868.44 | 0 | 0
| Note | Note Details
3.14.44 | 2.10.37 | District Metered Area (DMA) chamber on feeder main pipeline OD355 HDPE, depth to invert not exceeding 3 meters on the new network including but not limited to gate valves DN300, D.I pipes, D.I wall pieces, D.I valves, D.I control valve DN300 (electrically activated), strainer, necessary fittings, (continued)
3.14.45 | 2.10.37 | (continued), accessories, dismantle pieces and adaptors, pressure guage, power supply, control panel for the FCV (separate or in the main panel), actuator (modulating type and can be completed with a positioner), electromegnatic flow meter DN300, all electric wiring feeding the F.M. from nearest feeder pillar, substation...etc. and stainless steel spool piece for maintenance, a 24V DC battery backup with power supply and GRP enclosure with foundation base slab (continued)
| Item Code | Description | Item Remarks | Unit of Measurement | Quantity/Base Price | Unit Price/Discount % | Total | Unit Price/Discount % | Total | Unit Price/Discount % | Total | Unit Price/Discount % | Total | Unit Price/Discount % | Total | Unit Price/Discount % | Total | Unit Price/Discount % | Total
3.14.46 | 2.10.37 | (*) (continued) to be fitted with 240V socket and proper internal lighting and all incidental works to complete as specified and shown on the drawing. A portable field test unit with flow meter and validation software shall be included and PC (laptop) shall be provided with appropriate field validation unit in both (hard and soft) “ready to run” conditions and all incidental works to complete as specified and shown on the drawing. |  | nr | 1 | 235125 | 235125 | 450000 | 450000 | 450000 | 450000 | 543446 | 543446 | 703103 | 703103 | 510863.05 | 510863.05 | 0 | 0
3.14.47 | 2.10.38 | (*) Provide and install of 80 mm dia Screw down type fire hydrant on distribution pipe including DI valves, bends, adjustable "S" bends with rotatable flanges (if required), pipes and all associated fittings required to complete the installation as specified and connect to double flanged piece DN 80 as shown on the drawings |  | nr | 1 | 9924 | 9924 | 15000 | 15000 | 15000 | 15000 | 8194 | 8194 | 12425 | 12425 | 14099.82 | 14099.82 | 0 | 0
3.14.48 | 2.10.39 | (*) Provide standpipe and opening keys for underground (screw down) fire hydrants as specified and shown on the drawings or instructed by the Engineer |  | nr | 1 | 1502 | 1502 | 1500 | 1500 | 1500 | 1500 | 426 | 426 | 959 | 959 | 459.78 | 459.78 | 0 | 0
3.14.49 | 2.10.40 | (*) Supply and install DN 100 mm ISO standard D.I. breakable pillar type fire hydrant on distribution pipe including hood, stainless steel spindle, outlets 2 x 2½" and 1 x 4", D.I. inlet duckfoot bend DN 100 mm automatic drain valve, adjustable "S" bends with rotatable flanges (if required) etc., all as per the Specification and Tender Drawing (each two pillar fire hydrants to be supplied with one extra repair kit for the breakable section). |  | nr | 130 | 9924 | 1290120 | 12500 | 1625000 | 12500 | 1625000 | 11945 | 1552850 | 11741 | 1526330 | 14548.36 | 1891286.8 | 0 | 0
3.14.50 | 2.10.41 | (*) Supply and install GRP Wall mounted Meter Box, ¾” connection including consumer water meter with non return valve, calibrated in litres or cum with inbuilt strainer and facility for remote reading, gunmetal lockable ball valve with master key, all necessary fittings to complete as specified and as shown on drawings or instructed by the Engineer |  | nr | 1 | 2482 | 2482 | 5000 | 5000 | 5000 | 5000 | 2682 | 2682 | 2401 | 2401 | 3199.02 | 3199.02 | 0 | 0
3.14.51 | 2.10.42 | (*) Ditto but for 1 inch MDPE pipe |  | nr | 306 | 3081 | 942786 | 4000 | 1224000 | 4000 | 1224000 | 3600 | 1101600 | 3401 | 1040706 | 3576.04 | 1094268.24 | 0 | 0
3.14.52 | 2.10.43 | (*) Supply and install concrete stop valve box for ¾” inch MDPE pipe including gate valves, all necessary fittings, accessories, and all incidental works to complete, as specified and shown on the drawings |  | nr | 1 | 1767 | 1767 | 2500 | 2500 | 2500 | 2500 | 1289 | 1289 | 1211 | 1211 | 1730.8 | 1730.8 | 0 | 0
3.14.53 | 2.10.44 | (*) Ditto but for 1 inch MDPE pipe |  | nr | 306 | 1891 | 578646 | 2500 | 765000 | 2500 | 765000 | 1356 | 414936 | 1614 | 493884 | 1852.39 | 566831.34 | 0 | 0
3.14.54 | 2.10.45 | (*) Ditto but for 1½ inch MDPE pipe |  | nr | 20 | 2097 | 41940 | 3000 | 60000 | 3000 | 60000 | 1934 | 38680 | 2428 | 48560 | 2836.31 | 56726.2 | 0 | 0
3.14.55 | 2.10.46 | (*) Ditto but for 2 inch MDPE pipe |  | nr | 1 | 2268 | 2268 | 3500 | 3500 | 3500 | 3500 | 2283 | 2283 | 1511 | 1511 | 3501.46 | 3501.46 | 0 | 0
3.14.56 | 2.10.47 | (*) Supply and install concrete water meter box for 1½ inch MDPE pipe including gate valves, flow meters, necessary fittings, accessories, and all incidental works to complete, as specified and shown on the drawings |  | nr | 20 | 7193 | 143860 | 12500 | 250000 | 12500 | 250000 | 8679 | 173580 | 5343 | 106860 | 10591.21 | 211824.2 | 0 | 0
3.14.57 | 2.10.48 | (*) Ditto but for 2 inch MDPE pipe |  | nr | 1 | 8728 | 8728 | 13000 | 13000 | 13000 | 13000 | 14134 | 14134 | 8014 | 8014 | 11032.6 | 11032.6 | 0 | 0
3.14.58 | 2.10.49 | (*) Supply and laying ¾” inch MDPE pipes, bends for house connection including excavation, getting out and part returning of excavated material, backfill and compaction, carting away surplus, preparing formation, sand bedding and surround, including the 110 mm PVC duct, concrete encasement, closing duct ends after installation of PE pipes, field tests, detectable warning tape and all incidental work to complete |  | m | 10 | 180 | 1800 | 150 | 1500 | 150 | 1500 | 176 | 1760 | 215 | 2150 | 304.47 | 3044.7 | 0 | 0
3.14.59 | 2.10.50 | (*) Ditto but for 1 inch MDPE pipes |  | m | 2500 | 181 | 452500 | 135 | 337500 | 135 | 337500 | 177 | 442500 | 216 | 540000 | 317.76 | 794400 | 0 | 0
3.14.60 | 2.10.51 | (*) Ditto but for 1½ inch MDPE pipes including 160 mm PVC duct |  | m | 500 | 183 | 91500 | 200 | 100000 | 200 | 100000 | 230 | 115000 | 216 | 108000 | 404.6 | 202300 | 0 | 0
3.14.61 | 2.10.52 | (*) Ditto but for 2 inch MDPE pipes including 160 mm PVC duct |  | m | 10 | 188 | 1880 | 235 | 2350 | 235 | 2350 | 237 | 2370 | 223 | 2230 | 432.19 | 4321.9 | 0 | 0
3.14.62 | 2.10.53 | (*) Supply and install OD110 PVC long radius 90o elbow as specified and shown on the drawings |  | nr | 306 | 203 | 62118 | 150 | 45900 | 150 | 45900 | 187 | 57222 | 52 | 15912 | 97.06 | 29700.36 | 0 | 0
3.14.63 | 2.10.54 | (*) Supply and install pulling box for ½ inch to 2 inch MDPE pipe including necessary fittings, accessories, and all incidental works to complete, as specified and shown on the drawings |  | nr | 70 | 1891 | 132370 | 2200 | 154000 | 2200 | 154000 | 1290 | 90300 | 2428 | 169960 | 3576.04 | 250322.8 | 0 | 0
| Note | Note Details
3.14.64 | - | Supply and Installation of saddle strap and ferrule cock on HDPE pipelines including supply, storage, transportation and handling of saddles and accessories required to install the saddle strap and ferrule, either on empty main pipeline or under pressure pipeline, including taping, pressure testing, cleaning and disinfection:
| Item Code | Description | Item Remarks | Unit of Measurement | Quantity/Base Price | Unit Price/Discount % | Total | Unit Price/Discount % | Total | Unit Price/Discount % | Total | Unit Price/Discount % | Total | Unit Price/Discount % | Total | Unit Price/Discount % | Total | Unit Price/Discount % | Total
3.14.65 | 2.10.55 | (*) With 3/4 inch outlet ferrule |  | nr | 1 | 2022 | 2022 | 2300 | 2300 | 2300 | 2300 | 1262 | 1262 | 665 | 665 | 1542.81 | 1542.81 | 0 | 0
3.14.66 | 2.10.56 | (*) With 1 inch outlet ferrule |  | nr | 306 | 2166 | 662796 | 2200 | 673200 | 2200 | 673200 | 1528 | 467568 | 685 | 209610 | 1531.57 | 468660.42 | 0 | 0
3.14.67 | 2.10.57 | (*) with 1½ inch outlet ferrule |  | nr | 20 | 2430 | 48600 | 2500 | 50000 | 2500 | 50000 | 1606 | 32120 | 712 | 14240 | 1826.85 | 36537 | 0 | 0
3.14.68 | 2.10.58 | (*) With 2 inch outlet ferrule |  | nr | 1 | 2871 | 2871 | 3500 | 3500 | 3500 | 3500 | 2055 | 2055 | 1117 | 1117 | 1806.41 | 1806.41 | 0 | 0
3.14.69 | 2.10.59 | (*) Supply and install reinforced concrete protection slabs for water pipelines under roads and under the villa/plots access driveways |  | m3 | 375 | 949 | 355875 | 1000 | 375000 | 1000 | 375000 | 1689 | 633375 | 964 | 361500 | 1277.16 | 478935 | 0 | 0
3.14.70 | 2.10.60 | (*) Construct reinforced concrete B35 for thrust blocks at DI bends, tapers, tees etc., conforming to Standard Detail Drawings |  | m3 | 5 | 1527 | 7635 | 1000 | 5000 | 1000 | 5000 | 3857 | 19285 | 951 | 4755 | 1583.68 | 7918.4 | 0 | 0
3.14.71 | 2.10.61 | (*) Provide and place pipeline marker posts at bends and Tees in distribution network complete in accordance with Standard Detail Drawing or as directed by the engineer |  | nr | 200 | 1857 | 371400 | 600 | 120000 | 600 | 120000 | 1671 | 334200 | 224 | 44800 | 970.64 | 194128 | 0 | 0
3.14.72 | 2.10.62 | (*) Provide and place sign posts for fire hydrants complete in accordance with Standard Detail Drawing |  | nr | 130 | 1110 | 144300 | 1000 | 130000 | 1000 | 130000 | 1137 | 147810 | 940 | 122200 | 1481.5 | 192595 | 0 | 0
3.14.73 | 2.10.63 | (*) Provide and place guard rails for fire hydrants complete in accordance with Standard Detail Drawing |  | nr | 130 | 825 | 107250 | 2000 | 260000 | 2000 | 260000 | 1167 | 151710 | 741 | 96330 | 1226.07 | 159389.1 | 0 | 0
3.14.74 | 2.10.64 | (*) Provide and place valve chamber sign marker posts complete in accordance with Standard Detail Drawing |  | nr | 10 | 784 | 7840 | 500 | 5000 | 500 | 5000 | 2076 | 20760 | 1392 | 13920 | 868.47 | 8684.7 | 0 | 0
3.14.75 | 2.10.65 | (*) Connect new HDPE Pipe OD355 mm to the existing DI pipe DN400 mm including excavation, bedding material, wrapping material, backfilling, dealing with flow, coordinate with relevant authorities, all related costs, demolishing existing concrete and cart away disconnection, connection of newly pipes, flushing, disinfection, test, backfilling, re-test and allow for all incidental works as shown in the drawings and as per AADC/ADWEA requirements to complete the work in all respect |  | nr | 5 | 20213 | 101065 | 32000 | 160000 | 32000 | 160000 | 54574 | 272870 | 25567 | 127835 | 37907.06 | 189535.3 | 0 | 0
3.14.76 | 2.10.66 | (*) Ditto but for new HDPE OD225mm to existing HDPE OD355mm |  | nr | 2 | 18563 | 37126 | 22500 | 45000 | 22500 | 45000 | 46267 | 92534 | 25567 | 51134 | 30651.78 | 61303.56 | 0 | 0
3.14.77 | 2.10.67 | (*) Ditto but for new HDPE OD225mm to existing HDPE OD180mm |  | nr | 1 | 15882 | 15882 | 20000 | 20000 | 20000 | 20000 | 41598 | 41598 | 25567 | 25567 | 21794.44 | 21794.44 | 0 | 0
3.14.78 | 2.10.68 | (*) Ditto but for new DI DN200mm to existing DI DN200mm |  | nr | 2 | 15882 | 31764 | 20000 | 40000 | 20000 | 40000 | 43077 | 86154 | 25567 | 51134 | 35760.41 | 71520.82 | 0 | 0
3.14.79 | 2.10.69 | (*) Dismantle and remove existing HDPE pipeline OD355mm including excavation, dealing with flow, demolishing existing concrete, dismantle and remove existing OD355mm pipeline and fittings, including valve chambers (if any), clean, send to approved AADC stores, as per instructions, dispose and cart away to approved location, allow for labor, equipment and all incidental works |  | m | 350 | 132 | 46200 | 200 | 70000 | 200 | 70000 | 294 | 102900 | 198 | 69300 | 153.26 | 53641 | 0 | 0
3.14.80 | 2.10.70 | (*) Ditto but for DI DN200mm pipeline |  | m | 250 | 132 | 33000 | 200 | 50000 | 200 | 50000 | 240 | 60000 | 198 | 49500 | 143.04 | 35760 | 0 | 0
3.14.81 | 2.10.71 | (*) Dismantle and remove existing washout chamber on existing HDPE pipeline OD355 including excavation, dealing with flow, demolishing existing concrete, dismantle and remove all fittings, clean, recoat, send to AADC stores, as per instructions, dispose and cart away to approved location, allow for labor, equipment and all incidental works |  | nr | 1 | 12540 | 12540 | 5000 | 5000 | 5000 | 5000 | 10352 | 10352 | 4474 | 4474 | 5108.63 | 5108.63 | 0 | 0
3.14.82 | 2.10.72 | (*) Dismantle and remove existing flow meter and GRP Kiosk on existing DI pipeline DN300 including excavation, dealing with flow, demolishing existing concrete, dismantle and remove all fittings, clean, recoat, send to AADC stores, as per instructions, dispose and cart away to approved location, allow for labor, equipment and all incidental works |  | nr | 1 | 12540 | 12540 | 5000 | 5000 | 5000 | 5000 | 16562 | 16562 | 5753 | 5753 | 6130.36 | 6130.36 | 0 | 0
3.14.83 | 2.10.73 | (*) Dismantle and remove existing control valve chamber on existing DI pipeline DN300 including excavation, dealing with flow, demolishing existing concrete, dismantle and remove all fittings, clean, recoat, send to AADC stores, as per instructions, dispose and cart away to approved location, allow for labor, equipment and all incidental works |  | nr | 1 | 15263 | 15263 | 5000 | 5000 | 5000 | 5000 | 14078 | 14078 | 9588 | 9588 | 4086.9 | 4086.9 | 0 | 0
| Note | Note Details
3.14.84 | 2.10.74 | Supply and lay ISO Standard (DI) Ductile Iron pipe of socket & spigot construction, DN 300 in place of existing control valve and flow meter chamber including all necessary fittings including backfill and compaction, carting away surplus, preparing formation, sand bedding and surround, jointing, connecting to adjacent pipes, (continued..)
| Item Code | Description | Item Remarks | Unit of Measurement | Quantity/Base Price | Unit Price/Discount % | Total | Unit Price/Discount % | Total | Unit Price/Discount % | Total | Unit Price/Discount % | Total | Unit Price/Discount % | Total | Unit Price/Discount % | Total | Unit Price/Discount % | Total
3.14.85 | 2.10.74 | (*) (continued), field tests (field density, hydro test, etc.) including, jointing materials, rubber gaskets, nuts, bolts, detectable warning tape etc. provisions for labour, plant, material and all incidental works. |  | m | 15 | 702 | 10530 | 1500 | 22500 | 1500 | 22500 | 674 | 10110 | 594 | 8910 | 25543.15 | 383147.25 | 0 | 0
3.14.86 | 2.10.75 | (*) Hydraulic testing, disinfection, flushing and commissioning of the main pipelines and house connection |  | Item | 1 | 152625 | 152625 | 500000 | 500000 | 500000 | 500000 | 261945 | 261945 | 58805 | 58805 | 76629.46 | 76629.46 | 0 | 0
3.14.87 | 2.10.75 | (*) Protection of existing water line 355mm HDPE with reinforced concrete slabs, including excavation, backfiiling, all necessary works to complete |  | m | 160 | 297 | 47520 | 200 | 32000 | 200 | 32000 | 542 | 86720 | 378 | 60480 | 306.52 | 49043.2 | 0 | 0
| Note | Note Details
3.14.88 | - | Contractor's Adjustment
| Item Code | Description | Item Remarks | Unit of Measurement | Quantity/Base Price | Unit Price/Discount % | Total | Unit Price/Discount % | Total | Unit Price/Discount % | Total | Unit Price/Discount % | Total | Unit Price/Discount % | Total | Unit Price/Discount % | Total | Unit Price/Discount % | Total
3.14.89 | 2.10.76 | (*) The Contractor may price here any new items or additional quantity for an existing BOQ item, which are shown in the Drawings or any other Tender/Contract Documents but overlooked or not specifically mentioned herein and is necessary for the satisfactory completion of the Works/this section. Should the Contractor fail to insert any item here, it will be deemed that his lump sum Tender Price includes all such items and no claims for additional items will be entertained. |  | Sum | 1 | 202125 | 202125 | 0 | 0 | 0 | 0 | 49881 | 49881 | 0 | 0 | 0 | 0 | 16708994.24 | 16708994.24
| Note | Note Details
3.14.90 | - | Please attach one PDF file to be named "Additional Items for (insert bill no/name & Section No/name)" for the details of these additional items in the additional attachment area in the Commercial Envelope.
3.15 BILL NO. 2.11 - TELECOMMUNICATION DUCT AND OTHER ACCESSORIES | [5 empty] | 14 (out of 14) | 4352534 | 14 (out of 14) | 8189560 | 14 (out of 14) | 8189560 | 14 (out of 14) | 7878961 | 14 (out of 14) | 6365870 | 14 (out of 14) | 4655254.32 | 14 (out of 14) | 9681613.83
| Note | Note Details
3.15.1 | - | TELECOMMUNICATION INSTALLATION WILL BE CHECKED BY ETISALAT AS PER THEIR Specification
| Item Code | Description | Item Remarks | Unit of Measurement | Quantity/Base Price | Unit Price/Discount % | Total | Unit Price/Discount % | Total | Unit Price/Discount % | Total | Unit Price/Discount % | Total | Unit Price/Discount % | Total | Unit Price/Discount % | Total | Unit Price/Discount % | Total
3.15.2 | 2.11.01 | (*) Supply and installation of reinforced concrete joint Box complete in accordance with drawings, specification and requirements for JRC 14 |  | nr | 115 | 6926 | 796490 | 12500 | 1437500 | 12500 | 1437500 | 7739 | 889985 | 8140 | 936100 | 6501.4 | 747661 | 0 | 0
3.15.3 | 2.11.02 | (*) Supply and installation of reinforced concrete joint Box complete in accordance with drawings, specification and requirements for JRC 14 WITH UG FDH |  | nr | 5 | 10711 | 53555 | 14000 | 70000 | 14000 | 70000 | 9240 | 46200 | 8250 | 41250 | 8501.84 | 42509.2 | 0 | 0
3.15.4 | 2.11.03 | (*) Supply and installation of reinforced concrete joint Box complete in accordance with drawings, specification and requirements for JRC 12 |  | nr | 125 | 4232 | 529000 | 10000 | 1250000 | 10000 | 1250000 | 6930 | 866250 | 6050 | 756250 | 5201.12 | 650140 | 0 | 0
3.15.5 | 2.11.04 | (*) Supply and installation of entry box in the villas, dimension shall be 600mmx600mmx800mm, all the material for joint boxes including material for top covers, etc. ENTRY BOX |  | nr | 369 | 1416 | 522504 | 3000 | 1107000 | 3000 | 1107000 | 5082 | 1875258 | 2750 | 1014750 | 1400.3 | 516710.7 | 0 | 0
3.15.6 | 2.11.05 | (*) Laying of uPVC cable ducts, depth, length and joints in trenches including end caps, drawing out ropes and ducts and makers including road crossing where ever required Four way duct D54(4x4”dia) |  | m | 10850 | 65 | 705250 | 150 | 1627500 | 150 | 1627500 | 87 | 943950 | 88 | 954800 | 70.02 | 759717 | 0 | 0
3.15.7 | 2.11.06 | (*) Laying of uPVC cable ducts, depth, length and joints in trenches including end caps, drawing out ropes and ducts and makers including road crossing where ever required Two way duct D54 (2x4”dia) |  | m | 7050 | 49 | 345450 | 120 | 846000 | 120 | 846000 | 68 | 479400 | 44 | 310200 | 55.01 | 387820.5 | 0 | 0
3.15.8 | 2.11.07 | (*) Laying of uPVC cable ducts, depth, length and joints in trenches including end caps, drawing out ropes and ducts and makers including road crossing where ever required (Including GSM towers) Two way duct D56 (2x2”dia) |  | m | 16650 | 37 | 616050 | 70 | 1165500 | 70 | 1165500 | 64 | 1065600 | 38 | 632700 | 45.01 | 749416.5 | 0 | 0
3.15.9 | 2.11.08 | (*) Extra over for uPVC cable ducts Four way duct D54 (4x4”dia) supplying and placing concrete surround class B15 as specified, allow for extra excavation and incidental works. |  | m | 1190 | 94 | 111860 | 150 | 178500 | 150 | 178500 | 156 | 185640 | 66 | 78540 | 100.02 | 119023.8 | 0 | 0
3.15.10 | 2.11.09 | (*) Extra over for uPVC cable ducts Two way duct D54 (2x4”dia) supplying and placing concrete surround class B15 as specified, allow for extra excavation and incidental works. |  | m | 1280 | 59 | 75520 | 100 | 128000 | 100 | 128000 | 133 | 170240 | 55 | 70400 | 90.02 | 115225.6 | 0 | 0
3.15.11 | 2.11.10 | (*) Extra over for uPVC cable ducts Two way duct D56 (2x2”dia) supplying and placing concrete surround class B15 as specified, allow for extra excavation and incidental works. |  | m | 260 | 67 | 17420 | 80 | 20800 | 80 | 20800 | 122 | 31720 | 44 | 11440 | 70.02 | 18205.2 | 0 | 0
3.15.12 | 2.11.11 | (*) Providing concrete tiles as proposed by Etisalat on pvc ducts to make it safe in parking areas |  | m | 20730 | 8 | 165840 | 12 | 248760 | 12 | 248760 | 30 | 621900 | 28 | 580440 | 12 | 248760 | 0 | 0
3.15.13 | 2.11.12 | (*) Construction of Meet Me Room as per Etisalat design guideline. Prior to start construction works submit and obtain approval of detailed drawings including material, labour, civil works, electro mechanical installation works and incidental works to complete. |  | nr | 1 | 132000 | 132000 | 100000 | 100000 | 100000 | 100000 | 669900 | 669900 | 165000 | 165000 | 250054.02 | 250054.02 | 0 | 0
3.15.14 | 2.11.13 | (*) Coordination with Etisalat / Service Provider for approval of drawings, installation and pay related fees to complete as specified in drawings and Specification (House connection fees included in building BOQs ). |  | Item | 1 | 18924 | 18924 | 10000 | 10000 | 10000 | 10000 | 32918 | 32918 | 55000 | 55000 | 50010.8 | 50010.8 | 0 | 0
| Note | Note Details
3.15.15 | - | Contractor's Adjustment
| Item Code | Description | Item Remarks | Unit of Measurement | Quantity/Base Price | Unit Price/Discount % | Total | Unit Price/Discount % | Total | Unit Price/Discount % | Total | Unit Price/Discount % | Total | Unit Price/Discount % | Total | Unit Price/Discount % | Total | Unit Price/Discount % | Total
3.15.16 | 2.11.14 | (*) The Contractor may price here any new items or additional quantity for an existing BOQ item, which are shown in the Drawings or any other Tender/Contract Documents but overlooked or not specifically mentioned herein and is necessary for the satisfactory completion of the Works/this section. Should the Contractor fail to insert any item here, it will be deemed that his lump sum Tender Price includes all such items and no claims for additional items will be entertained. |  | Sum | 1 | 262671 | 262671 | 0 | 0 | 0 | 0 | 0 | 0 | 759000 | 759000 | 0 | 0 | 9681613.83 | 9681613.83
| Note | Note Details
3.15.17 | - | Please attach one PDF file to be named "Additional Items for (insert bill no/name & Section No/name)" for the details of these additional items in the additional attachment area in the Commercial Envelope.
3.16 BILL NO. 2.12 - GAS LINE WORKS | [5 empty] | 38 (out of 38) | 7138857 | 38 (out of 38) | 6560225 | 38 (out of 38) | 6560225 | 38 (out of 38) | 8087257 | 38 (out of 38) | 7825184 | 38 (out of 38) | 8448768.21 | 38 (out of 38) | 11758645.8
| Note | Note Details
3.16.1 | - | PIPE WORK - PIPES
3.16.2 | - | Supply ,installation,testing and comissioing of laying underground gas pipe line including laid and jointed in trenches including excavation,backfilling,fitting and bends,bedding,backfilling warning tape etc. as detailed in drawings , as per specification ADNOC requirement.
| Item Code | Description | Item Remarks | Unit of Measurement | Quantity/Base Price | Unit Price/Discount % | Total | Unit Price/Discount % | Total | Unit Price/Discount % | Total | Unit Price/Discount % | Total | Unit Price/Discount % | Total | Unit Price/Discount % | Total | Unit Price/Discount % | Total
3.16.3 | 2.12.01 | (*) 63mm Dia. Gas pipe line HDPE 100 SDR 11 (Mains) |  | m | 17640 | 54 | 952560 | 80 | 1411200 | 80 | 1411200 | 99 | 1746360 | 127 | 2240280 | 51.09 | 901227.6 | 0 | 0
3.16.4 | 2.12.02 | (*) 32mm Dia. Gas pipe line HDPE 100 SDR 11 (services) |  | m | 4128 | 44 | 181632 | 58 | 239424 | 58 | 239424 | 64 | 264192 | 105 | 433440 | 43.93 | 181343.04 | 0 | 0
| Note | Note Details
3.16.5 | - | VALVES
3.16.6 | - | Supply ,installation ,testing and commissioning of PE valves with all necessary fittings
3.16.7 | - | Strategic Ball Valves PE 100 SDR 11
| Item Code | Description | Item Remarks | Unit of Measurement | Quantity/Base Price | Unit Price/Discount % | Total | Unit Price/Discount % | Total | Unit Price/Discount % | Total | Unit Price/Discount % | Total | Unit Price/Discount % | Total | Unit Price/Discount % | Total | Unit Price/Discount % | Total
3.16.8 | 2.12.03 | (*) 63mm dia Valve with all necessary fittings including 800 x 800 pre-cast valve chambers |  | nr | 287 | 2517 | 722379 | 3000 | 861000 | 3000 | 861000 | 2143 | 615041 | 1958 | 561946 | 2809.75 | 806398.25 | 0 | 0
3.16.9 | 2.12.04 | (*) Service isolation valve 32mm PE100 SDR 11 for residential villas 300x 300 mm Pre-cast valve chamber |  | nr | 313 | 1370 | 428810 | 1891 | 591883 | 1891 | 591883 | 1023 | 320199 | 891 | 278883 | 1185.2 | 370967.6 | 0 | 0
3.16.10 | 2.12.05 | (*) Excess Flow valve 32mm PE 100 SDR 11 |  | nr | 306 | 372 | 113832 | 644 | 197064 | 644 | 197064 | 762 | 233172 | 644 | 197064 | 459.78 | 140692.68 | 0 | 0
| Note | Note Details
3.16.11 | - | PE 100 SDR 11 PIPE FITTINGS
| Item Code | Description | Item Remarks | Unit of Measurement | Quantity/Base Price | Unit Price/Discount % | Total | Unit Price/Discount % | Total | Unit Price/Discount % | Total | Unit Price/Discount % | Total | Unit Price/Discount % | Total | Unit Price/Discount % | Total | Unit Price/Discount % | Total
3.16.12 | 2.12.06 | (*) Electrofusion coupler 63mm dia PE 100 SDR 11 |  | nr | 820 | 71 | 58220 | 242 | 198440 | 242 | 198440 | 266 | 218120 | 242 | 198440 | 86.85 | 71217 | 0 | 0
3.16.13 | 2.12.07 | (*) Electrofusion coupler 32mm dia PE 100 SDR 11 |  | nr | 900 | 54 | 48600 | 198 | 178200 | 198 | 178200 | 220 | 198000 | 198 | 178200 | 66.41 | 59769 | 0 | 0
3.16.14 | 2.12.08 | (*) Reduced Electrofusion Tee 63mm to 32mm PE 100 SDR11 |  | nr | 313 | 227 | 71051 | 512 | 160256 | 512 | 160256 | 549 | 171837 | 512 | 160256 | 280.97 | 87943.61 | 0 | 0
3.16.15 | 2.12.09 | (*) Eelectrofusion equal tee 63mm dia PE 100 SDR 11 |  | nr | 90 | 145 | 13050 | 534 | 48060 | 534 | 48060 | 572 | 51480 | 534 | 48060 | 178.8 | 16092 | 0 | 0
3.16.16 | 2.12.10 | (*) Yellow warning tape for underground gas pipe |  | m | 21000 | 5 | 105000 | 4 | 84000 | 4 | 84000 | 6 | 126000 | 4 | 84000 | 5.11 | 107310 | 0 | 0
3.16.17 | 2.12.11 | (*) End cap for 63mm PE 100 SDR 11 |  | nr | 4 | 120 | 480 | 204 | 816 | 204 | 816 | 226 | 904 | 204 | 816 | 148.15 | 592.6 | 0 | 0
3.16.18 | 2.12.12 | (*) UPVC road crossing ducts with concrete surrounding as per ADNOC standards and approval |  | m | 1250 | 289 | 361250 | 180 | 225000 | 180 | 225000 | 405 | 506250 | 215 | 268750 | 102.17 | 127712.5 | 0 | 0
| Note | Note Details
3.16.19 | - | SNG Plant Venturi System
| Item Code | Description | Item Remarks | Unit of Measurement | Quantity/Base Price | Unit Price/Discount % | Total | Unit Price/Discount % | Total | Unit Price/Discount % | Total | Unit Price/Discount % | Total | Unit Price/Discount % | Total | Unit Price/Discount % | Total | Unit Price/Discount % | Total
3.16.20 | 2.12.13 | (*) Underground LPG Tank with fittings and accessories 6650 Liter ( ASME valves , Multi vapor withdrawl valve ,liquid withdrawl valve , safety relief valve ) |  | nr | 2 | 61875 | 123750 | 67375 | 134750 | 67375 | 134750 | 52033 | 104066 | 48730 | 97460 | 76629.46 | 153258.92 | 0 | 0
3.16.21 | 2.12.14 | (*) Vapor Jet Series Venturi SNG blender 9mm BTU with surge Tank with 100 % Redunancy |  | nr | 1 | 363000 | 363000 | 255200 | 255200 | 255200 | 255200 | 268827 | 268827 | 255200 | 255200 | 449559.49 | 449559.49 | 0 | 0
3.16.22 | 2.12.15 | (*) Waterbath Vaporizer Class 1 DIV 1 - 200kg/hr -Redundant 100 % |  | nr | 2 | 313500 | 627000 | 63800 | 127600 | 63800 | 127600 | 67857 | 135714 | 63800 | 127600 | 388255.92 | 776511.84 | 0 | 0
3.16.23 | 2.12.16 | (*) Stabilizer LPG Pump Set( Dublex) 100% Redundant |  | nr | 2 | 189750 | 379500 | 56100 | 112200 | 56100 | 112200 | 59772 | 119544 | 56100 | 112200 | 234997 | 469994 | 0 | 0
3.16.24 | 2.12.17 | (*) Construct SNG plant as per drawings /approval of ADNOC/ Specification / as instructed by engineer including submission and approval of detailed drawings including material, labour, civil works, electro mechanical installation (not listed above), incidental works to complete. |  | Item | 1 | 1113750 | 1113750 | 700000 | 700000 | 700000 | 700000 | 1645875 | 1645875 | 1507000 | 1507000 | 2401056.34 | 2401056.34 | 0 | 0
| Note | Note Details
3.16.25 | - | Truck Transport Unloading Station (Filling and Equalzing Valves )
| Item Code | Description | Item Remarks | Unit of Measurement | Quantity/Base Price | Unit Price/Discount % | Total | Unit Price/Discount % | Total | Unit Price/Discount % | Total | Unit Price/Discount % | Total | Unit Price/Discount % | Total | Unit Price/Discount % | Total | Unit Price/Discount % | Total
3.16.26 | 2.12.18 | (*) 1 1/4 " Globe Ball valve |  | nr | 2 | 1238 | 2476 | 1815 | 3630 | 1815 | 3630 | 2022 | 4044 | 1815 | 3630 | 1532.59 | 3065.18 | 0 | 0
3.16.27 | 2.12.19 | (*) 1 1/4 " Double check filler valve |  | nr | 2 | 619 | 1238 | 715 | 1430 | 715 | 1430 | 867 | 1734 | 715 | 1430 | 766.29 | 1532.58 | 0 | 0
3.16.28 | 2.12.20 | (*) 1 1/4'' Back check valve |  | nr | 2 | 619 | 1238 | 561 | 1122 | 561 | 1122 | 705 | 1410 | 561 | 1122 | 766.29 | 1532.58 | 0 | 0
3.16.29 | 2.12.21 | (*) Vapor equalizing valve |  | nr | 2 | 4125 | 8250 | 5775 | 11550 | 5775 | 11550 | 6180 | 12360 | 5775 | 11550 | 510.86 | 1021.72 | 0 | 0
3.16.30 | 2.12.22 | (*) Carbon steel shecdule 80 ,40 seamless type |  | Item | 1 | 28875 | 28875 | 10200 | 10200 | 10200 | 10200 | 10771 | 10771 | 10175 | 10175 | 5108.63 | 5108.63 | 0 | 0
3.16.31 | 2.12.23 | (*) 1 1/4 " Ball valve threaded 1000 PSI NPTF |  | nr | 2 | 1238 | 2476 | 633 | 1266 | 633 | 1266 | 780 | 1560 | 632 | 1264 | 35760.41 | 71520.82 | 0 | 0
3.16.32 | 2.12.24 | (*) 3/4 '' Ball valve threaded 1000 PSI NPTF |  | nr | 2 | 619 | 1238 | 248 | 496 | 248 | 496 | 376 | 752 | 248 | 496 | 15325.89 | 30651.78 | 0 | 0
| Note | Note Details
3.16.33 | - | Filteration Station and Solenoid Assembly (down stream of SNG PLANT )
| Item Code | Description | Item Remarks | Unit of Measurement | Quantity/Base Price | Unit Price/Discount % | Total | Unit Price/Discount % | Total | Unit Price/Discount % | Total | Unit Price/Discount % | Total | Unit Price/Discount % | Total | Unit Price/Discount % | Total | Unit Price/Discount % | Total
3.16.34 | 2.12.25 | (*) 2" Gate valves ANSI B16.5 Class 150 # RF flanged |  | nr | 16 | 2063 | 33008 | 2365 | 37840 | 2365 | 37840 | 2599 | 41584 | 2365 | 37840 | 766.29 | 12260.64 | 0 | 0
3.16.35 | 2.12.26 | (*) Gas filter 50 Micron ANSI 16.5 Class 150 # RF flanged |  | nr | 2 | 3713 | 7426 | 13750 | 27500 | 13750 | 27500 | 14553 | 29106 | 13750 | 27500 | 2554.32 | 5108.64 | 0 | 0
3.16.36 | 2.12.27 | (*) G40 Rotary Gas meter with Volume corrector (PTZ) ,Ansi 150# ragebility up to 1 :250 |  | nr | 2 | 10313 | 20626 | 29975 | 59950 | 29975 | 59950 | 31590 | 63180 | 29975 | 59950 | 4597.77 | 9195.54 | 0 | 0
3.16.37 | 2.12.28 | (*) Automatic Solenoid valve manual reset 24 V-DC 2 "Size Flanged connection to ANSI 16.5 Class 150 # RF |  | nr | 2 | 2888 | 5776 | 4785 | 9570 | 4785 | 9570 | 5140 | 10280 | 4785 | 9570 | 12771.58 | 25543.16 | 0 | 0
3.16.38 | 2.12.29 | (*) Pressure gauge ,liquid filled type NPT Connection |  | nr | 4 | 1485 | 5940 | 473 | 1892 | 473 | 1892 | 613 | 2452 | 473 | 1892 | 3576.04 | 14304.16 | 0 | 0
| Note | Note Details
3.16.39 | - | Gas in Villas
| Item Code | Description | Item Remarks | Unit of Measurement | Quantity/Base Price | Unit Price/Discount % | Total | Unit Price/Discount % | Total | Unit Price/Discount % | Total | Unit Price/Discount % | Total | Unit Price/Discount % | Total | Unit Price/Discount % | Total | Unit Price/Discount % | Total
3.16.40 | 2.12.30 | (*) Gas Meter G2-5 |  | nr | 306 | 124 | 37944 | 281 | 85986 | 281 | 85986 | 410 | 125460 | 280 | 85680 | 1839.11 | 562767.66 | 0 | 0
3.16.41 | 2.12.31 | (*) Ball Valve 1/2 " NPTF |  | nr | 612 | 62 | 37944 | 215 | 131580 | 215 | 131580 | 341 | 208692 | 215 | 131580 | 153.26 | 93795.12 | 0 | 0
3.16.42 | 2.12.32 | (*) Pressure Regulator with UPSO -J42 up to 6 m3/hr - 3/4" Size |  | nr | 306 | 248 | 75888 | 231 | 70686 | 231 | 70686 | 359 | 109854 | 231 | 70686 | 76.63 | 23448.78 | 0 | 0
3.16.43 | 2.12.33 | (*) Brasss solenoid valve 1/2" |  | nr | 306 | 145 | 44370 | 341 | 104346 | 341 | 104346 | 474 | 145044 | 341 | 104346 | 306.52 | 93795.12 | 0 | 0
3.16.44 | 2.12.34 | (*) Gas leak detector 30 cm F.F.L. |  | nr | 306 | 165 | 50490 | 248 | 75888 | 248 | 75888 | 376 | 115056 | 248 | 75888 | 178.8 | 54712.8 | 0 | 0
3.16.45 | 2.12.35 | (*) Copper pipe semi hard |  | Item | 1 | 165 | 165 | 75500 | 75500 | 75500 | 75500 | 79276 | 79276 | 75900 | 75900 | 204.35 | 204.35 | 0 | 0
3.16.46 | 2.12.36 | (*) PE 100 SDR 11 underground piping to Villas kitchens (down stream of 1st stage regulation box ) |  | Item | 1 | 202125 | 202125 | 295000 | 295000 | 295000 | 295000 | 308971 | 308971 | 294800 | 294800 | 41686.43 | 41686.43 | 0 | 0
3.16.47 | 2.12.37 | (*) Coordination with Service Provider/ ADNOC for approval of drawings, installation and pay related fees to complete as specified in drawings and Specification including house connection fees to the sevice provider (if any). |  | Item | 1 | 907500 | 907500 | 29700 | 29700 | 29700 | 29700 | 90090 | 90090 | 70290 | 70290 | 178802.07 | 178802.07 | 0 | 0
| Note | Note Details
3.16.48 | - | Contractor's Adjustment
| Item Code | Description | Item Remarks | Unit of Measurement | Quantity/Base Price | Unit Price/Discount % | Total | Unit Price/Discount % | Total | Unit Price/Discount % | Total | Unit Price/Discount % | Total | Unit Price/Discount % | Total | Unit Price/Discount % | Total | Unit Price/Discount % | Total
3.16.49 | 2.12.38 | (*) The Contractor may price here any new items or additional quantity for an existing BOQ item, which are shown in the Drawings or any other Tender/Contract Documents but overlooked or not specifically mentioned herein and is necessary for the satisfactory completion of the Works/this section. Should the Contractor fail to insert any item here, it will be deemed that his lump sum Tender Price includes all such items and no claims for additional items will be entertained. |  | Sum | 1 | 0 | 0 | 0 | 0 | 0 | 0 | 0 | 0 | 0 | 0 | 97063.98 | 97063.98 | 11758645.8 | 11758645.8
| Note | Note Details
3.16.50 | - | Please attach one PDF file to be named "Additional Items for (insert bill no/name & Section No/name)" for the details of these additional items in the additional attachment area in the Commercial Envelope.
3.17 BILL NO. 2.13- LANDSCAPE WORKS | [5 empty] | 11 (out of 11) | 20493249 | 11 (out of 11) | 34736936 | 11 (out of 11) | 34736936 | 11 (out of 11) | 31828739 | 11 (out of 11) | 30725237 | 11 (out of 11) | 26302026.86 | 11 (out of 11) | 0
| Note | Note Details
3.17.1 | - | LANDSCAPE EARTHWORKS GENERAL NOTES:
3.17.2 | - | The Contractor shall record all Earth Work with a previous and an afterwards site measuring to the Engineer's approval. Invoices without approved measurements (before/after) will not be accepted.
3.17.3 | - | The Contractor has to provide shop drawings considering the existing site conditions and approved plot accesses for Engineer's approval.
3.17.4 | - | SITE WORK
| Item Code | Description | Item Remarks | Unit of Measurement | Quantity/Base Price | Unit Price/Discount % | Total | Unit Price/Discount % | Total | Unit Price/Discount % | Total | Unit Price/Discount % | Total | Unit Price/Discount % | Total | Unit Price/Discount % | Total | Unit Price/Discount % | Total
3.17.5 | 2.13.01 | (*) Earth Work Cut & Fill Modeling the landscape surface according to the Grading layout including final grading. Existing appropriate material from site to be used from excavation of the tree/palm pits and hardscape sub base. Allow for all incidental works as per Engineer's instructions. |  | m3 | 35545 | 6 | 213270 | 15 | 533175 | 15 | 533175 | 33 | 1172985 | 10 | 355450 | 11 | 390995 | 0 | 0
3.17.6 | 2.13.02 | (*) Surface Treatment Clean and scrape off existing surfaces from all organic and inorganic contamination and stones bigger than 30mm and level the surface, in middle 10cm. Removal to approved tip/ location or as instructed by the Engineer. Allow for all incidental works as per Engineer's instruction. |  | m2 | 177728 | 3 | 533184 | 10 | 1777280 | 10 | 1777280 | 4 | 710912 | 4 | 710912 | 8 | 1421824 | 0 | 0
| Note | Note Details
3.17.7 | - | HARDSCAPE
3.17.8 | - | NOTE: All Paving and Asphalt Items are to be installed on a sub base material and compacted sub grade to comply with finish levels. All works to be carried as per Specification, details and /or Engineer's instruction. Material samples to be provided by contractor for Engineer's approval.
| Item Code | Description | Item Remarks | Unit of Measurement | Quantity/Base Price | Unit Price/Discount % | Total | Unit Price/Discount % | Total | Unit Price/Discount % | Total | Unit Price/Discount % | Total | Unit Price/Discount % | Total | Unit Price/Discount % | Total | Unit Price/Discount % | Total
3.17.9 | 2.13.03 | (*) Concrete Pavers in concrete base Supply and installation of rectangle Concrete Pavement, including 50mm crushed bedding, joint filling and compaction including concrete base. Pavement module with various 200x100x80mm as per detail. Material and color refer to hardscape schedule and Landscape Architect's detail. Paving type: P9 |  | m2 | 103800 | 91 | 9445800 | 118 | 12248400 | 118 | 12248400 | 122 | 12663600 | 138 | 14324400 | 78.02 | 8098476 | 0 | 0
3.17.10 | 2.13.04 | (*) Loose Gravel Supply and install loose pebbles (10-30mm diameter sieve size); 100mm thk. on compacted, cleaned surface and geo textile (120g/m2- overlap 200mm) as per landscape architect detail and specification. Allow for all incidental works, as per specification and Landscape Architect's instruction/approval. Material and color refer to hardscape schedule Landscape Architect's detail. Surface type: G1 |  | m2 | 45599 | 16 | 729584 | 50 | 2279950 | 50 | 2279950 | 52 | 2371148 | 45 | 2051955 | 32.01 | 1459623.99 | 0 | 0
3.17.11 | 2.13.05 | (*) In Situ Acrylic Sport Surface - Cycle Track Supply and install wet pour single layer 100% of Acrylic resin, 20mm thk. impact protection layer including primer, on asphalt base layer and as per supplier's recommendation. UV Resistant. To provide line markings every 100m length. Allow for all incidental works, as per specification and Landscape Architect's instruction/approval. Material and color refer to hardscape schedule. Surface type: AC5 |  | m2 | 27175 | 71 | 1929425 | 465 | 12636375 | 465 | 12636375 | 243 | 6603525 | 228 | 6195900 | 235.05 | 6387483.75 | 0 | 0
3.17.12 | 2.13.06 | (*) Aluminium Edger Supply and installation of aluminium edger 6000x40x3.2mm thk. Mill finishing including concrete foundation. Material and color refer to hardscape schedule and Landscape Architect's detail. Edger type: E1 |  | m | 32644 | 24 | 783456 | 40 | 1305760 | 40 | 1305760 | 64 | 2089216 | 37 | 1207828 | 73.02 | 2383664.88 | 0 | 0
3.17.13 | 2.13.07 | (*) Concrete Kerb Supply and installation of Concrete Kerb with concrete bed and haunch on compacted sub grade to comply with finish levels. All works to be carried as per specifications , details and/or engineer's instruction. Material and color refer to hardscape schedule and Landscape Architect's detail. Edger type: E2 |  | m | 56498 | 99 | 5593302 | 52 | 2937896 | 52 | 2937896 | 91 | 5141318 | 82 | 4632836 | 88.02 | 4972953.96 | 0 | 0
3.17.14 | 2.13.08 | (*) "Tactile Paving Supply and install of 400 x 400 x 60mm thk concrete tactile paving for pedestrian walkways, to include primer and adhesive with 30% luminosity range; Slip rating of R12. Allow for all ancillary works,concrete works, as per manufacturer's recommendation & engineer's approval Material, surface finish and color refer to hardscape schedule. Surface type: TA1" |  | m2 | 1154 | 124 | 143096 | 150 | 173100 | 150 | 173100 | 113 | 130402 | 304 | 350816 | 495.11 | 571356.94 | 0 | 0
| Note | Note Details
3.17.15 | - | FURNITURE
3.17.16 | - | NOTE: Contractor to provide detailed design including structural certificates and data sheets for all furniture for Engineer's approval. Material samples for all furniture to be provided by contractor for Engineer's approval.
| Item Code | Description | Item Remarks | Unit of Measurement | Quantity/Base Price | Unit Price/Discount % | Total | Unit Price/Discount % | Total | Unit Price/Discount % | Total | Unit Price/Discount % | Total | Unit Price/Discount % | Total | Unit Price/Discount % | Total | Unit Price/Discount % | Total
3.17.17 | 2.13.09 | (*) Bench Type 5 Supply and install 1800mm (L) x 820mm (W) x 800mm (H) free standing reinforced cast stone rectangular bench with acid etched and water proofed finish including all incidentals and related thereto and all incidental work as axcavation, concrete foundation and back fill whenever it is applicable. Material finish and color refer to furniture schedule and details drawings. Code: BE5 |  | nr | 46 | 15840 | 728640 | 6000 | 276000 | 6000 | 276000 | 15882 | 730572 | 7588 | 349048 | 6931.5 | 318849 | 0 | 0
3.17.18 | 2.13.10 | (*) Litter bin Supply and install 87cm (H) x 46cm stem diameter of polyurethane painted galvanised iron Litter Bins including all incidentals related thereto and all incidental work as excavation, concrete foundation and back fill etc. whichever applicable. Foundation to be hidden under surface finish material. Material and color refer to furniture schedule and details drawings. Code: LB |  | nr | 46 | 1452 | 66792 | 1500 | 69000 | 1500 | 69000 | 2541 | 116886 | 3502 | 161092 | 3465.75 | 159424.5 | 0 | 0
3.17.19 | 2.13.11 | (*) Signage & Way Finding Supply and install of internal & external directional signage as per specialist's detail including all incidentals related thereto and all incidental work as excavation, concrete foundation and back fill etc. Material and color refer to Signage and Wayfinding Schedule. Contractor to submit shop drawing according for Client/ Landscape Architect's approval. |  | Item | 1 | 326700 | 326700 | 500000 | 500000 | 500000 | 500000 | 98175 | 98175 | 385000 | 385000 | 137374.84 | 137374.84 | 0 | 0
3.18 BILL NO. 2.14 - ELECTRICAL BOQ FOR LV NETWORK | [5 empty] | 58 (out of 58) | 27117739 | 58 (out of 58) | 59549450 | 58 (out of 58) | 59549450 | 58 (out of 58) | 37632414 | 58 (out of 58) | 40401065 | 58 (out of 58) | 42152870.64 | 58 (out of 58) | 47732196.57
| Note | Note Details
3.18.1 | - | ELECTRICAL WORKS
3.18.2 | - | GENERAL: These notes shall be read in Conjunction with the BOQ items, tender drawings and ADWEA/AADC latest specifications and standard drawings All equipments and material to be supplied, shall be according to latest AADC Specification and Standards. All equipments and material to be supplied, shall be from ADWEA latest Vender list. (continued)
3.18.3 | - | (continued) All the FAT and pre commissioning shall be performed as per ADWEA Data Technical Sheets and specifications and shall be carried out in the presence of AADC/Consultant engineers.One month prior notice shall be sent to AADC for witnessing the test by 3 engineers and all the expense shall be beard by supplier/contractor. AADC/Consultant engineer's acceptance/approval shall be received before shipment/Erection of any Equipment (continued)
3.18.4 | - | (continued) or Material at site. ground resistance at each earthing point shall not exceed 1 ohm . All works shall be carried out as per AADC approved procedures and standards. Unnecessary joints shall be avoided for HV cables in general and LV Service cables in particular.No joints shall be made under the tiles, parking areas, at tangent points and under asphalts. (continued)
3.18.5 | - | (continued) All the 11kV network including distribution substations shall be ready for fully integrated up to the AADC/DMS control room through FOC and RTU network as per ADWEA specifications, DMS interface requirements and as per AADC instructions and requirements Telecom requirements along with any alteration/modification and necessary wring required to complete the job (continued)
3.18.6 | - | (continued) to put in to operation shall be part of SOW. All pre commissioning tests (HV & LV equipments and network) shall be performed as and when required by AADC/Consultant engineers. substation names along with FP and ST shall be tagged at site as per AADC register. All the corresponding drawings shall be prepared with these names and numbers, (continued).
3.18.7 | - | (continued) AADC shall provide the names and numbers on request. All the 11kV and LV cables shall be tagged using engraved parcel /flurrel showing the circuit's sending and receiving ends. As built drawings (Auto CAD2002) shall be prepared as per AADC/ADWEA's GIS specifications and Standards. Relays coordination and protection study shall be carried out according to the instructions and requirement of AADC/T&P engineer.supply of any miscellaneous material required to complete (continued)
3.18.8 | - | (continued) the job in all respects shall be part of the specific item. the quantities of spare parts mentioned in BOQ are tentative, the final numbers shall be as required by AADC. All spares parts shall be packed and clearly marked with project name, CR number, Scheme number and approved by AADC before delivery to store. Warranty period of all equipment and material shall be 24 month and according to ADWEA/AADC specification of specific item from the date equipment put in to service.
3.18.9 | - | 400 Volts Networks
| Item Code | Description | Item Remarks | Unit of Measurement | Quantity/Base Price | Unit Price/Discount % | Total | Unit Price/Discount % | Total | Unit Price/Discount % | Total | Unit Price/Discount % | Total | Unit Price/Discount % | Total | Unit Price/Discount % | Total | Unit Price/Discount % | Total
3.18.10 | 2.14.01 | (*) Excavation of trench in any type of soil, Supply and laying of 1000/600V/4C/240 sq mm/Copper/SWA cable including cable slabs, warning tape, route marker, joint marker, backfilling and reinstatement of surface to original condition. The route and joint markers in the parking area and footpaths shall be flush type at each 25 meter. |  | m | 29860 | 260 | 7763600 | 490 | 14631400 | 490 | 14631400 | 334 | 9973240 | 295 | 8808700 | 338.57 | 10109700.2 | 0 | 0
3.18.11 | 2.14.02 | (*) Excavation of trench in any type of soil, Supply and laying of 1000/600V/4C/185 sq mm/Copper/SWA cable including cable slabs, warning tape, backfilling and reinstatement of surface to original condition. |  | m | 1775 | 204 | 362100 | 350 | 621250 | 350 | 621250 | 304 | 539600 | 231 | 410025 | 508.61 | 902782.75 | 0 | 0
3.18.12 | 2.14.03 | (*) Excavation of trench in any type of soil, Supply and laying of 1000/600V/4C/120 sq mm/Copper/SWA cable including cable slabs, warning tape, backfilling and reinstatement of surface to original condition. |  | m | 4810 | 149 | 716690 | 270 | 1298700 | 270 | 1298700 | 230 | 1106300 | 169 | 812890 | 188.34 | 905915.4 | 0 | 0
3.18.13 | 2.14.04 | (*) Excavation of trench in any type of soil, Supply and laying of 1000/600V/4C/70 sq mm/SWA cable including cable slabs, warning tape, backfilling and reinstatement of surface to original condition. |  | m | 28880 | 95 | 2743600 | 190 | 5487200 | 190 | 5487200 | 156 | 4505280 | 118 | 3407840 | 126.33 | 3648410.4 | 0 | 0
3.18.14 | 2.14.05 | (*) Excavation of trench in any type of soil, Supply and laying of 1000/600V/4C/25 sq mm/SWA cable including cable slabs, warning tape, backfilling and reinstatement of surface to original condition. |  | m | 45 | 81 | 3645 | 110 | 4950 | 110 | 4950 | 95 | 4275 | 74 | 3330 | 73.42 | 3303.9 | 0 | 0
3.18.15 | 2.14.06 | (*) Supply and installation of 8 way distribution Feeder Pillar with the following items, but not limited to it:2x 630 Amps incoming links, 6x250 Amps Fuse Strips, 3 x 200 & 3x160 Amps HRC fuses as per load requirement Space for fixing one additional fuse strip, CW glands, foundations and etc. |  | nr | 68 | 6214 | 422552 | 18000 | 1224000 | 18000 | 1224000 | 10033 | 682244 | 6923 | 470764 | 8033.34 | 546267.12 | 0 | 0
3.18.16 | 2.14.07 | (*) Supply and installation of 6 way distribution Feeder Pillar with the following items, but not limited to it:2x 630 Amps incoming links 4x400 Amps Fuse Strips,2 x 300 & 2x250 Amps HRC fuses as per load requirement Space for fixing one additional fuse strip, CW glands, foundations and etc. |  | nr | 1 | 5842 | 5842 | 15000 | 15000 | 15000 | 15000 | 8997 | 8997 | 6576 | 6576 | 7502.22 | 7502.22 | 0 | 0
3.18.17 | 2.14.08 | (*) Supply and installation of LV Service Cabinet (Service Turret)) with the following items, but not limited to it:1x 630 Amps incoming links 4x250 Amps Fuse Strip (service out going) 1x400 Amps Fuse Strips (loop out) 1x300 Amps HRC Fuse (loop out) 4x125Amps HRC fuses for service out going, CW glands, foundations and etc. |  | nr | 5 | 5347 | 26735 | 12000 | 60000 | 12000 | 60000 | 9240 | 46200 | 5011 | 25055 | 5782.55 | 28912.75 | 0 | 0
3.18.18 | 2.14.09 | (*) Supply and installation of termination for 1000/600V/4C/240 sq mm/Copper/SWA cable |  | nr | 256 | 215 | 55040 | 900 | 230400 | 900 | 230400 | 438 | 112128 | 632 | 161792 | 472.3 | 120908.8 | 0 | 0
3.18.19 | 2.14.10 | (*) Supply and installation of termination for 1000/600V/4C/185 sq mm/Copper/SWA cable |  | nr | 8 | 207 | 1656 | 600 | 4800 | 600 | 4800 | 307 | 2456 | 612 | 4896 | 460.5 | 3684 | 0 | 0
3.18.20 | 2.14.11 | (*) Supply and installation of termination for 1000/600V/4C/120 sq mm/Copper/SWA cable |  | nr | 72 | 194 | 13968 | 500 | 36000 | 500 | 36000 | 212 | 15264 | 520 | 37440 | 371.98 | 26782.56 | 0 | 0
3.18.21 | 2.14.12 | (*) Supply and installation of termination for 1000/600V/4C/70 sq mm/Copper/SWA cable |  | nr | 584 | 165 | 96360 | 350 | 204400 | 350 | 204400 | 184 | 107456 | 255 | 148920 | 348.38 | 203453.92 | 0 | 0
3.18.22 | 2.14.13 | (*) Supply and installation of termination for 1000/600V/4C/25 sq mm/Copper/SWA cable |  | nr | 2 | 165 | 330 | 150 | 300 | 150 | 300 | 106 | 212 | 204 | 408 | 336.57 | 673.14 | 0 | 0
3.18.23 | 2.14.14 | (*) Supply and installation of earthing for feeder pillar, service turret etc. |  | nr | 140 | 310 | 43400 | 2000 | 280000 | 2000 | 280000 | 1366 | 191240 | 1326 | 185640 | 656.84 | 91957.6 | 0 | 0
| Note | Note Details
3.18.24 | - | DUCT WORKS
3.18.25 | - | General
3.18.26 | - | Duct surround shall be as specified. Price of the duct itself shall include surround material and End Caps, utility marker plates on both sides of the road, Ducts shall be installed in accordance with the requirements of the concerned service authority
| Item Code | Description | Item Remarks | Unit of Measurement | Quantity/Base Price | Unit Price/Discount % | Total | Unit Price/Discount % | Total | Unit Price/Discount % | Total | Unit Price/Discount % | Total | Unit Price/Discount % | Total | Unit Price/Discount % | Total | Unit Price/Discount % | Total
3.18.27 | 2.14.15 | (*) Supply and laying of 10 way OD 200 mm UPVC class 6 ducts for 11 KV and LV cables allow for concrete surround, complete as specified and as per drawing and specifications |  | m | 82 | 1198 | 98236 | 1625 | 133250 | 1625 | 133250 | 519 | 42558 | 1329 | 108978 | 914.18 | 74962.76 | 0 | 0
3.18.28 | 2.14.16 | (*) Supply and laying of 8 way OD 200 mm UPVC class 6 ducts for 11 KV and LV cables allow for concrete surround, complete as specified and as per drawing and specifications |  | m | 115 | 1047 | 120405 | 1160 | 133400 | 1160 | 133400 | 463 | 53245 | 1151 | 132365 | 699.08 | 80394.2 | 0 | 0
3.18.29 | 2.14.17 | (*) Supply and laying of 6 way OD 200 mm UPVC class 6 ducts for 11 KV and LV cables allow for concrete surround, complete as specified and as per drawing and specifications |  | m | 340 | 877 | 298180 | 900 | 306000 | 900 | 306000 | 367 | 124780 | 943 | 320620 | 537.75 | 182835 | 0 | 0
3.18.30 | 2.14.18 | (*) Supply and laying of 4 way OD 200 mm UPVC class 6 ducts for 11 KV and LV cables allow for concrete surround, complete as specified and as per drawing and specifications |  | m | 1060 | 656 | 695360 | 690 | 731400 | 690 | 731400 | 278 | 294680 | 726 | 769560 | 430.2 | 456012 | 0 | 0
3.18.31 | 2.14.19 | (*) Supply and laying of 2 way OD 200 mm UPVC class 6 ducts for 11 KV and LV cables allow for concrete surround, complete as specified and as per drawing and specifications |  | m | 754 | 535 | 403390 | 400 | 301600 | 400 | 301600 | 217 | 163618 | 504 | 380016 | 241.99 | 182460.46 | 0 | 0
| Note | Note Details
3.18.32 | - | 11/0.4KV SUBSTATIONS
| Item Code | Description | Item Remarks | Unit of Measurement | Quantity/Base Price | Unit Price/Discount % | Total | Unit Price/Discount % | Total | Unit Price/Discount % | Total | Unit Price/Discount % | Total | Unit Price/Discount % | Total | Unit Price/Discount % | Total | Unit Price/Discount % | Total
3.18.33 | 2.14.20 | (*) Supply and installation 11KV, 4 Panel Board / 25 KA 1sec/ Air/SF6 insulated motorized breakers/ fixed type complete with all accessories. |  | Set | 8 | 76478 | 611824 | 587000 | 4696000 | 587000 | 4696000 | 354319 | 2834552 | 296081 | 2368648 | 399399.98 | 3195199.84 | 0 | 0
3.18.34 | 2.14.21 | (*) Supply and installation of 11/0.4KV/1500KVA/Oil filled Distribution transformers with all accessories. |  | nr | 16 | 66825 | 1069200 | 170000 | 2720000 | 170000 | 2720000 | 100370 | 1605920 | 100784 | 1612544 | 93774.76 | 1500396.16 | 0 | 0
| Note | Note Details
3.18.35 | 2.14.22 | Supply and installation of 1000/600 Volts Panel Board with minimum the following but not limited to it: i - 2700A single busbar rating. ii - Two Number/ 2700 Amp/ Off Load /Manually Operated In coming Isolator. iii -One Number/ 2700 Amp/ Off Load /Manually Operated Isolator ( bus coupler) (continued)
| Item Code | Description | Item Remarks | Unit of Measurement | Quantity/Base Price | Unit Price/Discount % | Total | Unit Price/Discount % | Total | Unit Price/Discount % | Total | Unit Price/Discount % | Total | Unit Price/Discount % | Total | Unit Price/Discount % | Total | Unit Price/Discount % | Total
3.18.36 | 2.14.22 | (*) (continued) iv - 20 Nos outgoing feeders with 400Amps HRC Fuses All the items required by AADC for monitoring, metering, signal transfer (including accessories to complete the job) of individual feeders as well as incomers shall be part of supply and installation |  | Set | 8 | 66825 | 534600 | 280000 | 2240000 | 280000 | 2240000 | 113133 | 905064 | 80010 | 640080 | 81491 | 651928 | 0 | 0
3.18.37 | 2.14.23 | (*) Supply, installation of battery Bank 48Volts DC with capacity compatible with requirement of DC power for the equipment those required interfacing complete with Ni-CD Dual battery charger, distribution board complete for 11KV switchgear, LV switchgear and DMS interface etc. |  | Set | 8 | 54360 | 434880 | 172500 | 1380000 | 172500 | 1380000 | 78492 | 627936 | 61087 | 488696 | 66810.83 | 534486.64 | 0 | 0
3.18.38 | 2.14.24 | (*) Supply and installation of 1000/600V/SC/630sq mm2/Cu/Aluminum Wire Armored cables and terminations. |  | m | 1760 | 165 | 290400 | 375 | 660000 | 375 | 660000 | 326 | 573760 | 209 | 367840 | 186.84 | 328838.4 | 0 | 0
3.18.39 | 2.14.25 | (*) Supply and installation of 11000V/3C/120sq mm2/steel tap armored cables and terminations at both ends. |  | m | 240 | 147 | 35280 | 290 | 69600 | 290 | 69600 | 508 | 121920 | 566 | 135840 | 233.65 | 56076 | 0 | 0
3.18.40 | 2.14.26 | (*) Supply and installation of complete earthing system for each substation with 19 mm x 1.5 m copper bond steel earth rods including earth pits, earthing conductor of all required sizes for switch gear, Transformers etc. earth resistance not exceeding more than one ohms. Earthing study shall be carried out for the complete earthing system and results shall be submitted to consultant/AADC engineers for review and approval |  | nr | 8 | 15296 | 122368 | 72000 | 576000 | 72000 | 576000 | 70749 | 565992 | 37660 | 301280 | 26386.8 | 211094.4 | 0 | 0
3.18.41 | 2.14.27 | (*) Supply and installation of lighting, small power including normal and emergency power operation, distribution board, lighting fixture, switches, wiring, grounding, connection from LV panel board for Distribution Sub Station etc |  | nr | 8 | 7219 | 57752 | 30000 | 240000 | 30000 | 240000 | 32189 | 257512 | 20391 | 163128 | 15738.1 | 125904.8 | 0 | 0
3.18.42 | 2.14.28 | (*) Any modification/conversion of 11kV panels in source primary according to AADC /T&P/DMS requirments if required |  | nr | 6 | 63732 | 382392 | 10000 | 60000 | 10000 | 60000 | 57750 | 346500 | 20391 | 122346 | 374099.52 | 2244597.12 | 0 | 0
3.18.43 | 2.14.29 | (*) A/C split unit of 2 x 5 TON capacity (Capacity at outdoor and indoor temperature as per specifications), including foundations, piping, insulation, cabling, isolator, DP switch socket with neon indicator, control and accessories as specified for HV Switchgear Room. Thermal transfer study shall be submited to AADC project delivery division for approval |  | nr | 8 | 8663 | 69304 | 72500 | 580000 | 72500 | 580000 | 26565 | 212520 | 11113 | 88904 | 10748.62 | 85988.96 | 0 | 0
3.18.44 | 2.14.30 | (*) Supply, installation of wall mounted FOTB suitable to accommodated 1 FO as per ADWEA in each substation |  | nr | 8 | 20394 | 163152 | 32500 | 260000 | 32500 | 260000 | 17325 | 138600 | 11725 | 93800 | 15163.28 | 121306.24 | 0 | 0
3.18.45 | 2.14.31 | (*) Supply, installation DMS interface marshalling cubicle including supply and installation of cabling from 11KV/LV board, interposing CT, wiring of DMS signals, etc as per AADC/DMS requirement, inccluding any modification if required at 33KV substation for interfacing of distribution substation etc. |  | nr | 8 | 9900 | 79200 | 30800 | 246400 | 30800 | 246400 | 30050 | 240400 | 28548 | 228384 | 30662.92 | 245303.36 | 0 | 0
3.18.46 | 2.14.32 | (*) Supply, installation of DMS RTU Panel for the Distribution S/S as per ADWEA Specification including Ethernet switch (with FO & Electrical interfaces) inside each panel with necessary accessories for future integration to DMS. |  | nr | 8 | 57750 | 462000 | 117600 | 940800 | 117600 | 940800 | 75426 | 603408 | 276812 | 2214496 | 90957.55 | 727660.4 | 0 | 0
3.18.47 | 2.14.33 | (*) Supply & installation (in source primary substation) of floor mounted FO Termination cubicle suitable to accommodate at least 6 FO cables (or more than 6 Nos based on the approved design) as per AADC/DMS requirement. Any modification if required at primary substation/DMS center for interfacing of FOCs arriving from the new distribution substation. |  | nr | 1 | 38363 | 38363 | 60000 | 60000 | 60000 | 60000 | 112613 | 112613 | 28548 | 28548 | 34457.44 | 34457.44 | 0 | 0
3.18.48 | 2.14.34 | (*) Supply & installation of floor mounted communication panel including two Ethernet switches with necessary Electrical and Optical interfaces and accessories that shall be installed in the Primary Substation to link the RTUs in the distribution S/S with DMS when required |  | nr | 1 | 49294 | 49294 | 150000 | 150000 | 150000 | 150000 | 282545 | 282545 | 249793 | 249793 | 360006.17 | 360006.17 | 0 | 0
3.18.49 | 2.14.35 | (*) Construct Electrical Distribution Sub Station buildingas per drawing/approval of AADC/specifications/ as instructed by engineer including submission and approval of structural detailed drawing for approval , allow for the material, labor, electro mechanical installation, incidental works to complete etc. The elevation and boundary wall design shall be matching with the surroundings villas look. |  | nr | 8 | 385551 | 3084408 | 300000 | 2400000 | 300000 | 2400000 | 433125 | 3465000 | 299000 | 2392000 | 376425.41 | 3011403.28 | 0 | 0
3.18.50 | 2.14.36 | (*) Excavation of trench in any type of soil , Supply and installation of 11000V/3C/300 sq mm/Copper/steel tap armored cables. Including cable slabs, warning tape, backfilling, cable route markers and reinstatement of surface to original condition. This item cover cable required for 4 circuits from substations up to project plot boundary (location A) |  | m | 9260 | 297 | 2750220 | 680 | 6296800 | 680 | 6296800 | 394 | 3648440 | 381 | 3528060 | 365.08 | 3380640.8 | 0 | 0
3.18.51 | 2.14.37 | (*) Supply and installation of 32 Core Fiber Optic cable, laid along with HV cable in the same trench. This includes DN110 PVC pipe, pull box, splicing kits, termination and testing works at 11/0.4KV Distribution Sub Stations and Primary Sub Station. |  | m | 11270 | 30 | 338100 | 375 | 4226250 | 375 | 4226250 | 112 | 1262240 | 35 | 394450 | 59.81 | 674058.7 | 0 | 0
3.18.52 | 2.14.38 | (*) Supply and installation of, 11000V/3C/300 sq mm/Copper/steel tap armored cable, Straight through joint. |  | nr | 30 | 908 | 27240 | 2750 | 82500 | 2750 | 82500 | 2743 | 82290 | 2855 | 85650 | 1712.17 | 51365.1 | 0 | 0
3.18.53 | 2.14.39 | (*) Supply and installation of, 11000V/3C/300 sq mm2/Copper/steel tap armored cable, ID Termination. |  | nr | 22 | 867 | 19074 | 3200 | 70400 | 3200 | 70400 | 2911 | 64042 | 2753 | 60566 | 1762.88 | 38783.36 | 0 | 0
3.18.54 | 2.14.40 | (*) Supply and installation of GRP Pull Box(1mx1mx1m), including exaction ,installation, back filling and reinstatement of surface as before. |  | nr | 116 | 1877 | 217732 | 8700 | 1009200 | 8700 | 1009200 | 4851 | 562716 | 2300 | 266800 | 5162.41 | 598839.56 | 0 | 0
| Note | Note Details
3.18.55 | - | 11kV Switchgear:
| Item Code | Description | Item Remarks | Unit of Measurement | Quantity/Base Price | Unit Price/Discount % | Total | Unit Price/Discount % | Total | Unit Price/Discount % | Total | Unit Price/Discount % | Total | Unit Price/Discount % | Total | Unit Price/Discount % | Total | Unit Price/Discount % | Total
3.18.56 | 2.14.41 | (*) CT (current transformers) |  | nr | 4 | 37125 | 148500 | 1750 | 7000 | 1750 | 7000 | 24741 | 98964 | 18583 | 74332 | 14281.09 | 57124.36 | 0 | 0
3.18.57 | 2.14.42 | (*) VTs (voltage transformers) |  | nr | 2 | 42900 | 85800 | 1500 | 3000 | 1500 | 3000 | 62576 | 125152 | 21207 | 42414 | 8639.47 | 17278.94 | 0 | 0
3.18.58 | 2.14.43 | (*) DC motor (CB operating mechanism) |  | nr | 4 | 11574 | 46296 | 1200 | 4800 | 1200 | 4800 | 15017 | 60068 | 1529 | 6116 | 29997.38 | 119989.52 | 0 | 0
3.18.59 | 2.14.44 | (*) Closing coil |  | nr | 8 | 2682 | 21456 | 500 | 4000 | 500 | 4000 | 23487 | 187896 | 1020 | 8160 | 14266.88 | 114135.04 | 0 | 0
3.18.60 | 2.14.45 | (*) Tripping coil |  | nr | 8 | 2682 | 21456 | 600 | 4800 | 600 | 4800 | 23487 | 187896 | 1020 | 8160 | 5665.22 | 45321.76 | 0 | 0
3.18.61 | 2.14.46 | (*) OC/EF (over current & earth fault ) relay |  | nr | 2 | 2063 | 4126 | 2000 | 4000 | 2000 | 4000 | 24741 | 49482 | 6892 | 13784 | 21085.26 | 42170.52 | 0 | 0
3.18.62 | 2.14.47 | (*) control plus power supply cards for DC system |  | nr | 2 | 3218 | 6436 | 12500 | 25000 | 12500 | 25000 | 11550 | 23100 | 8156 | 16312 | 9087.96 | 18175.92 | 0 | 0
3.18.63 | 2.14.48 | (*) Complete battery system (unfilled with electrolyte in sealed container suitable for site storage) |  | nr | 1 | 29370 | 29370 | 10000 | 10000 | 10000 | 10000 | 40425 | 40425 | 83604 | 83604 | 76716.57 | 76716.57 | 0 | 0
| Note | Note Details
3.18.64 | - | 11kV Switchgear:
| Item Code | Description | Item Remarks | Unit of Measurement | Quantity/Base Price | Unit Price/Discount % | Total | Unit Price/Discount % | Total | Unit Price/Discount % | Total | Unit Price/Discount % | Total | Unit Price/Discount % | Total | Unit Price/Discount % | Total | Unit Price/Discount % | Total
3.18.65 | 2.14.49 | (*) HV Bushing |  | nr | 1 | 8457 | 8457 | 1500 | 1500 | 1500 | 1500 | 17325 | 17325 | 5098 | 5098 | 4721.02 | 4721.02 | 0 | 0
3.18.66 | 2.14.50 | (*) LV Bushing |  | nr | 1 | 8168 | 8168 | 1000 | 1000 | 1000 | 1000 | 17325 | 17325 | 5098 | 5098 | 3540.76 | 3540.76 | 0 | 0
3.18.67 | 2.14.51 | (*) Gaskets |  | nr | 3 | 2211 | 6633 | 500 | 1500 | 500 | 1500 | 5775 | 17325 | 10196 | 30588 | 2124.46 | 6373.38 | 0 | 0
3.18.68 | 2.14.52 | (*) CT (Current transformer) for transformer protection |  | nr | 2 | 7013 | 14026 | 1000 | 2000 | 1000 | 2000 | 24741 | 49482 | 18583 | 37166 | 4721.02 | 9442.04 | 0 | 0
3.18.69 | 2.14.53 | (*) Earth fault indicator |  | nr | 2 | 1733 | 3466 | 1000 | 2000 | 1000 | 2000 | 2517 | 5034 | 5098 | 10196 | 2466.73 | 4933.46 | 0 | 0
| Note | Note Details
3.18.70 | - | LV Switchgear:
| Item Code | Description | Item Remarks | Unit of Measurement | Quantity/Base Price | Unit Price/Discount % | Total | Unit Price/Discount % | Total | Unit Price/Discount % | Total | Unit Price/Discount % | Total | Unit Price/Discount % | Total | Unit Price/Discount % | Total | Unit Price/Discount % | Total
3.18.71 | 2.14.54 | (*) LV Isolator - 2700 |  | nr | 1 | 8663 | 8663 | 8600 | 8600 | 8600 | 8600 | 17325 | 17325 | 12235 | 12235 | 4124.55 | 4124.55 | 0 | 0
3.18.72 | 2.14.55 | (*) Fuse strips for 400amp |  | nr | 3 | 702 | 2106 | 750 | 2250 | 750 | 2250 | 5775 | 17325 | 3568 | 10704 | 444.18 | 1332.54 | 0 | 0
3.18.73 | 2.14.56 | (*) Removal of existing overhead lines and towers, recovery/ relocation of underground lines including all civil works, all new cable connections / terminations, etc. to complete relocation work as per AADC specifications, drawings standards and approvals. The works include hading over of remove materials to AADC stores. |  | Item | 1 | 907954 | 907954 | 3800000 | 3800000 | 3800000 | 3800000 | 195897 | 195897 | 5688641 | 5688641 | 4226719.57 | 4226719.57 | 0 | 0
3.18.74 | 2.14.57 | (*) Allow for obtaining permanent power to the premices including liaising and paying connection charges for acquiring main supply, coordination with ADWEA / AADC and obtain necessary approvals from local authorities, supervision charges, etc. also for complying with latest wiring regulations of the relevant authorities |  | Item | 1 | 990000 | 990000 | 1000000 | 1000000 | 1000000 | 1000000 | 34650 | 34650 | 2320789 | 2320789 | 1645516.78 | 1645516.78 | 0 | 0
| Note | Note Details
3.18.75 | - | Contractor's Adjustment
| Item Code | Description | Item Remarks | Unit of Measurement | Quantity/Base Price | Unit Price/Discount % | Total | Unit Price/Discount % | Total | Unit Price/Discount % | Total | Unit Price/Discount % | Total | Unit Price/Discount % | Total | Unit Price/Discount % | Total | Unit Price/Discount % | Total
3.18.76 | 2.14.58 | (*) The Contractor may price here any new items or additional quantity for an existing BOQ item, which are shown in the Drawings or any other Tender/Contract Documents but overlooked or not specifically mentioned herein and is necessary for the satisfactory completion of the Works/this section. Should the Contractor fail to insert any item here, it will be deemed that his lump sum Tender Price includes all such items and no claims for additional items will be entertained. |  | Sum | 1 | 96954 | 96954 | 0 | 0 | 0 | 0 | 0 | 0 | 0 | 0 | 0 | 0 | 47732196.57 | 47732196.57
| Note | Note Details
3.18.77 | - | Please attach one PDF file to be named "Additional Items for (insert bill no/name & Section No/name)" for the details of these additional items in the additional attachment area in the Commercial Envelope.
3.19 BILL NO. 3 - RETAIL SHOPS - 3 NOS | [5 empty] | 0 (out of 0) | 0 | 0 (out of 0) | 0 | 0 (out of 0) | 0 | 0 (out of 0) | 0 | 0 (out of 0) | 0 | 0 (out of 0) | 0 | 0 (out of 0) | 0
3.20 BILL No. 3.01 – EARTH WORKS & EXCAVATION | [5 empty] | 7 (out of 7) | 113550 | 7 (out of 7) | 119595 | 7 (out of 7) | 119595 | 7 (out of 7) | 145554 | 7 (out of 7) | 84924 | 7 (out of 7) | 90043.32 | 7 (out of 7) | 194639.25
| Note | Note Details
3.20.1 | - | SOIL INVESTIGATION
| Item Code | Description | Item Remarks | Unit of Measurement | Quantity/Base Price | Unit Price/Discount % | Total | Unit Price/Discount % | Total | Unit Price/Discount % | Total | Unit Price/Discount % | Total | Unit Price/Discount % | Total | Unit Price/Discount % | Total | Unit Price/Discount % | Total
3.20.2 | 3.01.01 | (*) Borehole, minimum 30 meters deep each including necessary site and laboratory test, Soil Investigation Report. |  | nr | 3 | 111 | 333 | 2700 | 8100 | 2700 | 8100 | 4200 | 12600 | 6961 | 20883 | 4302 | 12906 | 4398.75 | 13196.25
| Note | Note Details
3.20.3 | - | EARTH WORKS & EXCAVATION
| Item Code | Description | Item Remarks | Unit of Measurement | Quantity/Base Price | Unit Price/Discount % | Total | Unit Price/Discount % | Total | Unit Price/Discount % | Total | Unit Price/Discount % | Total | Unit Price/Discount % | Total | Unit Price/Discount % | Total | Unit Price/Discount % | Total
3.20.4 | 3.01.02 | (*) General site clearance, levelling and preparation over the total area of the Plot |  | m2 | 2880 | 4 | 11520 | 3 | 8640 | 3 | 8640 | 4 | 11520 | 3 | 8640 | 1.81 | 5212.8 | 3.41 | 9820.8
3.20.5 | 3.01.03 | (*) Excavation up to a depth of 210cm from the existing ground to remove the loose top soil |  | m3 | 1587 | 8 | 12696 | 15 | 23805 | 15 | 23805 | 25 | 39675 | 6 | 9522 | 8.6 | 13648.2 | 15.15 | 24043.05
3.20.6 | 3.01.04 | (*) Backfilling & compaction with imported material up to bottom of the ground slab as per the drawings |  | m3 | 1050 | 52 | 54600 | 40 | 42000 | 40 | 42000 | 30 | 31500 | 19 | 19950 | 28.39 | 29809.5 | 0 | 0
3.20.7 | 3.01.05 | (*) Disposal of excavated surplus material to approved tip , including hauling (to designated location as may be instructed by the Engineer) |  | m3 | 1587 | 15 | 23805 | 15 | 23805 | 15 | 23805 | 30 | 47610 | 13 | 20631 | 10.76 | 17076.12 | 17.09 | 27121.83
3.20.8 | 3.01.06 | (*) Applying Chemical Anti-Termite material under building foundations, beams, ground slabs on grid and external perimeter of the building as specified, Allow for materials, labours, tools etc all as approved by the Engineer. |  | m2 | 2649 | 4 | 10596 | 5 | 13245 | 5 | 13245 | 1 | 2649 | 2 | 5298 | 4.3 | 11390.7 | 2.93 | 7761.57
| Note | Note Details
3.20.9 | - | Contractor's Adjustment
| Item Code | Description | Item Remarks | Unit of Measurement | Quantity/Base Price | Unit Price/Discount % | Total | Unit Price/Discount % | Total | Unit Price/Discount % | Total | Unit Price/Discount % | Total | Unit Price/Discount % | Total | Unit Price/Discount % | Total | Unit Price/Discount % | Total
3.20.10 | 3.01.07 | (*) The Contractor may price here any new items or additional quantity for an existing BOQ item, which are shown in the Drawings or any other Tender/Contract Documents but overlooked or not specifically mentioned herein and is necessary for the satisfactory completion of the Works/this section. Should the Contractor fail to insert any item here, it will be deemed that his lump sum Tender Price includes all such items and no claims for additional items will be entertained. |  | Sum | 1 | 0 | 0 | 0 | 0 | 0 | 0 | 0 | 0 | 0 | 0 | 0 | 0 | 112695.75 | 112695.75
| Note | Note Details
3.20.11 | - | Please attach one PDF file to be named "Additional Items for (insert bill no/name & Section No/name)" for the details of these additional items in the additional attachment area in the Commercial Envelope.
3.21 BILL NO. 3.02 – CONCRETE WORKS | [5 empty] | 18 (out of 18) | 1534364.5 | 18 (out of 18) | 1348628.5 | 18 (out of 18) | 1348628.5 | 18 (out of 18) | 1447388 | 18 (out of 18) | 1662620.5 | 18 (out of 18) | 1502372.46 | 18 (out of 18) | 2177614.79
| Note | Note Details
3.21.1 | - | SUB-STRUCTURE
3.21.2 | - | Plain in situ cement concrete in SRC as blinding layer including form work with compressive strength 20 N/mm2,in accordance with drawings Specification
| Item Code | Description | Item Remarks | Unit of Measurement | Quantity/Base Price | Unit Price/Discount % | Total | Unit Price/Discount % | Total | Unit Price/Discount % | Total | Unit Price/Discount % | Total | Unit Price/Discount % | Total | Unit Price/Discount % | Total | Unit Price/Discount % | Total
3.21.3 | 3.02.01 | (*) 100mm thick blinding under foundations as shown in drawings. |  | m3 | 54 | 270 | 14580 | 31 | 1674 | 31 | 1674 | 423 | 22842 | 475 | 25650 | 440.96 | 23811.84 | 343.61 | 18554.94
3.21.4 | 3.02.02 | (*) 50mm thick blinding under Tie beams and ground beams as shown in drawings. |  | m3 | 31.5 | 280 | 8820 | 23 | 724.5 | 23 | 724.5 | 423 | 13324.5 | 475 | 14962.5 | 440.96 | 13890.24 | 343.61 | 10823.715
3.21.5 | 3.02.03 | (*) 100mm thick blinding under slab on grade as shown in drawings. |  | m3 | 171 | 270 | 46170 | 31 | 5301 | 31 | 5301 | 364 | 62244 | 344 | 58824 | 440.96 | 75404.16 | 343.61 | 58757.31
| Note | Note Details
3.21.6 | - | Reinforced in situ cement concrete in MSRC including form work and reinforcement as detailed in drawing with compressive strength 40N/mm2 as specified.
| Item Code | Description | Item Remarks | Unit of Measurement | Quantity/Base Price | Unit Price/Discount % | Total | Unit Price/Discount % | Total | Unit Price/Discount % | Total | Unit Price/Discount % | Total | Unit Price/Discount % | Total | Unit Price/Discount % | Total | Unit Price/Discount % | Total
3.21.7 | 3.02.04 | (*) Footings |  | m3 | 204 | 536 | 109344 | 820 | 167280 | 820 | 167280 | 819 | 167076 | 798 | 162792 | 914.18 | 186492.72 | 702.08 | 143224.32
3.21.8 | 3.02.05 | (*) Tie Beams |  | m3 | 114 | 1335 | 152190 | 1105 | 125970 | 1105 | 125970 | 1066 | 121524 | 1324 | 150936 | 914.18 | 104216.52 | 1647.16 | 187776.24
3.21.9 | 3.02.06 | (*) Column necks |  | m3 | 25.5 | 1503 | 38326.5 | 2000 | 51000 | 2000 | 51000 | 1339 | 34144.5 | 2732 | 69666 | 914.18 | 23311.59 | 3012.53 | 76819.515
3.21.10 | 3.02.07 | (*) Ground Beams |  | m3 | 132 | 1335 | 176220 | 1020 | 134640 | 1020 | 134640 | 1014 | 133848 | 1212 | 159984 | 914.18 | 120671.76 | 1924.73 | 254064.36
3.21.11 | 3.02.08 | (*) External ramps including landings and foundations. |  | m3 | 13.5 | 948 | 12798 | 1000 | 13500 | 1000 | 13500 | 923 | 12460.5 | 1045 | 14107.5 | 914.18 | 12341.43 | 1123.24 | 15163.74
3.21.12 | 3.02.09 | (*) Slab on grade placed on the existing ground level after removing the loose top soil and compacting with imported material. |  | m3 | 267 | 443 | 118281 | 515 | 137505 | 515 | 137505 | 676 | 180492 | 756 | 201852 | 623.79 | 166551.93 | 755.57 | 201737.19
| Note | Note Details
3.21.13 | - | SUNDRIES
| Item Code | Description | Item Remarks | Unit of Measurement | Quantity/Base Price | Unit Price/Discount % | Total | Unit Price/Discount % | Total | Unit Price/Discount % | Total | Unit Price/Discount % | Total | Unit Price/Discount % | Total | Unit Price/Discount % | Total | Unit Price/Discount % | Total
3.21.14 | 3.02.10 | (*) 1 layers of 1000 gauge sheet laid under foundation, ground beam, ground slab, etc as shown in drawings |  | m2 | 3288 | 5 | 16440 | 5 | 16440 | 5 | 16440 | 3 | 9864 | 3 | 9864 | 3.23 | 10620.24 | 4.96 | 16308.48
3.21.15 | 3.02.11 | (*) Prepare surface & apply 2 coats of Fluid applied rubberized asphalt |  | m2 | 6619.5 | 22 | 145629 | 7 | 46336.5 | 7 | 46336.5 | 9 | 59575.5 | 15 | 99292.5 | 26.89 | 177998.355 | 15.16 | 100351.62
| Note | Note Details
3.21.16 | - | SUPER-STRUCTURE
3.21.17 | - | Reinforced in situ cement concrete in OPC including form work and reinforcement as detailed in drawing with compressive strength 40N/mm2 as specified.
| Item Code | Description | Item Remarks | Unit of Measurement | Quantity/Base Price | Unit Price/Discount % | Total | Unit Price/Discount % | Total | Unit Price/Discount % | Total | Unit Price/Discount % | Total | Unit Price/Discount % | Total | Unit Price/Discount % | Total | Unit Price/Discount % | Total
3.21.18 | 3.02.12 | (*) Columns |  | m3 | 55.5 | 1902 | 105561 | 1505 | 83527.5 | 1505 | 83527.5 | 1092 | 60606 | 1556 | 86358 | 967.95 | 53721.225 | 1952.1 | 108341.55
3.21.19 | 3.02.13 | (*) Beams |  | m3 | 93 | 1426 | 132618 | 1115 | 103695 | 1115 | 103695 | 1066 | 99138 | 1236 | 114948 | 967.95 | 90019.35 | 1356.02 | 126109.86
3.21.20 | 3.02.14 | (*) 200mm thk. Solid Slabs |  | m3 | 355.5 | 918 | 326349 | 970 | 344835 | 970 | 344835 | 1027 | 365098.5 | 1120 | 398160 | 967.95 | 344106.225 | 1154.94 | 410581.17
3.21.21 | 3.02.15 | (*) 200mm thk. Upstands and concrete work support to walls |  | m3 | 57 | 1307 | 74499 | 1100 | 62700 | 1100 | 62700 | 1001 | 57057 | 911 | 51927 | 967.95 | 55173.15 | 1698.5 | 96814.5
3.21.22 | 3.02.16 | (*) MEP Equipment Pads |  | m3 | 43.5 | 1292 | 56202 | 1000 | 43500 | 1000 | 43500 | 1001 | 43543.5 | 952 | 41412 | 967.95 | 42105.825 | 1007.66 | 43833.21
3.21.23 | 3.02.17 | (*) Shaft covers including necessary frames, fixing accessories, etc. and complete as per drawings |  | Item | 1 | 337 | 337 | 10000 | 10000 | 10000 | 10000 | 4550 | 4550 | 1885 | 1885 | 1935.9 | 1935.9 | 13014.92 | 13014.92
| Note | Note Details
3.21.24 | - | Contractor's Adjustment
| Item Code | Description | Item Remarks | Unit of Measurement | Quantity/Base Price | Unit Price/Discount % | Total | Unit Price/Discount % | Total | Unit Price/Discount % | Total | Unit Price/Discount % | Total | Unit Price/Discount % | Total | Unit Price/Discount % | Total | Unit Price/Discount % | Total
3.21.25 | 3.02.18 | (*) The Contractor may price here any new items or additional quantity for an existing BOQ item, which are shown in the Drawings or any other Tender/Contract Documents but overlooked or not specifically mentioned herein and is necessary for the satisfactory completion of the Works/this section. Should the Contractor fail to insert any item here, it will be deemed that his lump sum Tender Price includes all such items and no claims for additional items will be entertained. |  | Sum | 1 | 0 | 0 | 0 | 0 | 0 | 0 | 0 | 0 | 0 | 0 | 0 | 0 | 295338.15 | 295338.15
| Note | Note Details
3.21.26 | - | Please attach one PDF file to be named "Additional Items for (insert bill no/name & Section No/name)" for the details of these additional items in the additional attachment area in the Commercial Envelope.
3.22 BILL NO. 3.03 – BLOCK WORKS | [5 empty] | 14 (out of 14) | 646770 | 14 (out of 14) | 589975.5 | 14 (out of 14) | 589975.5 | 14 (out of 14) | 728624 | 14 (out of 14) | 590604.5 | 14 (out of 14) | 735659.205 | 14 (out of 14) | 898615.84
| Note | Note Details
3.22.1 | - | CONCRETE MASONRY UNITS
3.22.2 | - | Hollow / Solid concrete masonry units bedded in mortar including reinforcement and anchoring where necessary as per drawings and Specification.
| Item Code | Description | Item Remarks | Unit of Measurement | Quantity/Base Price | Unit Price/Discount % | Total | Unit Price/Discount % | Total | Unit Price/Discount % | Total | Unit Price/Discount % | Total | Unit Price/Discount % | Total | Unit Price/Discount % | Total | Unit Price/Discount % | Total
3.22.3 | 3.03.01 | (*) Wall Type W1, W2 & W5 |  | m2 | 663 | 96 | 63648 | 108 | 71604 | 108 | 71604 | 105 | 69615 | 116 | 76908 | 126.91 | 84141.33 | 109.9 | 72863.7
3.22.4 | 3.03.02 | (*) Wall Type W3 & W4 |  | m2 | 147 | 63 | 9261 | 80 | 11760 | 80 | 11760 | 69 | 10143 | 76 | 11172 | 86.04 | 12647.88 | 84.15 | 12370.05
3.22.5 | 3.03.03 | (*) Wall Type W6 |  | m2 | 570 | 63 | 35910 | 80 | 45600 | 80 | 45600 | 69 | 39330 | 76 | 43320 | 86.04 | 49042.8 | 84.15 | 47965.5
3.22.6 | 3.03.04 | (*) Wall Type W7 |  | m2 | 1201.5 | 49 | 58873.5 | 77 | 92515.5 | 77 | 92515.5 | 59 | 70888.5 | 66 | 79299 | 77.44 | 93044.16 | 69.04 | 82951.56
3.22.7 | 3.03.05 | (*) Wall Type W8 |  | m2 | 222 | 49 | 10878 | 77 | 17094 | 77 | 17094 | 59 | 13098 | 66 | 14652 | 77.44 | 17191.68 | 69.04 | 15326.88
3.22.8 | 3.03.06 | (*) Wall Type W9 |  | m2 | 133.5 | 49 | 6541.5 | 77 | 10279.5 | 77 | 10279.5 | 59 | 7876.5 | 66 | 8811 | 77.44 | 10338.24 | 69.04 | 9216.84
3.22.9 | 3.03.07 | (*) Wall Type W11 & W12 |  | m2 | 97.5 | 63 | 6142.5 | 80 | 7800 | 80 | 7800 | 69 | 6727.5 | 76 | 7410 | 83.89 | 8179.275 | 83.34 | 8125.65
| Note | Note Details
3.22.10 | - | DAMP PROOF COURSE
| Item Code | Description | Item Remarks | Unit of Measurement | Quantity/Base Price | Unit Price/Discount % | Total | Unit Price/Discount % | Total | Unit Price/Discount % | Total | Unit Price/Discount % | Total | Unit Price/Discount % | Total | Unit Price/Discount % | Total | Unit Price/Discount % | Total
3.22.11 | 3.03.08 | (*) Damp proof course for all type of walls |  | Item | 1 | 7800 | 7800 | 6000 | 6000 | 6000 | 6000 | 1300 | 1300 | 3256 | 3256 | 13986.89 | 13986.89 | 0 | 0
| Note | Note Details
3.22.12 | - | SUNDRIES
| Item Code | Description | Item Remarks | Unit of Measurement | Quantity/Base Price | Unit Price/Discount % | Total | Unit Price/Discount % | Total | Unit Price/Discount % | Total | Unit Price/Discount % | Total | Unit Price/Discount % | Total | Unit Price/Discount % | Total | Unit Price/Discount % | Total
3.22.13 | 3.03.09 | (*) Allow for horizontal reinforcing galvanized steel mesh. |  | Item | 1 | 0 | 0 | 0 | 0 | 0 | 0 | 11833 | 11833 | 0 | 0 | 0 | 0 | 0 | 0
3.22.14 | 3.03.10 | (*) Allow for galvanized ties between block partitions and concrete columns. |  | Item | 1 | 0 | 0 | 0 | 0 | 0 | 0 | 7888 | 7888 | 0 | 0 | 0 | 0 | 0 | 0
3.22.15 | 3.03.11 | (*) Allow for insulation between tops of concrete block partitions and underside of structure. |  | Item | 1 | 0 | 0 | 0 | 0 | 0 | 0 | 6500 | 6500 | 3256 | 3256 | 8604.01 | 8604.01 | 26062.64 | 26062.64
| Note | Note Details
3.22.16 | - | INTERIOR PARTITIONS
| Item Code | Description | Item Remarks | Unit of Measurement | Quantity/Base Price | Unit Price/Discount % | Total | Unit Price/Discount % | Total | Unit Price/Discount % | Total | Unit Price/Discount % | Total | Unit Price/Discount % | Total | Unit Price/Discount % | Total | Unit Price/Discount % | Total
3.22.17 | 3.03.12 | (*) 2x16mm Gypsum Board partitions (wall type 10 - 124mm thk.) including acoustical insulation, metal studs all accessories as per drawings |  | m2 | 295.5 | 161 | 47575.5 | 95 | 28072.5 | 95 | 28072.5 | 169 | 49939.5 | 226 | 66783 | 123.68 | 36547.44 | 210.37 | 62164.335
3.22.18 | 3.03.13 | (*) 11mm thk. Glass tempered partitions with doors including frames, all accessories as per drawings and specifications |  | m2 | 427.5 | 936 | 400140 | 700 | 299250 | 700 | 299250 | 1014 | 433485 | 645 | 275737.5 | 940.2 | 401935.5 | 1160.19 | 495981.225
| Note | Note Details
3.22.19 | - | Contractor's Adjustment
| Item Code | Description | Item Remarks | Unit of Measurement | Quantity/Base Price | Unit Price/Discount % | Total | Unit Price/Discount % | Total | Unit Price/Discount % | Total | Unit Price/Discount % | Total | Unit Price/Discount % | Total | Unit Price/Discount % | Total | Unit Price/Discount % | Total
3.22.20 | 3.03.14 | (*) The Contractor may price here any new items or additional quantity for an existing BOQ item, which are shown in the Drawings or any other Tender/Contract Documents but overlooked or not specifically mentioned herein and is necessary for the satisfactory completion of the Works/this section. Should the Contractor fail to insert any item here, it will be deemed that his lump sum Tender Price includes all such items and no claims for additional items will be entertained. |  | Sum | 1 | 0 | 0 | 0 | 0 | 0 | 0 | 0 | 0 | 0 | 0 | 0 | 0 | 65587.46 | 65587.46
| Note | Note Details
3.22.21 | - | Please attach one PDF file to be named "Additional Items for (insert bill no/name & Section No/name)" for the details of these additional items in the additional attachment area in the Commercial Envelope.
3.23 BILL NO. 3.04 – WATERPROOFING AND ROOFING | [5 empty] | 9 (out of 9) | 314438 | 9 (out of 9) | 248849 | 9 (out of 9) | 248849 | 9 (out of 9) | 222740 | 9 (out of 9) | 336574 | 9 (out of 9) | 340189.49 | 9 (out of 9) | 292556.51
| Note | Note Details
3.23.1 | - | WATERPROOFING AND ROOFING
| Item Code | Description | Item Remarks | Unit of Measurement | Quantity/Base Price | Unit Price/Discount % | Total | Unit Price/Discount % | Total | Unit Price/Discount % | Total | Unit Price/Discount % | Total | Unit Price/Discount % | Total | Unit Price/Discount % | Total | Unit Price/Discount % | Total
3.23.2 | 3.04.01 | (*) Concrete screed to slope |  | m2 | 1709 | 30 | 51270 | 24 | 41016 | 24 | 41016 | 20 | 34180 | 40 | 68360 | 26.89 | 45955.01 | 23.2 | 39648.8
3.23.3 | 3.04.02 | (*) Liquid Elastomeric |  | m2 | 1709 | 44 | 75196 | 8 | 13672 | 8 | 13672 | 13 | 22217 | 26 | 44434 | 21.51 | 36760.59 | 0 | 0
3.23.4 | 3.04.03 | (*) Polyurethane foam of thickness 35mm with density 45-50 kg/m3 |  | m2 | 1709 | 54 | 92286 | 36 | 61524 | 36 | 61524 | 39 | 66651 | 45 | 76905 | 31.19 | 53303.71 | 90.02 | 153844.18
3.23.5 | 3.04.04 | (*) Filter membrane |  | m2 | 1709 | 15 | 25635 | 5 | 8545 | 5 | 8545 | 3 | 5127 | 5 | 8545 | 25.81 | 44109.29 | 0 | 0
3.23.6 | 3.04.05 | (*) Concrete Pavings as per drawings |  | m2 | 1709 | 36 | 61524 | 67 | 114503 | 67 | 114503 | 46 | 78614 | 70 | 119630 | 80.66 | 137847.94 | 52.12 | 89073.08
| Note | Note Details
3.23.7 | - | FLASHINGS
| Item Code | Description | Item Remarks | Unit of Measurement | Quantity/Base Price | Unit Price/Discount % | Total | Unit Price/Discount % | Total | Unit Price/Discount % | Total | Unit Price/Discount % | Total | Unit Price/Discount % | Total | Unit Price/Discount % | Total | Unit Price/Discount % | Total
3.23.8 | 3.04.06 | (*) 100x100mm angle fillet / tile |  | m | 344 | 4 | 1376 | 25 | 8600 | 25 | 8600 | 39 | 13416 | 27 | 9288 | 16.13 | 5548.72 | 4.36 | 1499.84
| Note | Note Details
3.23.9 | - | KITCHEN, STORE BATHROOMS, WET AREAS & BALCONIES
| Item Code | Description | Item Remarks | Unit of Measurement | Quantity/Base Price | Unit Price/Discount % | Total | Unit Price/Discount % | Total | Unit Price/Discount % | Total | Unit Price/Discount % | Total | Unit Price/Discount % | Total | Unit Price/Discount % | Total | Unit Price/Discount % | Total
3.23.10 | 3.04.09 | (*) Prepare surface and apply 2 coats of rubberised bitumen emulsion for Wet areas. |  | m2 | 125 | 31 | 3875 | 5 | 625 | 5 | 625 | 13 | 1625 | 52 | 6500 | 78.51 | 9813.75 | 36.52 | 4565
3.23.11 | 3.04.10 | (*) Vertically, 300 mm high |  | m | 182 | 18 | 3276 | 2 | 364 | 2 | 364 | 5 | 910 | 16 | 2912 | 37.64 | 6850.48 | 14.21 | 2586.22
| Note | Note Details
3.23.12 | - | Contractor's Adjustment
| Item Code | Description | Item Remarks | Unit of Measurement | Quantity/Base Price | Unit Price/Discount % | Total | Unit Price/Discount % | Total | Unit Price/Discount % | Total | Unit Price/Discount % | Total | Unit Price/Discount % | Total | Unit Price/Discount % | Total | Unit Price/Discount % | Total
3.23.13 | 3.04.11 | (*) The Contractor may price here any new items or additional quantity for an existing BOQ item, which are shown in the Drawings or any other Tender/Contract Documents but overlooked or not specifically mentioned herein and is necessary for the satisfactory completion of the Works/this section. Should the Contractor fail to insert any item here, it will be deemed that his lump sum Tender Price includes all such items and no claims for additional items will be entertained. |  | Sum | 1 | 0 | 0 | 0 | 0 | 0 | 0 | 0 | 0 | 0 | 0 | 0 | 0 | 1339.39 | 1339.39
| Note | Note Details
3.23.14 | - | Please attach one PDF file to be named "Additional Items for (insert bill no/name & Section No/name)" for the details of these additional items in the additional attachment area in the Commercial Envelope.
3.24 BILL NO. 3.05 – ALUMINIUM AND METAL WORKS | [5 empty] | 10 (out of 10) | 314205 | 10 (out of 10) | 342735 | 10 (out of 10) | 342735 | 10 (out of 10) | 427827 | 10 (out of 10) | 545967 | 10 (out of 10) | 335396.67 | 10 (out of 10) | 424979.01
| Note | Note Details
3.24.1 | - | ALUMINUM, METAL & GLASS WORKS. ALL WORK IS TO BE READ IN CONJUNCTION WITH DRAWINGS AND SPECIFICATIONS
3.24.2 | - | DOORS AND WINDOWS
| Item Code | Description | Item Remarks | Unit of Measurement | Quantity/Base Price | Unit Price/Discount % | Total | Unit Price/Discount % | Total | Unit Price/Discount % | Total | Unit Price/Discount % | Total | Unit Price/Discount % | Total | Unit Price/Discount % | Total | Unit Price/Discount % | Total
3.24.3 | 3.05.01 | (*) Window W001,4600x2400mm |  | nr | 24 | 6161 | 147864 | 5620 | 134880 | 5620 | 134880 | 7802 | 187248 | 11008 | 264192 | 5111.1 | 122666.4 | 7857.5 | 188580
3.24.4 | 3.05.02 | (*) Window W002, 4225x2400mm |  | nr | 12 | 5659 | 67908 | 5120 | 61440 | 5120 | 61440 | 7018 | 84216 | 10100 | 121200 | 4766.03 | 57192.36 | 7216.94 | 86603.28
3.24.5 | 3.05.03 | (*) Door cum Window W003,4600x2400mm |  | nr | 6 | 7154 | 42924 | 5130 | 30780 | 5130 | 30780 | 9051 | 54306 | 11008 | 66048 | 5651.22 | 33907.32 | 9858.83 | 59152.98
3.24.6 | 3.05.04 | (*) Double Swing Door MD01, 2400x2750mm |  | nr | 3 | 4277 | 12831 | 7760 | 23280 | 7760 | 23280 | 9066 | 27198 | 6581 | 19743 | 5316.15 | 15948.45 | 5893.87 | 17681.61
3.24.7 | 3.05.05 | (*) Aluminum Glazed Door MD02,1600x2200mm |  | nr | 3 | 2281 | 6843 | 3915 | 11745 | 3915 | 11745 | 5828 | 17484 | 3510 | 10530 | 3665.79 | 10997.37 | 3143.4 | 9430.2
3.24.8 | 3.05.06 | (*) Double Swing Louver Door SD07, 1800x2200mm |  | nr | 3 | 2310 | 6930 | 5000 | 15000 | 5000 | 15000 | 3661 | 10983 | 3249 | 9747 | 4585.99 | 13757.97 | 2920.42 | 8761.26
3.24.9 | 3.05.07 | (*) Single Swing Door SD08, 1000x2200mm |  | nr | 9 | 1426 | 12834 | 3290 | 29610 | 3290 | 29610 | 2238 | 20142 | 2581 | 23229 | 2610.56 | 23495.04 | 1622.46 | 14602.14
| Note | Note Details
3.24.10 | - | METAL WORKS
| Item Code | Description | Item Remarks | Unit of Measurement | Quantity/Base Price | Unit Price/Discount % | Total | Unit Price/Discount % | Total | Unit Price/Discount % | Total | Unit Price/Discount % | Total | Unit Price/Discount % | Total | Unit Price/Discount % | Total | Unit Price/Discount % | Total
3.24.11 | 3.05.08 | (*) Fabrication, painting and fixing of Cat Ladder with roof hatch panel |  | nr | 3 | 864 | 2592 | 4000 | 12000 | 4000 | 12000 | 4500 | 13500 | 3094 | 9282 | 6990.76 | 20972.28 | 7144.08 | 21432.24
3.24.12 | 3.05.09 | (*) Fabrication & fixing of aluminium powder coated pergola with all support framework as per drawings and Specification. |  | nr | 3 | 4493 | 13479 | 8000 | 24000 | 8000 | 24000 | 4250 | 12750 | 7332 | 21996 | 12153.16 | 36459.48 | 4622.64 | 13867.92
| Note | Note Details
3.24.13 | - | Contractor's Adjustment
| Item Code | Description | Item Remarks | Unit of Measurement | Quantity/Base Price | Unit Price/Discount % | Total | Unit Price/Discount % | Total | Unit Price/Discount % | Total | Unit Price/Discount % | Total | Unit Price/Discount % | Total | Unit Price/Discount % | Total | Unit Price/Discount % | Total
3.24.14 | 3.05.10 | (*) The Contractor may price here any new items or additional quantity for an existing BOQ item, which are shown in the Drawings or any other Tender/Contract Documents but overlooked or not specifically mentioned herein and is necessary for the satisfactory completion of the Works/this section. Should the Contractor fail to insert any item here, it will be deemed that his lump sum Tender Price includes all such items and no claims for additional items will be entertained. |  | Sum | 1 | 0 | 0 | 0 | 0 | 0 | 0 | 0 | 0 | 0 | 0 | 0 | 0 | 4867.38 | 4867.38
| Note | Note Details
3.24.15 | - | Please attach one PDF file to be named "Additional Items for (insert bill no/name & Section No/name)" for the details of these additional items in the additional attachment area in the Commercial Envelope.
3.25 BILL NO. 3.06 – WOODEN WORKS | [5 empty] | 5 (out of 5) | 44418 | 5 (out of 5) | 79530 | 5 (out of 5) | 79530 | 5 (out of 5) | 73620 | 5 (out of 5) | 67632 | 5 (out of 5) | 83233.38 | 5 (out of 5) | 47632.44
| Note | Note Details
3.25.1 | - | WOODEN WORKS
3.25.2 | - | Wooden joinery work is to be read in conjunction with the drawings and specification.
| Item Code | Description | Item Remarks | Unit of Measurement | Quantity/Base Price | Unit Price/Discount % | Total | Unit Price/Discount % | Total | Unit Price/Discount % | Total | Unit Price/Discount % | Total | Unit Price/Discount % | Total | Unit Price/Discount % | Total | Unit Price/Discount % | Total
3.25.3 | 3.06.01 | (*) Soft Wood Style Core Flush Door D04,1100x2200mm |  | nr | 6 | 1631 | 9786 | 3505 | 21030 | 3505 | 21030 | 3301 | 19806 | 2760 | 16560 | 3513.66 | 21081.96 | 1715.24 | 10291.44
3.25.4 | 3.06.02 | (*) Soft Wood Style Core Flush Door D05,1100x2200mm |  | nr | 6 | 1631 | 9786 | 3680 | 22080 | 3680 | 22080 | 3301 | 19806 | 2695 | 16170 | 3513.66 | 21081.96 | 1819.07 | 10914.42
3.25.5 | 3.06.03 | (*) Soft Wood Style Core Flush Door D06,900x2200mm |  | nr | 12 | 1538 | 18456 | 2260 | 27120 | 2260 | 27120 | 2167 | 26004 | 2309 | 27708 | 2874.81 | 34497.72 | 1684.83 | 20217.96
| Note | Note Details
3.25.6 | - | Vanity countertops; comprising 20 mm thick polished granite countertop; including all necessary plywood backing, timber framing, fixing accessories; all in accordance with the Specification
| Item Code | Description | Item Remarks | Unit of Measurement | Quantity/Base Price | Unit Price/Discount % | Total | Unit Price/Discount % | Total | Unit Price/Discount % | Total | Unit Price/Discount % | Total | Unit Price/Discount % | Total | Unit Price/Discount % | Total | Unit Price/Discount % | Total
3.25.7 | 3.06.04 | (*) 1550 x 600 mm Overall size; with 2 nr opening for wash basins |  | nr | 6 | 1065 | 6390 | 1550 | 9300 | 1550 | 9300 | 1334 | 8004 | 1199 | 7194 | 1095.29 | 6571.74 | 1034.77 | 6208.62
| Note | Note Details
3.25.8 | - | Contractor's Adjustment
| Item Code | Description | Item Remarks | Unit of Measurement | Quantity/Base Price | Unit Price/Discount % | Total | Unit Price/Discount % | Total | Unit Price/Discount % | Total | Unit Price/Discount % | Total | Unit Price/Discount % | Total | Unit Price/Discount % | Total | Unit Price/Discount % | Total
3.25.9 | 3.06.05 | (*) The Contractor may price here any new items or additional quantity for an existing BOQ item, which are shown in the Drawings or any other Tender/Contract Documents but overlooked or not specifically mentioned herein and is necessary for the satisfactory completion of the Works/this section. Should the Contractor fail to insert any item here, it will be deemed that his lump sum Tender Price includes all such items and no claims for additional items will be entertained. |  | Sum | 1 | 0 | 0 | 0 | 0 | 0 | 0 | 0 | 0 | 0 | 0 | 0 | 0 | 0 | 0
| Note | Note Details
3.25.10 | - | Please attach one PDF file to be named "Additional Items for (insert bill no/name & Section No/name)" for the details of these additional items in the additional attachment area in the Commercial Envelope.
3.26 BILL NO. 3.07 – FLOOR, WALL AND CEILING FINISHES | [5 empty] | 17 (out of 17) | 384266.5 | 17 (out of 17) | 451511.5 | 17 (out of 17) | 451511.5 | 17 (out of 17) | 415619 | 17 (out of 17) | 721535.5 | 17 (out of 17) | 641095.85 | 17 (out of 17) | 618693.365
| Note | Note Details
3.26.1 | - | FLOORS, WALLS AND CEILING FINISHES
3.26.2 | - | FLOOR TILING
3.26.3 | - | Polished Porcelain floor tiles including screed 50mm thk. Compacted fine sand layer, bedding and jointing in cement and mortar 1:4 pointing and grouting with matching tile grout to the approval of the engineer as shown in the drawings.
| Item Code | Description | Item Remarks | Unit of Measurement | Quantity/Base Price | Unit Price/Discount % | Total | Unit Price/Discount % | Total | Unit Price/Discount % | Total | Unit Price/Discount % | Total | Unit Price/Discount % | Total | Unit Price/Discount % | Total | Unit Price/Discount % | Total
3.26.4 | 3.07.01 | (*) 600x600x8mm Polished Porcelain floor tiles (F01) |  | m2 | 385 | 69 | 26565 | 120 | 46200 | 120 | 46200 | 126 | 48510 | 432 | 166320 | 266.08 | 102440.8 | 113.33 | 43632.05
3.26.5 | 3.07.02 | (*) Ditto. But 100x600x8 mm thk. Skirting (S01) |  | m | 123 | 19 | 2337 | 25 | 3075 | 25 | 3075 | 25 | 3075 | 55 | 6765 | 71.9 | 8843.7 | 28.97 | 3563.31
3.26.6 | 3.07.03 | (*) 600x600x8mm Exterior Textured Porcelain floor tiles (F04 & F05) |  | m2 | 84 | 77 | 6468 | 160 | 13440 | 160 | 13440 | 121 | 10164 | 390 | 32760 | 221.07 | 18569.88 | 107.26 | 9009.84
3.26.7 | 3.07.04 | (*) Ditto. But 600x100x8 mm thk. Skirting (S02) |  | m | 11 | 19 | 209 | 30 | 330 | 30 | 330 | 20 | 220 | 55 | 605 | 71.9 | 790.9 | 28.97 | 318.67
| Note | Note Details
3.26.8 | - | Non-slip Ceramic floor tiles including screed 50mm thk. Compacted fine sand layer, bedding and jointing in cement and mortar 1:4 pointing and grouting with matching tile grout to the approval of the engineer as shown in the drawings.
| Item Code | Description | Item Remarks | Unit of Measurement | Quantity/Base Price | Unit Price/Discount % | Total | Unit Price/Discount % | Total | Unit Price/Discount % | Total | Unit Price/Discount % | Total | Unit Price/Discount % | Total | Unit Price/Discount % | Total | Unit Price/Discount % | Total
3.26.9 | 3.07.05 | (*) 300x300x8mm Non-slip Ceramic floor tiles (F02) |  | m2 | 139.5 | 69 | 9625.5 | 90 | 12555 | 90 | 12555 | 70 | 9765 | 390 | 54405 | 122.05 | 17025.975 | 81.98 | 11436.21
| Note | Note Details
3.26.10 | - | FLOOR PAINTING
| Item Code | Description | Item Remarks | Unit of Measurement | Quantity/Base Price | Unit Price/Discount % | Total | Unit Price/Discount % | Total | Unit Price/Discount % | Total | Unit Price/Discount % | Total | Unit Price/Discount % | Total | Unit Price/Discount % | Total | Unit Price/Discount % | Total
3.26.11 | 3.07.06 | (*) 50mm thk. Floated concrete screed with Epoxy Coating (F03) |  | m2 | 101 | 57 | 5757 | 60 | 6060 | 60 | 6060 | 66 | 6666 | 74 | 7474 | 66.9 | 6756.9 | 63.1 | 6373.1
| Note | Note Details
3.26.12 | - | THRESHOLD
| Item Code | Description | Item Remarks | Unit of Measurement | Quantity/Base Price | Unit Price/Discount % | Total | Unit Price/Discount % | Total | Unit Price/Discount % | Total | Unit Price/Discount % | Total | Unit Price/Discount % | Total | Unit Price/Discount % | Total | Unit Price/Discount % | Total
3.26.13 | 3.07.07 | (*) Threshold |  | m | 36 | 135 | 4860 | 100 | 3600 | 100 | 3600 | 55 | 1980 | 135 | 4860 | 161.33 | 5807.88 | 118.98 | 4283.28
| Note | Note Details
3.26.14 | - | WALL PAINTING AND DECORATION
| Item Code | Description | Item Remarks | Unit of Measurement | Quantity/Base Price | Unit Price/Discount % | Total | Unit Price/Discount % | Total | Unit Price/Discount % | Total | Unit Price/Discount % | Total | Unit Price/Discount % | Total | Unit Price/Discount % | Total | Unit Price/Discount % | Total
3.26.15 | 3.07.08 | (*) Plaster and Acrylic based washable emulsion paint to internal walls(W01) |  | m2 | 1660.5 | 41 | 68080.5 | 48 | 79704 | 48 | 79704 | 42 | 69741 | 45 | 74722.5 | 47.42 | 78740.91 | 49.57 | 82310.985
3.26.16 | 3.07.10 | (*) Plaster and heritage texture pure Acrylic based washable emulsion paint to external walls |  | m2 | 1599 | 45 | 71955 | 65 | 103935 | 65 | 103935 | 66 | 105534 | 95 | 151905 | 83.03 | 132764.97 | 77.44 | 123826.56
3.26.17 | 3.07.11 | (*) Plaster and epoxy paint to parapet from inside |  | m2 | 510 | 65 | 33150 | 48 | 24480 | 48 | 24480 | 46 | 23460 | 61 | 31110 | 69.91 | 35654.1 | 72.71 | 37082.1
| Note | Note Details
3.26.18 | - | WALL TILING
3.26.19 | - | Ceramic wall tiles including cement & sand mortar backing 1:4 & Joint filling mortar with matching tile grout, complete as shown on drawings & to the approval of the Engineer
| Item Code | Description | Item Remarks | Unit of Measurement | Quantity/Base Price | Unit Price/Discount % | Total | Unit Price/Discount % | Total | Unit Price/Discount % | Total | Unit Price/Discount % | Total | Unit Price/Discount % | Total | Unit Price/Discount % | Total | Unit Price/Discount % | Total
3.26.20 | 3.07.12 | (*) 300x300x8mm thick Ceramic tiles (W03) |  | m2 | 508.5 | 60 | 30510 | 80 | 40680 | 80 | 40680 | 75 | 38137.5 | 89 | 45256.5 | 117.75 | 59875.875 | 88.85 | 45180.225
| Note | Note Details
3.26.21 | - | Cistern Enclosure including 12.5 mm thick moisture resistance gypsum backing board, Granite top, plywood backing to granite top and complete
| Item Code | Description | Item Remarks | Unit of Measurement | Quantity/Base Price | Unit Price/Discount % | Total | Unit Price/Discount % | Total | Unit Price/Discount % | Total | Unit Price/Discount % | Total | Unit Price/Discount % | Total | Unit Price/Discount % | Total | Unit Price/Discount % | Total
3.26.22 | 3.07.13 | (*) 1000 x 200 x1200 mm overall size for Toilets |  | nr | 9 | 2037 | 18333 | 300 | 2700 | 300 | 2700 | 440 | 3960 | 2063 | 18567 | 483.98 | 4355.82 | 361.92 | 3257.28
3.26.23 | 3.07.14 | (*) 1825 x 200 x 1200 mm overall size for Disable Toilets |  | nr | 6 | 3237 | 19422 | 600 | 3600 | 600 | 3600 | 550 | 3300 | 2578 | 15468 | 702.3 | 4213.8 | 660.51 | 3963.06
| Note | Note Details
3.26.24 | - | CEILING PAINTING AND DECORATION
| Item Code | Description | Item Remarks | Unit of Measurement | Quantity/Base Price | Unit Price/Discount % | Total | Unit Price/Discount % | Total | Unit Price/Discount % | Total | Unit Price/Discount % | Total | Unit Price/Discount % | Total | Unit Price/Discount % | Total | Unit Price/Discount % | Total
3.26.25 | 3.07.15 | (*) 12mm thk. Plaster board ceiling including washable emulsion paint (C01) |  | m2 | 383 | 73 | 27959 | 80 | 30640 | 80 | 30640 | 77 | 29491 | 116 | 44428 | 250.05 | 95769.15 | 126.98 | 48633.34
3.26.26 | 3.07.16 | (*) 600x600x0.6mm Aluminium ceiling tiles with all accessories as shown on drawing and as specified (C02) |  | m2 | 124.5 | 81 | 10084.5 | 85 | 10582.5 | 85 | 10582.5 | 83 | 10333.5 | 116 | 14442 | 105.02 | 13074.99 | 134.56 | 16752.72
3.26.27 | 3.07.17 | (*) Plaster and washable emulsion paint to internal ceiling (C03) |  | m2 | 1165.5 | 42 | 48951 | 60 | 69930 | 60 | 69930 | 44 | 51282 | 45 | 52447.5 | 48.4 | 56410.2 | 49.57 | 57773.835
| Note | Note Details
3.26.28 | - | Contractor's Adjustment
| Item Code | Description | Item Remarks | Unit of Measurement | Quantity/Base Price | Unit Price/Discount % | Total | Unit Price/Discount % | Total | Unit Price/Discount % | Total | Unit Price/Discount % | Total | Unit Price/Discount % | Total | Unit Price/Discount % | Total | Unit Price/Discount % | Total
3.26.29 | 3.07.18 | (*) The Contractor may price here any new items or additional quantity for an existing BOQ item, which are shown in the Drawings or any other Tender/Contract Documents but overlooked or not specifically mentioned herein and is necessary for the satisfactory completion of the Works/this section. Should the Contractor fail to insert any item here, it will be deemed that his lump sum Tender Price includes all such items and no claims for additional items will be entertained. |  | Sum | 1 | 0 | 0 | 0 | 0 | 0 | 0 | 0 | 0 | 0 | 0 | 0 | 0 | 121296.8 | 121296.8
| Note | Note Details
3.26.30 | - | Please attach one PDF file to be named "Additional Items for (insert bill no/name & Section No/name)" for the details of these additional items in the additional attachment area in the Commercial Envelope.
3.27 BILL NO. 3.08 – ELECTRICAL INSTALLATION AND FIRE FIGHTING | [5 empty] | 79 (out of 79) | 1023225 | 79 (out of 79) | 1281539 | 79 (out of 79) | 1281539 | 79 (out of 79) | 1085464.2 | 79 (out of 79) | 1091466 | 79 (out of 79) | 1064609.43 | 79 (out of 79) | 2180748.82
| Note | Note Details
3.27.1 | - | ELECTRICAL WORKS
3.27.2 | - | ELECTRICAL INSTALLATIONS
3.27.3 | - | All equipment, material and accessories used in the electrical installation works shall conform strictly to the requirements of the specification and shall be verified to suitable for use on 400/230V, 50HZ AC supply.
| Item Code | Description | Item Remarks | Unit of Measurement | Quantity/Base Price | Unit Price/Discount % | Total | Unit Price/Discount % | Total | Unit Price/Discount % | Total | Unit Price/Discount % | Total | Unit Price/Discount % | Total | Unit Price/Discount % | Total | Unit Price/Discount % | Total
3.27.4 | 3.08.01 | (*) Allow for all works required & shown on drawings for house connection and incoming main installation including liaising and paying connection charges for acquiring main supply, coordination with AADC & ETISALT/ Service provider for obtaining permanent power and telephone connection to the Retail Shops, approvals from local authorities for various services like electricity, telephone, etc. also for complying with latest wiring regulations of the relevant authorities |  | Item | 1 | 0 | 0 | 106040 | 106040 | 106040 | 106040 | 30000 | 30000 | 78529 | 78529 | 0 | 0 | 0 | 0
| Note | Note Details
3.27.5 | - | MAINS DISTRIBUTION BOARD
| Item Code | Description | Item Remarks | Unit of Measurement | Quantity/Base Price | Unit Price/Discount % | Total | Unit Price/Discount % | Total | Unit Price/Discount % | Total | Unit Price/Discount % | Total | Unit Price/Discount % | Total | Unit Price/Discount % | Total | Unit Price/Discount % | Total
3.27.6 | 3.08.02 | (*) Supply, install, test & connect low voltage main distribution board comprising all breakers bus-bars, meters, indicator all in accordance with specification and as detailed in drawing. |  | nr | 3 | 341075 | 1023225 | 16500 | 49500 | 16500 | 49500 | 30000 | 90000 | 7529 | 22587 | 11109.5 | 33328.5 | 0 | 0
| Note | Note Details
3.27.7 | - | FINAL DISTRIBUTION BOARDS
3.27.8 | - | Supply, install, test and connect all final distribution board MCB boards, including MCBIS-9ka contactor, cable termination etc… as specified and shown on drawings.
| Item Code | Description | Item Remarks | Unit of Measurement | Quantity/Base Price | Unit Price/Discount % | Total | Unit Price/Discount % | Total | Unit Price/Discount % | Total | Unit Price/Discount % | Total | Unit Price/Discount % | Total | Unit Price/Discount % | Total | Unit Price/Discount % | Total
3.27.9 | 3.08.03 | (*) LP-RT-G |  | nr | 3 | 0 | 0 | 2210 | 6630 | 2210 | 6630 | 2750 | 8250 | 2118 | 6354 | 1817.17 | 5451.51 | 0 | 0
3.27.10 | 3.08.04 | (*) PP-RT-G |  | nr | 3 | 0 | 0 | 1700 | 5100 | 1700 | 5100 | 2650 | 7950 | 2118 | 6354 | 1817.17 | 5451.51 | 0 | 0
3.27.11 | 3.08.05 | (*) UDB-RT-G |  | nr | 3 | 0 | 0 | 2873 | 8619 | 2873 | 8619 | 1800 | 5400 | 1294 | 3882 | 1238.98 | 3716.94 | 0 | 0
3.27.12 | 3.08.06 | (*) DB-RT-R |  | nr | 3 | 0 | 0 | 800 | 2400 | 800 | 2400 | 3700 | 11100 | 2353 | 7059 | 1238.98 | 3716.94 | 0 | 0
| Note | Note Details
3.27.13 | - | UNINTERRUPTABLE POWER SUPPLY (UPS)
3.27.14 | - | Supply, installation, testing and commissioning of UPS system 50Hz. UPS unit including all necessary accessories, ancillary works and all materials required to complete installation as per specifications and drawings
| Item Code | Description | Item Remarks | Unit of Measurement | Quantity/Base Price | Unit Price/Discount % | Total | Unit Price/Discount % | Total | Unit Price/Discount % | Total | Unit Price/Discount % | Total | Unit Price/Discount % | Total | Unit Price/Discount % | Total | Unit Price/Discount % | Total
3.27.15 | 3.08.07 | (*) UPS, 8KVA - 30 Min. |  | nr | 3 | 0 | 0 | 30000 | 90000 | 30000 | 90000 | 16974 | 50922 | 29412 | 88236 | 26844.51 | 80533.53 | 0 | 0
| Note | Note Details
3.27.16 | - | CAPACITOR BANK (POWER FACTOR CORRECTION UNIT)
3.27.17 | - | Supply, installation, testing and commissioning of capacitor bank for 400V power supply system on main distribution board to improve power factor of the system to 0.9 as per specifications and drawings.
| Item Code | Description | Item Remarks | Unit of Measurement | Quantity/Base Price | Unit Price/Discount % | Total | Unit Price/Discount % | Total | Unit Price/Discount % | Total | Unit Price/Discount % | Total | Unit Price/Discount % | Total | Unit Price/Discount % | Total | Unit Price/Discount % | Total
3.27.18 | 3.08.08 | (*) 60 KVAR |  | nr | 3 | 0 | 0 | 7500 | 22500 | 7500 | 22500 | 11021.2 | 33063.6 | 9412 | 28236 | 18935.7 | 56807.1 | 0 | 0
| Note | Note Details
3.27.19 | - | ISOLATORS
3.27.20 | - | Supply, installation, connecting, testing and commissioning of isolators as specified below including pvc conduits, conduit fittings, boxes, earthing terminations, copper conductors, all fixings supports and all necessary works from the panel boards to isolators as per specifications and drawings.
| Item Code | Description | Item Remarks | Unit of Measurement | Quantity/Base Price | Unit Price/Discount % | Total | Unit Price/Discount % | Total | Unit Price/Discount % | Total | Unit Price/Discount % | Total | Unit Price/Discount % | Total | Unit Price/Discount % | Total | Unit Price/Discount % | Total
3.27.21 | 3.08.09 | (*) 20A Weather proof SPN Isolator |  | nr | 24 | 0 | 0 | 335 | 8040 | 335 | 8040 | 995.38 | 23889.12 | 235 | 5640 | 481.55 | 11557.2 | 0 | 0
3.27.22 | 3.08.10 | (*) 32A SPN Isolator |  | nr | 6 | 0 | 0 | 360 | 2160 | 360 | 2160 | 996.21 | 5977.26 | 280 | 1680 | 512.94 | 3077.64 | 0 | 0
3.27.23 | 3.08.11 | (*) 32A Weather proof SPN Isolator |  | nr | 15 | 0 | 0 | 370 | 5550 | 370 | 5550 | 996.21 | 14943.15 | 304 | 4560 | 532.93 | 7993.95 | 0 | 0
3.27.24 | 3.08.12 | (*) 63A Weather proof SPN Isolator |  | nr | 9 | 0 | 0 | 550 | 4950 | 550 | 4950 | 1060 | 9540 | 506 | 4554 | 663.27 | 5969.43 | 0 | 0
3.27.25 | 3.08.13 | (*) 63A SPN Isolator |  | nr | 9 | 0 | 0 | 540 | 4860 | 540 | 4860 | 1060 | 9540 | 482 | 4338 | 595.54 | 5359.86 | 0 | 0
3.27.26 | 3.08.14 | (*) 40A Weather proof TP Isolator |  | nr | 12 | 0 | 0 | 380 | 4560 | 380 | 4560 | 1419.43 | 17033.16 | 539 | 6468 | 573.23 | 6878.76 | 0 | 0
3.27.27 | 3.08.15 | (*) 80A Weather proof TP Isolator |  | nr | 6 | 0 | 0 | 650 | 3900 | 650 | 3900 | 1811.62 | 10869.72 | 1212 | 7272 | 773.12 | 4638.72 | 0 | 0
3.27.28 | 3.08.16 | (*) 200A Weather proof TP Isolator |  | nr | 3 | 0 | 0 | 1630 | 4890 | 1630 | 4890 | 2778.98 | 8336.94 | 1988 | 5964 | 2345.8 | 7037.4 | 0 | 0
| Note | Note Details
3.27.29 | - | CABLES
3.27.30 | - | Supply, installation, testing and commissioning of low voltage armoured XLPE insulated, PVC sheathed, copper conductors multicore cables as specified below including all conduits, cable trays, (continued)
3.27.31 | - | (continued), pull boxes, termination, identification, related civil works, fitting & fixation accessories as per specifications and drawings.
| Item Code | Description | Item Remarks | Unit of Measurement | Quantity/Base Price | Unit Price/Discount % | Total | Unit Price/Discount % | Total | Unit Price/Discount % | Total | Unit Price/Discount % | Total | Unit Price/Discount % | Total | Unit Price/Discount % | Total | Unit Price/Discount % | Total
3.27.32 | 3.08.17 | (*) MDB to LP-RT-G (4Cx10mm2 XLPE/SWA/PVC +1Cx10mm2 Y/G) |  | m | 30 | 0 | 0 | 35 | 1050 | 35 | 1050 | 26 | 780 | 35 | 1050 | 52.4 | 1572 | 0 | 0
3.27.33 | 3.08.18 | (*) MDB to PP-RT-G (4Cx10mm2 XLPE/SWA/PVC +1Cx10mm2 Y/G) |  | m | 30 | 0 | 0 | 35 | 1050 | 35 | 1050 | 26 | 780 | 35 | 1050 | 52.4 | 1572 | 0 | 0
3.27.34 | 3.08.19 | (*) MDB to DB-RT-R (4Cx16mm2 XLPE/SWA/PVC +1Cx16mm2 Y/G) |  | m | 45 | 0 | 0 | 47 | 2115 | 47 | 2115 | 34 | 1530 | 45 | 2025 | 69.81 | 3141.45 | 0 | 0
3.27.35 | 3.08.20 | (*) MDB to UDB-RT-G (4Cx10mm2 XLPE/SWA/PVC +1Cx10mm2 Y/G) |  | m | 30 | 0 | 0 | 35 | 1050 | 35 | 1050 | 26 | 780 | 35 | 1050 | 52.41 | 1572.3 | 0 | 0
3.27.36 | 3.08.21 | (*) MDB to LPP-SH1 (4Cx25mm2 XLPE/SWA/PVC +1Cx16mm2 Y/G) |  | m | 75 | 0 | 0 | 60 | 4500 | 60 | 4500 | 41 | 3075 | 53 | 3975 | 96.31 | 7223.25 | 0 | 0
3.27.37 | 3.08.22 | (*) MDB to LPP-SH2 (4Cx25mm2 XLPE/SWA/PVC +1Cx16mm2 Y/G) |  | m | 30 | 0 | 0 | 60 | 1800 | 60 | 1800 | 45 | 1350 | 53 | 1590 | 96.31 | 2889.3 | 0 | 0
3.27.38 | 3.08.23 | (*) MDB to LPP-SH3 (4Cx70mm2 XLPE/SWA/PVC +1Cx35mm2 Y/G) |  | m | 90 | 0 | 0 | 140 | 12600 | 140 | 12600 | 87 | 7830 | 116 | 10440 | 222.71 | 20043.9 | 0 | 0
3.27.39 | 3.08.24 | (*) MDB to LPP-SH4 (4Cx10mm2 XLPE/SWA/PVC +1Cx10mm2 Y/G) |  | m | 90 | 0 | 0 | 35 | 3150 | 35 | 3150 | 22 | 1980 | 35 | 3150 | 222.71 | 20043.9 | 0 | 0
3.27.40 | 3.08.25 | (*) MDB to LPP-SH5 (4Cx10mm2 XLPE/SWA/PVC +1Cx10mm2 Y/G) |  | m | 120 | 0 | 0 | 35 | 4200 | 35 | 4200 | 22 | 2640 | 35 | 4200 | 52.41 | 6289.2 | 0 | 0
3.27.41 | 3.08.26 | (*) MDB to LPP-SH6 (4Cx10mm2 XLPE/SWA/PVC +1Cx10mm2 Y/G) |  | m | 120 | 0 | 0 | 35 | 4200 | 35 | 4200 | 22 | 2640 | 35 | 4200 | 52.41 | 6289.2 | 0 | 0
3.27.42 | 3.08.27 | (*) MDB to CAPACITOR BANK (4Cx70mm2 XLPE/SWA/PVC +1Cx35mm2 Y/G) |  | m | 30 | 0 | 0 | 140 | 4200 | 140 | 4200 | 67 | 2010 | 116 | 3480 | 156.93 | 4707.9 | 0 | 0
3.27.43 | 3.08.28 | (*) MDB to SPD (4Cx16mm2 XLPE/SWA/PVC +1Cx16mm2 Y/G) |  | m | 30 | 0 | 0 | 47 | 1410 | 47 | 1410 | 30 | 900 | 45 | 1350 | 69.81 | 2094.3 | 0 | 0
| Note | Note Details
3.27.44 | - | Switches including cables and conduits , box etc
3.27.45 | - | Supply, installation, connecting, testing and commissioning of lighting switches 10A, 230V & sensors as specified below including pvc conduits, conduit fittings, boxes, earthing terminations, copper conductors up to switches, accessories and all necessary civil works as per specifications and drawings.
| Item Code | Description | Item Remarks | Unit of Measurement | Quantity/Base Price | Unit Price/Discount % | Total | Unit Price/Discount % | Total | Unit Price/Discount % | Total | Unit Price/Discount % | Total | Unit Price/Discount % | Total | Unit Price/Discount % | Total | Unit Price/Discount % | Total
3.27.46 | 3.08.29 | (*) 1 gang 1 way Switch |  | nr | 24 | 0 | 0 | 240 | 5760 | 240 | 5760 | 127.6 | 3062.4 | 171 | 4104 | 326.68 | 7840.32 | 0 | 0
3.27.47 | 3.08.30 | (*) 1 gang 1 way switch W/P |  | nr | 6 | 0 | 0 | 320 | 1920 | 320 | 1920 | 182.6 | 1095.6 | 207 | 1242 | 330.39 | 1982.34 | 0 | 0
3.27.48 | 3.08.31 | (*) Movement sensor |  | nr | 15 | 0 | 0 | 2000 | 30000 | 2000 | 30000 | 506.5 | 7597.5 | 294 | 4410 | 681.44 | 10221.6 | 0 | 0
3.27.49 | 3.08.32 | (*) Occupancy sensor |  | nr | 6 | 0 | 0 | 1800 | 10800 | 1800 | 10800 | 506.5 | 3039 | 353 | 2118 | 681.44 | 4088.64 | 0 | 0
| Note | Note Details
3.27.50 | - | CIRCUIT WIRE IN PVC
3.27.51 | - | Supply, installation, connecting, testing and commissioning of normal and power sockets as specified below including pvc conduits, conduit fittings, boxes, earthing terminations, copper conductors, all fixings supports and all necessary works from the panel boards to socket outlets as per specifications and drawings.
| Item Code | Description | Item Remarks | Unit of Measurement | Quantity/Base Price | Unit Price/Discount % | Total | Unit Price/Discount % | Total | Unit Price/Discount % | Total | Unit Price/Discount % | Total | Unit Price/Discount % | Total | Unit Price/Discount % | Total | Unit Price/Discount % | Total
3.27.52 | 3.08.33 | (*) Ditto 13A switch socket |  | nr | 33 | 0 | 0 | 280 | 9240 | 280 | 9240 | 160.6 | 5299.8 | 169 | 5577 | 351.04 | 11584.32 | 0 | 0
3.27.53 | 3.08.34 | (*) Ditto 13A single switch socket weather proof |  | nr | 27 | 0 | 0 | 400 | 10800 | 400 | 10800 | 194.4 | 5248.8 | 194 | 5238 | 465.86 | 12578.22 | 0 | 0
3.27.54 | 3.08.35 | (*) Ditto Double 13A switch socket |  | nr | 15 | 0 | 0 | 320 | 4800 | 320 | 4800 | 171.25 | 2568.75 | 181 | 2715 | 360.13 | 5401.95 | 0 | 0
3.27.55 | 3.08.36 | (*) Ditto 20A DP switch for AC |  | nr | 9 | 0 | 0 | 350 | 3150 | 350 | 3150 | 188.5 | 1696.5 | 186 | 1674 | 341.13 | 3070.17 | 0 | 0
3.27.56 | 3.08.37 | (*) Ditto hand drayer |  | nr | 6 | 0 | 0 | 350 | 2100 | 350 | 2100 | 188.5 | 1131 | 169 | 1014 | 347.33 | 2083.98 | 0 | 0
3.27.57 | 3.08.38 | (*) Electrical Outlet For (Water Tape sensor, wifi Access point , Intercom unit) |  | nr | 15 | 0 | 0 | 280 | 4200 | 280 | 4200 | 160.6 | 2409 | 169 | 2535 | 355.17 | 5327.55 | 0 | 0
3.27.58 | 3.08.39 | (*) Ditto Exhaust fan point (with 3A fused spur flexible outlet) |  | nr | 36 | 0 | 0 | 320 | 11520 | 320 | 11520 | 160.6 | 5781.6 | 127 | 4572 | 342.78 | 12340.08 | 0 | 0
3.27.59 | 3.08.40 | (*) Ditto KWH meter with GRP enclosure as per AADC requirements. |  | nr | 21 | 0 | 0 | 750 | 15750 | 750 | 15750 | 160.6 | 3372.6 | 2941 | 61761 | 0 | 0 | 0 | 0
| Note | Note Details
3.27.60 | - | LIGHTING POINTS
3.27.61 | - | Supply, installation, connecting, testing and commissioning of lighting points including conduits, conduit fittings, boxes, copper conductors not less than 2.5 mm² wiring for lighting points, earthing terminations, accessories and all necessary civil works as per specifications and drawings.
| Item Code | Description | Item Remarks | Unit of Measurement | Quantity/Base Price | Unit Price/Discount % | Total | Unit Price/Discount % | Total | Unit Price/Discount % | Total | Unit Price/Discount % | Total | Unit Price/Discount % | Total | Unit Price/Discount % | Total | Unit Price/Discount % | Total
3.27.62 | 3.08.41 | (*) Lighting Point |  | nr | 273 | 0 | 0 | 345 | 94185 | 345 | 94185 | 106 | 28938 | 106 | 28938 | 309.74 | 84559.02 | 0 | 0
| Note | Note Details
3.27.63 | - | EARTHING SYSTEM
| Item Code | Description | Item Remarks | Unit of Measurement | Quantity/Base Price | Unit Price/Discount % | Total | Unit Price/Discount % | Total | Unit Price/Discount % | Total | Unit Price/Discount % | Total | Unit Price/Discount % | Total | Unit Price/Discount % | Total | Unit Price/Discount % | Total
3.27.64 | 3.08.42 | (*) Earthing Supply & install complete earthing system for the bldg. Earthing should be done with proper cables as per B.S including main earth electrodes, earth pits & cover as per drawings & to be approval from AADC & Etisalat. |  | Item | 1 | 0 | 0 | 27750 | 27750 | 27750 | 27750 | 124732 | 124732 | 5882 | 5882 | 30876.81 | 30876.81 | 0 | 0
| Note | Note Details
3.27.65 | - | LIGHTNING PROTECTION SYSTEM
| Item Code | Description | Item Remarks | Unit of Measurement | Quantity/Base Price | Unit Price/Discount % | Total | Unit Price/Discount % | Total | Unit Price/Discount % | Total | Unit Price/Discount % | Total | Unit Price/Discount % | Total | Unit Price/Discount % | Total | Unit Price/Discount % | Total
3.27.66 | 3.08.43 | (*) Supply, installation, testing and commissioning of a complete lightning protection system for the building including air terminals, tinned bare copper conductors, all necessary accessories, ancillary works and all materials required to complete installation as per specifications and drawings and to be approved from local authorities . |  | Item | 1 | 0 | 0 | 57750 | 57750 | 57750 | 57750 | 7560 | 7560 | 5882 | 5882 | 0 | 0 | 0 | 0
| Note | Note Details
3.27.67 | - | LIGHT FITTINGS
3.27.68 | - | Supply, installation, connecting, testing and commissioning of lighting fixtures including all lamps, mounting brackets, suspension cords, accessories and all necessary auxiliary works as per specifications and drawings.
| Item Code | Description | Item Remarks | Unit of Measurement | Quantity/Base Price | Unit Price/Discount % | Total | Unit Price/Discount % | Total | Unit Price/Discount % | Total | Unit Price/Discount % | Total | Unit Price/Discount % | Total | Unit Price/Discount % | Total | Unit Price/Discount % | Total
3.27.69 | 3.08.44 | (*) F1 |  | nr | 45 | 0 | 0 | 900 | 40500 | 900 | 40500 | 188.8 | 8496 | 135 | 6075 | 623.63 | 28063.35 | 0 | 0
3.27.70 | 3.08.45 | (*) F2 |  | nr | 87 | 0 | 0 | 511 | 44457 | 511 | 44457 | 212.8 | 18513.6 | 112 | 9744 | 623.63 | 54255.81 | 0 | 0
3.27.71 | 3.08.46 | (*) F3 |  | nr | 3 | 0 | 0 | 1102 | 3306 | 1102 | 3306 | 222.1 | 666.3 | 265 | 795 | 842.24 | 2526.72 | 0 | 0
3.27.72 | 3.08.47 | (*) F4 |  | nr | 24 | 0 | 0 | 550 | 13200 | 550 | 13200 | 195.1 | 4682.4 | 359 | 8616 | 1465.5 | 35172 | 0 | 0
3.27.73 | 3.08.48 | (*) F5 |  | nr | 51 | 0 | 0 | 1102 | 56202 | 1102 | 56202 | 317.4 | 16187.4 | 359 | 18309 | 427.57 | 21806.07 | 0 | 0
3.27.74 | 3.08.49 | (*) F6 |  | nr | 6 | 0 | 0 | 158 | 948 | 158 | 948 | 224.8 | 1348.8 | 206 | 1236 | 1465.5 | 8793 | 0 | 0
3.27.75 | 3.08.50 | (*) F7 |  | nr | 18 | 0 | 0 | 594 | 10692 | 594 | 10692 | 320 | 5760 | 218 | 3924 | 1465.5 | 26379 | 0 | 0
3.27.76 | 3.08.51 | (*) F8 |  | nr | 21 | 0 | 0 | 453 | 9513 | 453 | 9513 | 279 | 5859 | 159 | 3339 | 1561.99 | 32801.79 | 0 | 0
3.27.77 | 3.08.52 | (*) F9 |  | nr | 6 | 0 | 0 | 488 | 2928 | 488 | 2928 | 295 | 1770 | 182 | 1092 | 829.5 | 4977 | 0 | 0
3.27.78 | 3.08.53 | (*) F10 |  | nr | 12 | 0 | 0 | 502 | 6024 | 502 | 6024 | 315 | 3780 | 676 | 8112 | 2103.66 | 25243.92 | 0 | 0
| Note | Note Details
3.27.79 | - | FIRE ALARM SYSTEM
3.27.80 | - | Supply, installation, connecting, testing and commissioning of fire alarm system as specified below including analogue addressable fire alarm control panel (FACP) complete with batteries and charger, software, cables, conduits, trunking, fire alarm devices like smoke detector, heat detectors, manual station, sounder, control module, monitor module ...etc. and all accessories required to complete installation as per specifications and drawings.
| Item Code | Description | Item Remarks | Unit of Measurement | Quantity/Base Price | Unit Price/Discount % | Total | Unit Price/Discount % | Total | Unit Price/Discount % | Total | Unit Price/Discount % | Total | Unit Price/Discount % | Total | Unit Price/Discount % | Total | Unit Price/Discount % | Total
3.27.81 | 3.08.54 | (*) Fire alarm outlet including cables, conduits boxes & all accessories up to next device and/or up to respective fire alarm control panel and from mosque to imam and mu'than building |  | nr | 84 | 0 | 0 | 100 | 8400 | 100 | 8400 | 410 | 34440 | 245 | 20580 | 402.67 | 33824.28 | 0 | 0
3.27.82 | 3.08.55 | (*) Addressable fire alarm control panel 1 loops including complete interface with public address system. |  | nr | 3 | 0 | 0 | 4500 | 13500 | 4500 | 13500 | 12500 | 37500 | 5051 | 15153 | 7433.86 | 22301.58 | 0 | 0
3.27.83 | 3.08.56 | (*) Addressable smoke detector |  | nr | 45 | 0 | 0 | 150 | 6750 | 150 | 6750 | 275 | 12375 | 162 | 7290 | 139.38 | 6272.1 | 0 | 0
3.27.84 | 3.08.57 | (*) Multi smoke & heat detector |  | nr | 9 | 0 | 0 | 220 | 1980 | 220 | 1980 | 275 | 2475 | 451 | 4059 | 325.23 | 2927.07 | 0 | 0
3.27.85 | 3.08.58 | (*) Addressable manual call point |  | nr | 15 | 0 | 0 | 120 | 1800 | 120 | 1800 | 450 | 6750 | 216 | 3240 | 139.38 | 2090.7 | 0 | 0
3.27.86 | 3.08.59 | (*) Addressable control module |  | nr | 3 | 0 | 0 | 200 | 600 | 200 | 600 | 185 | 555 | 253 | 759 | 139.38 | 418.14 | 0 | 0
3.27.87 | 3.08.60 | (*) Addressable fire alarm bell with strobe |  | nr | 12 | 0 | 0 | 250 | 3000 | 250 | 3000 | 950 | 11400 | 361 | 4332 | 232.31 | 2787.72 | 0 | 0
| Note | Note Details
3.27.88 | - | Communication Systems
3.27.89 | - | Supply, installation, connecting, testing and commissioning of communication systems including all conduits, duct, wires, cables, boxes, socket outlet , utility connection and all accessories required to complete installation as per specifications, Etisalat requirements and drawings.
| Item Code | Description | Item Remarks | Unit of Measurement | Quantity/Base Price | Unit Price/Discount % | Total | Unit Price/Discount % | Total | Unit Price/Discount % | Total | Unit Price/Discount % | Total | Unit Price/Discount % | Total | Unit Price/Discount % | Total | Unit Price/Discount % | Total
3.27.90 | 3.08.61 | (*) Data rack 42U |  | nr | 3 | 0 | 0 | 3000 | 9000 | 3000 | 9000 | 2350 | 7050 | 3176 | 9528 | 7433.86 | 22301.58 | 0 | 0
3.27.91 | 3.08.62 | (*) Network switch 48 ports |  | nr | 3 | 0 | 0 | 3500 | 10500 | 3500 | 10500 | 350.7 | 1052.1 | 16471 | 49413 | 0 | 0 | 0 | 0
3.27.92 | 3.08.63 | (*) UTP patch panel 24 ports |  | nr | 6 | 0 | 0 | 200 | 1200 | 200 | 1200 | 248.75 | 1492.5 | 4953 | 29718 | 0 | 0 | 0 | 0
3.27.93 | 3.08.64 | (*) Fiber optic patch panel single mode12 ports |  | nr | 3 | 0 | 0 | 250 | 750 | 250 | 750 | 1110.2 | 3330.6 | 588 | 1764 | 0 | 0 | 0 | 0
3.27.94 | 3.08.65 | (*) Data socket |  | nr | 48 | 0 | 0 | 110 | 5280 | 110 | 5280 | 60 | 2880 | 476 | 22848 | 392.34 | 18832.32 | 0 | 0
3.27.95 | 3.08.66 | (*) Telephone socket |  | nr | 3 | 0 | 0 | 100 | 300 | 100 | 300 | 60 | 180 | 476 | 1428 | 392.34 | 1177.02 | 0 | 0
3.27.96 | 3.08.67 | (*) Communication outlets including cat6 cables, conduits, boxes and all accessories |  | nr | 66 | 0 | 0 | 350 | 23100 | 350 | 23100 | 300 | 19800 | 0 | 0 | 0 | 0 | 0 | 0
| Note | Note Details
3.27.97 | - | Public Address System
3.27.98 | - | Supply, installation, connecting, testing and commissioning of the following:
| Item Code | Description | Item Remarks | Unit of Measurement | Quantity/Base Price | Unit Price/Discount % | Total | Unit Price/Discount % | Total | Unit Price/Discount % | Total | Unit Price/Discount % | Total | Unit Price/Discount % | Total | Unit Price/Discount % | Total | Unit Price/Discount % | Total
3.27.99 | 3.08.68 | (*) Public Address system rack (PAR) for retail shops including all equipment, amplifiers, cables, conduits & and all accessories required to complete installation as per specifications and drawings. |  | nr | 3 | 0 | 0 | 32000 | 96000 | 32000 | 96000 | 36076 | 108228 | 44706 | 134118 | 8363.1 | 25089.3 | 0 | 0
3.27.100 | 3.08.69 | (*) Ceiling public address speaker 6w |  | nr | 21 | 0 | 0 | 350 | 7350 | 350 | 7350 | 0 | 0 | 412 | 8652 | 362.4 | 7610.4 | 0 | 0
3.27.101 | 3.08.70 | (*) Volume control |  | nr | 3 | 0 | 0 | 250 | 750 | 250 | 750 | 0 | 0 | 588 | 1764 | 199.32 | 597.96 | 0 | 0
3.27.102 | 3.08.71 | (*) Public address outlet including cables, conduits, boxes and all accessories |  | nr | 24 | 0 | 0 | 150 | 3600 | 150 | 3600 | 0 | 0 | 129 | 3096 | 402.67 | 9664.08 | 0 | 0
| Note | Note Details
3.27.103 | - | IP CCTV System
3.27.104 | - | Supply, installation, connecting, testing and commissioning of IP CCTV system as specified below comprising of CCTV server with complete network video recorder, printers, monitor, programs and CCTV IP cameras including outlet boxes, pull boxes, conduits, conduit fittings, trunking, cables and all accessories required to complete installation as per specifications and drawings.
| Item Code | Description | Item Remarks | Unit of Measurement | Quantity/Base Price | Unit Price/Discount % | Total | Unit Price/Discount % | Total | Unit Price/Discount % | Total | Unit Price/Discount % | Total | Unit Price/Discount % | Total | Unit Price/Discount % | Total | Unit Price/Discount % | Total
3.27.105 | 3.08.72 | (*) Computer workstation including software, all required licenses and antivirus |  | nr | 3 | 0 | 0 | 20000 | 60000 | 20000 | 60000 | 50750 | 152250 | 10000 | 30000 | 23230.83 | 69692.49 | 0 | 0
3.27.106 | 3.08.73 | (*) Network video recorder (NVR) |  | nr | 3 | 0 | 0 | 42000 | 126000 | 42000 | 126000 | 0 | 0 | 47059 | 141177 | 0 | 0 | 0 | 0
3.27.107 | 3.08.74 | (*) 19 inch colour monitoring screen (LCD) |  | nr | 6 | 0 | 0 | 1000 | 6000 | 1000 | 6000 | 0 | 0 | 1176 | 7056 | 929.23 | 5575.38 | 0 | 0
3.27.108 | 3.08.75 | (*) Wall mounted IP camera, fixed type, weather proof, 1080p resolution |  | nr | 6 | 0 | 0 | 2000 | 12000 | 2000 | 12000 | 0 | 0 | 3529 | 21174 | 4181.55 | 25089.3 | 0 | 0
3.27.109 | 3.08.76 | (*) Ceiling mounted IP camera, fixed type, 1080p resolution |  | nr | 12 | 0 | 0 | 1500 | 18000 | 1500 | 18000 | 0 | 0 | 2353 | 28236 | 4181.55 | 50178.6 | 0 | 0
3.27.110 | 3.08.77 | (*) CCTV outlet including cat6 cables, conduits, boxes and all accessories |  | nr | 18 | 0 | 0 | 120 | 2160 | 120 | 2160 | 0 | 0 | 476 | 8568 | 402.67 | 7248.06 | 0 | 0
| Note | Note Details
3.27.111 | - | SUNDRIES
| Item Code | Description | Item Remarks | Unit of Measurement | Quantity/Base Price | Unit Price/Discount % | Total | Unit Price/Discount % | Total | Unit Price/Discount % | Total | Unit Price/Discount % | Total | Unit Price/Discount % | Total | Unit Price/Discount % | Total | Unit Price/Discount % | Total
3.27.112 | 3.08.78 | (*) Allow for testing and commissioning |  | Item | 1 | 0 | 0 | 15000 | 15000 | 15000 | 15000 | 50000 | 50000 | 0 | 0 | 0 | 0 | 0 | 0
| Note | Note Details
3.27.113 | - | Contractor's Adjustment
| Item Code | Description | Item Remarks | Unit of Measurement | Quantity/Base Price | Unit Price/Discount % | Total | Unit Price/Discount % | Total | Unit Price/Discount % | Total | Unit Price/Discount % | Total | Unit Price/Discount % | Total | Unit Price/Discount % | Total | Unit Price/Discount % | Total
3.27.114 | 3.08.79 | (*) The Contractor may price here any new items or additional quantity for an existing BOQ item, which are shown in the Drawings or any other Tender/Contract Documents but overlooked or not specifically mentioned herein and is necessary for the satisfactory completion of the Works/this section. Should the Contractor fail to insert any item here, it will be deemed that his lump sum Tender Price includes all such items and no claims for additional items will be entertained. |  | Sum | 1 | 0 | 0 | 0 | 0 | 0 | 0 | 0 | 0 | 19336 | 19336 | 0 | 0 | 2180748.82 | 2180748.82
| Note | Note Details
3.27.115 | - | Please attach one PDF file to be named "Additional Items for (insert bill no/name & Section No/name)" for the details of these additional items in the additional attachment area in the Commercial Envelope.
3.28 BILL NO. 3.09 – SANITARY, WATER SUPPLY, DRAINAGE AND FIRE PROTECTION | [5 empty] | 63 (out of 63) | 291339 | 63 (out of 63) | 581258 | 63 (out of 63) | 581258 | 63 (out of 63) | 458700 | 63 (out of 63) | 410975 | 63 (out of 63) | 419151.08 | 63 (out of 63) | 0
| Note | Note Details
3.28.1 | - | SANITARY, WATER SUPPLY, DRAINAGE AND FIRE PROTECTION
| Item Code | Description | Item Remarks | Unit of Measurement | Quantity/Base Price | Unit Price/Discount % | Total | Unit Price/Discount % | Total | Unit Price/Discount % | Total | Unit Price/Discount % | Total | Unit Price/Discount % | Total | Unit Price/Discount % | Total | Unit Price/Discount % | Total
3.28.2 | 3.09.01 | (*) Allow for house connections including liaising and paying connection charges for acquiring main supply and return discharge to main lines, coordination with AADC / ADSSC for obtaining permanent connection to the Retail Shops, approvals from local authorities for various services like water, sewer, etc. also for complying with latest regulations of the relevant authorities. |  | Item | 1 | 291339 | 291339 | 12000 | 12000 | 12000 | 12000 | 3000 | 3000 | 10000 | 10000 | 0 | 0 | 0 | 0
| Note | Note Details
3.28.3 | - | WATER SUPPLY
3.28.4 | - | Supply and install cold & hot water pipe work from poly propylene random (PPR) with fittings including all builders work and utility connection etc.
3.28.5 | - | Pipes of all diameters as shown on the drawings in the running length fixing in support.
| Item Code | Description | Item Remarks | Unit of Measurement | Quantity/Base Price | Unit Price/Discount % | Total | Unit Price/Discount % | Total | Unit Price/Discount % | Total | Unit Price/Discount % | Total | Unit Price/Discount % | Total | Unit Price/Discount % | Total | Unit Price/Discount % | Total
3.28.6 | 3.09.02 | (*) 75 mm |  | m | 24 | 0 | 0 | 85 | 2040 | 85 | 2040 | 68 | 1632 | 129 | 3096 | 211.45 | 5074.8 | 0 | 0
3.28.7 | 3.09.03 | (*) 63 mm |  | m | 45 | 0 | 0 | 70 | 3150 | 70 | 3150 | 55 | 2475 | 74 | 3330 | 171.8 | 7731 | 0 | 0
3.28.8 | 3.09.04 | (*) 50 mm |  | m | 36 | 0 | 0 | 60 | 2160 | 60 | 2160 | 45 | 1620 | 56 | 2016 | 132.16 | 4757.76 | 0 | 0
3.28.9 | 3.09.05 | (*) 40mm |  | m | 117 | 0 | 0 | 55 | 6435 | 55 | 6435 | 40 | 4680 | 53 | 6201 | 105.73 | 12370.41 | 0 | 0
3.28.10 | 3.09.06 | (*) 32 mm |  | m | 60 | 0 | 0 | 40 | 2400 | 40 | 2400 | 30 | 1800 | 32 | 1920 | 79.29 | 4757.4 | 0 | 0
3.28.11 | 3.09.07 | (*) 25 mm |  | m | 90 | 0 | 0 | 37 | 3330 | 37 | 3330 | 24 | 2160 | 28 | 2520 | 66.08 | 5947.2 | 0 | 0
3.28.12 | 3.09.08 | (*) 20 mm |  | m | 75 | 0 | 0 | 34 | 2550 | 34 | 2550 | 21 | 1575 | 21 | 1575 | 52.86 | 3964.5 | 0 | 0
3.28.13 | 3.09.09 | (*) 16 mm PPR Pipe embedded in walls |  | m | 165 | 0 | 0 | 29 | 4785 | 29 | 4785 | 19 | 3135 | 19 | 3135 | 26.43 | 4360.95 | 0 | 0
3.28.14 | 3.09.10 | (*) Insulation for exposed pipe work in roof using rigid fibber glass 25mm thick having density 28kg/m3 with glass reinforced aluminium foil/kraft paper laminate with canvas cloth foster coating. |  | Item | 1 | 0 | 0 | 7000 | 7000 | 7000 | 7000 | 3500 | 3500 | 1765 | 1765 | 3407.19 | 3407.19 | 0 | 0
3.28.15 | 3.09.11 | (*) Protection for under ground pipes by sleeves |  | Item | 1 | 0 | 0 | 1000 | 1000 | 1000 | 1000 | 5500 | 5500 | 1294 | 1294 | 1703.59 | 1703.59 | 0 | 0
| Note | Note Details
3.28.16 | - | OTHER VALVES
| Item Code | Description | Item Remarks | Unit of Measurement | Quantity/Base Price | Unit Price/Discount % | Total | Unit Price/Discount % | Total | Unit Price/Discount % | Total | Unit Price/Discount % | Total | Unit Price/Discount % | Total | Unit Price/Discount % | Total | Unit Price/Discount % | Total
3.28.17 | 3.09.12 | (*) Gate Valves |  | nr | 15 | 0 | 0 | 250 | 3750 | 250 | 3750 | 150 | 2250 | 76 | 1140 | 69.69 | 1045.35 | 0 | 0
3.28.18 | 3.09.13 | (*) Angle Valves 1/2" |  | nr | 66 | 0 | 0 | 60 | 3960 | 60 | 3960 | 180 | 11880 | 47 | 3102 | 13.94 | 920.04 | 0 | 0
3.28.19 | 3.09.14 | (*) Float Ball Valve |  | nr | 3 | 0 | 0 | 100 | 300 | 100 | 300 | 330 | 990 | 118 | 354 | 278.77 | 836.31 | 0 | 0
3.28.20 | 3.09.15 | (*) Hose bib |  | nr | 6 | 0 | 0 | 200 | 1200 | 200 | 1200 | 96 | 576 | 44 | 264 | 41.82 | 250.92 | 0 | 0
3.28.21 | 3.09.16 | (*) Non Return Valves |  | nr | 3 | 0 | 0 | 85 | 255 | 85 | 255 | 120 | 360 | 212 | 636 | 167.26 | 501.78 | 0 | 0
3.28.22 | 3.09.17 | (*) Air Vent |  | nr | 3 | 0 | 0 | 150 | 450 | 150 | 450 | 500 | 1500 | 588 | 1764 | 48.78 | 146.34 | 0 | 0
3.28.23 | 3.09.18 | (*) Meter as per Estidama for internal water usage |  | nr | 18 | 0 | 0 | 900 | 16200 | 900 | 16200 | 1500 | 27000 | 941 | 16938 | 1842.98 | 33173.64 | 0 | 0
| Note | Note Details
3.28.24 | - | Supply and install Electric Water Heaters and capacity as mentioned below in the drawings
| Item Code | Description | Item Remarks | Unit of Measurement | Quantity/Base Price | Unit Price/Discount % | Total | Unit Price/Discount % | Total | Unit Price/Discount % | Total | Unit Price/Discount % | Total | Unit Price/Discount % | Total | Unit Price/Discount % | Total | Unit Price/Discount % | Total
3.28.25 | 3.09.19 | (*) EWH 30 litter |  | nr | 12 | 0 | 0 | 450 | 5400 | 450 | 5400 | 1120 | 13440 | 424 | 5088 | 232.82 | 2793.84 | 0 | 0
3.28.26 | 3.09.20 | (*) Meter as per Estidama for external water usage |  | nr | 3 | 0 | 0 | 900 | 2700 | 900 | 2700 | 1800 | 5400 | 941 | 2823 | 987.31 | 2961.93 | 0 | 0
3.28.27 | 3.09.21 | (*) UV-FILTERATION SYSTEM |  | nr | 3 | 0 | 0 | 5500 | 16500 | 5500 | 16500 | 7600 | 22800 | 5647 | 16941 | 2632.83 | 7898.49 | 0 | 0
3.28.28 | 3.09.22 | (*) Supply & install horizontal / vertical type GRP water tank at roof floor level capacity as shown in drawings, complete with valves, fittings & all associated accessories & works as specified and shown on the drawings. |  | nr | 3 | 0 | 0 | 22293 | 66879 | 22293 | 66879 | 20000 | 60000 | 23529 | 70587 | 11365.04 | 34095.12 | 0 | 0
| Note | Note Details
3.28.29 | - | Supply & install water meter with GRP box 600x250x200 mm as per AA requirements.
| Item Code | Description | Item Remarks | Unit of Measurement | Quantity/Base Price | Unit Price/Discount % | Total | Unit Price/Discount % | Total | Unit Price/Discount % | Total | Unit Price/Discount % | Total | Unit Price/Discount % | Total | Unit Price/Discount % | Total | Unit Price/Discount % | Total
3.28.30 | 3.09.23 | (*) Meter 2'' Dia. |  | nr | 3 | 0 | 0 | 3000 | 9000 | 3000 | 9000 | 4200 | 12600 | 2353 | 7059 | 263.28 | 789.84 | 0 | 0
3.28.31 | 3.09.24 | (*) Supply & install testing & commissioning of fully packaged automatic water transfer pump set, 1 duty , 1 standby with pressure vessel complete with control panel switches etc, complete with all connections with foundation and covers |  | Item | 1 | 0 | 0 | 0 | 0 | 0 | 0 | 24550 | 24550 | 11882 | 11882 | 19746.2 | 19746.2 | 0 | 0
3.28.32 | 3.09.25 | (*) Ditto but booster pump set, 1 duty , 1 standby with pressure vessel with foundation and cover |  | Item | 1 | 0 | 0 | 24000 | 24000 | 24000 | 24000 | 26700 | 26700 | 11882 | 11882 | 22971.41 | 22971.41 | 0 | 0
3.28.33 | 3.09.26 | (*) External Pipes for water supply including all fittings, accessories, civil works and complete as per drawings |  | Item | 1 | 0 | 0 | 22500 | 22500 | 22500 | 22500 | 9500 | 9500 | 588 | 588 | 3964.73 | 3964.73 | 0 | 0
| Note | Note Details
3.28.34 | - | DRAINAGE
3.28.35 | - | EXTERNAL PIPES
3.28.36 | - | Supply and install buried external drainage pipes in UPVC class 10 with all associated builder works and utility connection.
| Item Code | Description | Item Remarks | Unit of Measurement | Quantity/Base Price | Unit Price/Discount % | Total | Unit Price/Discount % | Total | Unit Price/Discount % | Total | Unit Price/Discount % | Total | Unit Price/Discount % | Total | Unit Price/Discount % | Total | Unit Price/Discount % | Total
3.28.37 | 3.09.27 | (*) 6'' dia. CL-10 |  | Item | 1 | 0 | 0 | 15000 | 15000 | 15000 | 15000 | 7500 | 7500 | 25 | 25 | 7294.48 | 7294.48 | 0 | 0
3.28.38 | 3.09.28 | (*) Supply and install 4" rain water pipes from rain water gutters as shown on the drawings. |  | Item | 1 | 0 | 0 | 3000 | 3000 | 3000 | 3000 | 6500 | 6500 | 1176 | 1176 | 2853.78 | 2853.78 | 0 | 0
3.28.39 | 3.09.29 | (*) Supply and install Roof Drain |  | nr | 9 | 0 | 0 | 1125 | 10125 | 1125 | 10125 | 65 | 585 | 729 | 6561 | 209.08 | 1881.72 | 0 | 0
| Note | Note Details
3.28.40 | - | INTERNAL PIPES BS-4660 & 4514
3.28.41 | - | Rain , Vent , Soil and Waste pipe work PVC with fittings
| Item Code | Description | Item Remarks | Unit of Measurement | Quantity/Base Price | Unit Price/Discount % | Total | Unit Price/Discount % | Total | Unit Price/Discount % | Total | Unit Price/Discount % | Total | Unit Price/Discount % | Total | Unit Price/Discount % | Total | Unit Price/Discount % | Total
3.28.42 | 3.09.30 | (*) 4" dia. Internal Pipes and Fittings |  | m | 90 | 0 | 0 | 60 | 5400 | 60 | 5400 | 49 | 4410 | 39 | 3510 | 171.8 | 15462 | 0 | 0
3.28.43 | 3.09.31 | (*) 3" dia. Internal Pipes and Fittings |  | m | 66 | 0 | 0 | 55 | 3630 | 55 | 3630 | 35 | 2310 | 42 | 2772 | 145.37 | 9594.42 | 0 | 0
3.28.44 | 3.09.32 | (*) 2" dia. Internal Pipes and Fittings |  | m | 45 | 0 | 0 | 50 | 2250 | 50 | 2250 | 32 | 1440 | 35 | 1575 | 118.94 | 5352.3 | 0 | 0
3.28.45 | 3.09.33 | (*) Supply and Install vent piping in uPVC according to the approved drawings, including cover on top. |  | Item | 1 | 0 | 0 | 3000 | 3000 | 3000 | 3000 | 12000 | 12000 | 1059 | 1059 | 2061.66 | 2061.66 | 0 | 0
| Note | Note Details
3.28.46 | - | Supply and install floor traps 4" in toilets, shops and all wet rooms with approved chromium plate cover and grating.
| Item Code | Description | Item Remarks | Unit of Measurement | Quantity/Base Price | Unit Price/Discount % | Total | Unit Price/Discount % | Total | Unit Price/Discount % | Total | Unit Price/Discount % | Total | Unit Price/Discount % | Total | Unit Price/Discount % | Total | Unit Price/Discount % | Total
3.28.47 | 3.09.34 | (*) Floor Drain (PVC) 110x75x50mm |  | nr | 18 | 0 | 0 | 500 | 9000 | 500 | 9000 | 95 | 1710 | 2065 | 37170 | 69.69 | 1254.42 | 0 | 0
3.28.48 | 3.09.35 | (*) Floor Drain (PVC) 110x75x75mm |  | nr | 9 | 0 | 0 | 520 | 4680 | 520 | 4680 | 101 | 909 | 229 | 2061 | 90.6 | 815.4 | 0 | 0
3.28.49 | 3.09.36 | (*) Supply and fix 110mm type Floor Clean Outs with covers as required |  | nr | 12 | 0 | 0 | 550 | 6600 | 550 | 6600 | 320 | 3840 | 176 | 2112 | 76.66 | 919.92 | 0 | 0
3.28.50 | 3.09.37 | (*) Supply and fix 75mm type Floor Clean Outs with covers as required |  | nr | 21 | 0 | 0 | 520 | 10920 | 520 | 10920 | 320 | 6720 | 129 | 2709 | 55.75 | 1170.75 | 0 | 0
3.28.51 | 3.09.38 | (*) Supply and install Gully Trap (GT) with medium DI cover and all builder's work as per the relevant authority requirements. Cover and frame shall be light duty. |  | nr | 9 | 0 | 0 | 1600 | 14400 | 1600 | 14400 | 277 | 2493 | 658 | 5922 | 115.64 | 1040.76 | 0 | 0
3.28.52 | 3.09.39 | (*) Supply and install Grease Interceptor (GI) with medium DI cover and all builder's work as per the relevant authority requirements. Cover and frame shall be light duty. |  | nr | 3 | 0 | 0 | 20000 | 60000 | 20000 | 60000 | 230 | 690 | 3017 | 9051 | 4542.92 | 13628.76 | 0 | 0
3.28.53 | 3.09.40 | (*) Supply and install Inspection Chamber (IC) with medium DI cover and all builder's work as per the relevant authority requirements. Cover and frame shall be light duty. |  | nr | 3 | 0 | 0 | 3800 | 11400 | 3800 | 11400 | 2000 | 6000 | 1289 | 3867 | 206.5 | 619.5 | 0 | 0
| Note | Note Details
3.28.54 | - | BUILDER'S WORK
| Item Code | Description | Item Remarks | Unit of Measurement | Quantity/Base Price | Unit Price/Discount % | Total | Unit Price/Discount % | Total | Unit Price/Discount % | Total | Unit Price/Discount % | Total | Unit Price/Discount % | Total | Unit Price/Discount % | Total | Unit Price/Discount % | Total
3.28.55 | 3.09.41 | (*) Allow for all builder's work in connection with plumbing and drainage installation |  | Item | 1 | 0 | 0 | 15000 | 15000 | 15000 | 15000 | 40000 | 40000 | 0 | 0 | 0 | 0 | 0 | 0
| Note | Note Details
3.28.56 | - | SANITARY WARE
3.28.57 | - | Supply and installation of sanitary fittings including all necessary adhesive, fixing, nailing, screwing and the like as per specifications and as shown on drawings.
| Item Code | Description | Item Remarks | Unit of Measurement | Quantity/Base Price | Unit Price/Discount % | Total | Unit Price/Discount % | Total | Unit Price/Discount % | Total | Unit Price/Discount % | Total | Unit Price/Discount % | Total | Unit Price/Discount % | Total | Unit Price/Discount % | Total
3.28.58 | 3.09.42 | (*) Water Closet (WC) with concealed flush tank, flush plate, etc. |  | nr | 15 | 0 | 0 | 1500 | 22500 | 1500 | 22500 | 1116 | 16740 | 1412 | 21180 | 2168.44 | 32526.6 | 0 | 0
3.28.59 | 3.09.43 | (*) Below counter wash basin |  | nr | 12 | 0 | 0 | 400 | 4800 | 400 | 4800 | 180 | 2160 | 412 | 4944 | 510.22 | 6122.64 | 0 | 0
3.28.60 | 3.09.44 | (*) Wall hang wash basin |  | nr | 6 | 0 | 0 | 750 | 4500 | 750 | 4500 | 210 | 1260 | 588 | 3528 | 605.89 | 3635.34 | 0 | 0
3.28.61 | 3.09.45 | (*) Janitor |  | nr | 3 | 0 | 0 | 653 | 1959 | 653 | 1959 | 630 | 1890 | 1882 | 5646 | 994.93 | 2984.79 | 0 | 0
3.28.62 | 3.09.46 | (*) Self closing with timer mixer |  | nr | 18 | 0 | 0 | 770 | 13860 | 770 | 13860 | 300 | 5400 | 565 | 10170 | 382.67 | 6888.06 | 0 | 0
3.28.63 | 3.09.47 | (*) Liquid soap dispenser |  | nr | 12 | 0 | 0 | 191 | 2292 | 191 | 2292 | 60 | 720 | 306 | 3672 | 255.12 | 3061.44 | 0 | 0
3.28.64 | 3.09.48 | (*) Toilet paper holder with cover |  | nr | 15 | 0 | 0 | 100 | 1500 | 100 | 1500 | 48 | 720 | 82 | 1230 | 114.8 | 1722 | 0 | 0
3.28.65 | 3.09.49 | (*) Shut of spray with 1200mm hose, angle stop, bracket, etc. |  | nr | 15 | 0 | 0 | 120 | 1800 | 120 | 1800 | 72 | 1080 | 88 | 1320 | 153.07 | 2296.05 | 0 | 0
3.28.66 | 3.09.50 | (*) Combine paper tower dispenser and waste bin |  | nr | 6 | 0 | 0 | 1200 | 7200 | 1200 | 7200 | 1800 | 10800 | 565 | 3390 | 1275.56 | 7653.36 | 0 | 0
3.28.67 | 3.09.51 | (*) Hand drayer |  | nr | 6 | 0 | 0 | 2138 | 12828 | 2138 | 12828 | 960 | 5760 | 447 | 2682 | 1148 | 6888 | 0 | 0
3.28.68 | 3.09.52 | (*) Horizontal grab rail |  | nr | 6 | 0 | 0 | 400 | 2400 | 400 | 2400 | 600 | 3600 | 182 | 1092 | 267.87 | 1607.22 | 0 | 0
3.28.69 | 3.09.53 | (*) Vertical grab rail |  | nr | 6 | 0 | 0 | 250 | 1500 | 250 | 1500 | 600 | 3600 | 182 | 1092 | 739.82 | 4438.92 | 0 | 0
| Note | Note Details
3.28.70 | - | 6 mm Thick quality mirror; complete with plywood backing, framing, clips, support and all necessary accessories as required; fixed to concrete/block wall; all in accordance with the Specifications and subject to Engineer's approval
| Item Code | Description | Item Remarks | Unit of Measurement | Quantity/Base Price | Unit Price/Discount % | Total | Unit Price/Discount % | Total | Unit Price/Discount % | Total | Unit Price/Discount % | Total | Unit Price/Discount % | Total | Unit Price/Discount % | Total | Unit Price/Discount % | Total
3.28.71 | 3.09.54 | (*) 450 mm x 1150 mm High overall |  | nr | 6 | 0 | 0 | 300 | 1800 | 300 | 1800 | 200 | 1200 | 400 | 2400 | 0 | 0 | 0 | 0
3.28.72 | 3.09.55 | (*) 1515 mm x 1100 mm High overall |  | nr | 6 | 0 | 0 | 675 | 4050 | 675 | 4050 | 300 | 1800 | 1289 | 7734 | 0 | 0 | 0 | 0
| Note | Note Details
3.28.73 | - | FIRE PROTECTION SYSTEM
3.28.74 | - | Supply, installation, testing and commissioning of fire protection system as specified /shown on the drawings, specification and as per civil defence requirements.
3.28.75 | - | Fire Extinguishers
| Item Code | Description | Item Remarks | Unit of Measurement | Quantity/Base Price | Unit Price/Discount % | Total | Unit Price/Discount % | Total | Unit Price/Discount % | Total | Unit Price/Discount % | Total | Unit Price/Discount % | Total | Unit Price/Discount % | Total | Unit Price/Discount % | Total
3.28.76 | 3.09.56 | (*) CO2 fire extinguisher- 2.2 Kg |  | nr | 6 | 0 | 0 | 320 | 1920 | 320 | 1920 | 180 | 1080 | 247 | 1482 | 340.72 | 2044.32 | 0 | 0
3.28.77 | 3.09.57 | (*) Dry Powder Extinguisher |  | nr | 15 | 0 | 0 | 300 | 4500 | 300 | 4500 | 120 | 1800 | 176 | 2640 | 204.43 | 3066.45 | 0 | 0
| Note | Note Details
3.28.78 | - | Fire Hose Cabinet
| Item Code | Description | Item Remarks | Unit of Measurement | Quantity/Base Price | Unit Price/Discount % | Total | Unit Price/Discount % | Total | Unit Price/Discount % | Total | Unit Price/Discount % | Total | Unit Price/Discount % | Total | Unit Price/Discount % | Total | Unit Price/Discount % | Total
3.28.79 | 3.09.58 | (*) Fire cabinet including (FHC-2) hose reel (25mm+30m length) +FE-1) including all accessories |  | nr | 3 | 0 | 0 | 13000 | 39000 | 13000 | 39000 | 4500 | 13500 | 17647 | 52941 | 7950.1 | 23850.3 | 0 | 0
| Note | Note Details
3.28.80 | - | Fire Department Connection
| Item Code | Description | Item Remarks | Unit of Measurement | Quantity/Base Price | Unit Price/Discount % | Total | Unit Price/Discount % | Total | Unit Price/Discount % | Total | Unit Price/Discount % | Total | Unit Price/Discount % | Total | Unit Price/Discount % | Total | Unit Price/Discount % | Total
3.28.81 | 3.09.59 | (*) Supply & Installing FDC (65x65x100mm) |  | nr | 3 | 0 | 0 | 10000 | 30000 | 10000 | 30000 | 5000 | 15000 | 4706 | 14118 | 5368.9 | 16106.7 | 0 | 0
| Note | Note Details
3.28.82 | - | Supply and install fire fighting pipe work from BS with fittings, supports, accessories, including all builders work and utility connection etc.
| Item Code | Description | Item Remarks | Unit of Measurement | Quantity/Base Price | Unit Price/Discount % | Total | Unit Price/Discount % | Total | Unit Price/Discount % | Total | Unit Price/Discount % | Total | Unit Price/Discount % | Total | Unit Price/Discount % | Total | Unit Price/Discount % | Total
3.28.83 | 3.09.60 | (*) 40mm dia. pipes |  | nr | 90 | 0 | 0 | 90 | 8100 | 90 | 8100 | 55 | 4950 | 21 | 1890 | 371.69 | 33452.1 | 0 | 0
3.28.84 | 3.09.61 | (*) 100mm dia. |  | m | 6 | 0 | 0 | 150 | 900 | 150 | 900 | 185 | 1110 | 59 | 354 | 619.49 | 3716.94 | 0 | 0
| Note | Note Details
3.28.85 | - | Alarm Check Valve
| Item Code | Description | Item Remarks | Unit of Measurement | Quantity/Base Price | Unit Price/Discount % | Total | Unit Price/Discount % | Total | Unit Price/Discount % | Total | Unit Price/Discount % | Total | Unit Price/Discount % | Total | Unit Price/Discount % | Total | Unit Price/Discount % | Total
3.28.86 | 3.09.62 | (*) Supply & Installing ACV 80mm |  | nr | 3 | 0 | 0 | 6500 | 19500 | 6500 | 19500 | 5600 | 16800 | 0 | 0 | 2323.08 | 6969.24 | 0 | 0
| Note | Note Details
3.28.87 | - | Contractor's Adjustment
| Item Code | Description | Item Remarks | Unit of Measurement | Quantity/Base Price | Unit Price/Discount % | Total | Unit Price/Discount % | Total | Unit Price/Discount % | Total | Unit Price/Discount % | Total | Unit Price/Discount % | Total | Unit Price/Discount % | Total | Unit Price/Discount % | Total
3.28.88 | 3.09.63 | (*) The Contractor may price here any new items or additional quantity for an existing BOQ item, which are shown in the Drawings or any other Tender/Contract Documents but overlooked or not specifically mentioned herein and is necessary for the satisfactory completion of the Works/this section. Should the Contractor fail to insert any item here, it will be deemed that his lump sum Tender Price includes all such items and no claims for additional items will be entertained. |  | Sum | 1 | 0 | 0 | 0 | 0 | 0 | 0 | 0 | 0 | 0 | 0 | 0 | 0 | 0 | 0
| Note | Note Details
3.28.89 | - | Please attach one PDF file to be named "Additional Items for (insert bill no/name & Section No/name)" for the details of these additional items in the additional attachment area in the Commercial Envelope.
3.29 BILL NO. 3.10 – AIR CONDITIONING WORKS | [5 empty] | 27 (out of 27) | 613251 | 27 (out of 27) | 673900 | 27 (out of 27) | 673900 | 27 (out of 27) | 952985.08 | 27 (out of 27) | 294124 | 27 (out of 27) | 571524.37 | 27 (out of 27) | 0
| Note | Note Details
3.29.1 | - | Metal Ducts
3.29.2 | - | HVAC Ductwork HVAC/DW-142 standard and complete with duct hangers/supports, voids, fittings, flanges, flexible, duct connectors, wire mesh end covers, access doors, test, points for air/water and identification (insulation measured separately)
| Item Code | Description | Item Remarks | Unit of Measurement | Quantity/Base Price | Unit Price/Discount % | Total | Unit Price/Discount % | Total | Unit Price/Discount % | Total | Unit Price/Discount % | Total | Unit Price/Discount % | Total | Unit Price/Discount % | Total | Unit Price/Discount % | Total
3.29.3 | 3.10.01 | (*) Galvanized sheet Ductwork |  | kg | 1980 | 0 | 0 | 95 | 188100 | 95 | 188100 | 38 | 75240 | 41 | 81180 | 61.95 | 122661 | 0 | 0
| Note | Note Details
3.29.4 | - | Insulation
3.29.5 | - | FSK faced rigid fibreglass insulation, secured to ducts by wrapped with fiber cloth and coated with sealfas insulation as specified
| Item Code | Description | Item Remarks | Unit of Measurement | Quantity/Base Price | Unit Price/Discount % | Total | Unit Price/Discount % | Total | Unit Price/Discount % | Total | Unit Price/Discount % | Total | Unit Price/Discount % | Total | Unit Price/Discount % | Total | Unit Price/Discount % | Total
3.29.6 | 3.10.02 | (*) 25mm thk. Insulation to internal ducts |  | m2 | 195 | 0 | 0 | 25 | 4875 | 25 | 4875 | 55 | 10725 | 53 | 10335 | 108.41 | 21139.95 | 0 | 0
3.29.7 | 3.10.03 | (*) 50mm thk. Insulation to exposed ducts |  | m2 | 120 | 0 | 0 | 45 | 5400 | 45 | 5400 | 55 | 6600 | 100 | 12000 | 108.41 | 13009.2 | 0 | 0
3.29.8 | 3.10.04 | (*) Aluminium Cladding for exposed ducts |  | Item | 1 | 0 | 0 | 9000 | 9000 | 9000 | 9000 | 18000 | 18000 | 4235 | 4235 | 37169.32 | 37169.32 | 0 | 0
| Note | Note Details
3.29.9 | - | Diffusers, Registers and Grills
3.29.10 | - | Air outlets from an approved manufacturer completed with opposed blade volume dampers ,plenum box with acoustical internal insulation fixed to ductwork as detailed in drawings including all integrals and fixtures as specified.
| Item Code | Description | Item Remarks | Unit of Measurement | Quantity/Base Price | Unit Price/Discount % | Total | Unit Price/Discount % | Total | Unit Price/Discount % | Total | Unit Price/Discount % | Total | Unit Price/Discount % | Total | Unit Price/Discount % | Total | Unit Price/Discount % | Total
3.29.11 | 3.10.05 | (*) Supply Diffuser, 600x600 mm |  | nr | 24 | 0 | 0 | 180 | 4320 | 180 | 4320 | 130 | 3120 | 588 | 14112 | 464.62 | 11150.88 | 0 | 0
3.29.12 | 3.10.06 | (*) Return Diffuser, 600x600 mm |  | nr | 15 | 0 | 0 | 175 | 2625 | 175 | 2625 | 130 | 1950 | 529 | 7935 | 284.96 | 4274.4 | 0 | 0
3.29.13 | 3.10.07 | (*) Supply Grill, 600x150 mm |  | nr | 6 | 0 | 0 | 95 | 570 | 95 | 570 | 210 | 1260 | 588 | 3528 | 227.15 | 1362.9 | 0 | 0
3.29.14 | 3.10.08 | (*) Return Grill, 600x150 mm |  | nr | 6 | 0 | 0 | 90 | 540 | 90 | 540 | 210 | 1260 | 471 | 2826 | 185.85 | 1115.1 | 0 | 0
3.29.15 | 3.10.09 | (*) Exhaust Register, 150x150 mm |  | nr | 21 | 0 | 0 | 80 | 1680 | 80 | 1680 | 130 | 2730 | 353 | 7413 | 139.38 | 2926.98 | 0 | 0
| Note | Note Details
3.29.16 | - | Air Duct Accessories
| Item Code | Description | Item Remarks | Unit of Measurement | Quantity/Base Price | Unit Price/Discount % | Total | Unit Price/Discount % | Total | Unit Price/Discount % | Total | Unit Price/Discount % | Total | Unit Price/Discount % | Total | Unit Price/Discount % | Total | Unit Price/Discount % | Total
3.29.17 | 3.10.10 | (*) Manual Volume Dampers |  | Item | 1 | 0 | 0 | 15000 | 15000 | 15000 | 15000 | 15000 | 15000 | 0 | 0 | 7743.61 | 7743.61 | 0 | 0
3.29.18 | 3.10.11 | (*) Fire Dampers |  | Item | 1 | 0 | 0 | 30000 | 30000 | 30000 | 30000 | 15000 | 15000 | 0 | 0 | 12389.77 | 12389.77 | 0 | 0
| Note | Note Details
3.29.19 | - | Split Air Conditioning Units
3.29.20 | - | Split room air conditioning units complete with all integral accessories, capacity to be achieved at medium speed, fixed to the soffit with anchor bolts, brackets, hanging drop rods, or other fixing method, and anti vibration mountings as per detail drawing, connected with condensing unit system including copper pipe, fittings such as flexible connections, unions, test plugs, thermometers, thermostat, all type of valves etc.,control system with control panel and final power supply connection as specified
3.29.21 | - | Split Direct Expansion Ducted Concealed Units
| Item Code | Description | Item Remarks | Unit of Measurement | Quantity/Base Price | Unit Price/Discount % | Total | Unit Price/Discount % | Total | Unit Price/Discount % | Total | Unit Price/Discount % | Total | Unit Price/Discount % | Total | Unit Price/Discount % | Total | Unit Price/Discount % | Total
3.29.22 | 3.10.12 | (*) FCU-1 / CU-1 |  | nr | 3 | 0 | 0 | 5000 | 15000 | 5000 | 15000 | 25716.67 | 77150.01 | 4706 | 14118 | 18259.43 | 54778.29 | 0 | 0
3.29.23 | 3.10.13 | (*) FCU-2 / CU-2 |  | nr | 3 | 0 | 0 | 6000 | 18000 | 6000 | 18000 | 25716.67 | 77150.01 | 4706 | 14118 | 18259.43 | 54778.29 | 0 | 0
3.29.24 | 3.10.14 | (*) FCU-3 / CU-3 |  | nr | 9 | 0 | 0 | 10000 | 90000 | 10000 | 90000 | 25716.67 | 231450.03 | 7059 | 63531 | 18259.43 | 164334.87 | 0 | 0
| Note | Note Details
3.29.25 | - | Decorative-Split air conditioning unit high wall type consisting of indoor (fan coil ) &outdoor (condensing unit), and use refrigerant 410 A at maximum EER as per estidama requirement (the fins to be coated by anti corrosion material) complete with cooling coil, air filter, fans, electrical motor, room thermostat (wireless type), with all required accessories according to drawings and specification (cooling only).
| Item Code | Description | Item Remarks | Unit of Measurement | Quantity/Base Price | Unit Price/Discount % | Total | Unit Price/Discount % | Total | Unit Price/Discount % | Total | Unit Price/Discount % | Total | Unit Price/Discount % | Total | Unit Price/Discount % | Total | Unit Price/Discount % | Total
3.29.26 | 3.10.15 | (*) AC-1 / CU-1 |  | nr | 3 | 0 | 0 | 3500 | 10500 | 3500 | 10500 | 31416.67 | 94250.01 | 3529 | 10587 | 1147.34 | 3442.02 | 0 | 0
3.29.27 | 3.10.16 | (*) AC-2 / CU-2 |  | nr | 3 | 0 | 0 | 5000 | 15000 | 5000 | 15000 | 31416.67 | 94250.01 | 3529 | 10587 | 1147.34 | 3442.02 | 0 | 0
3.29.28 | 3.10.17 | (*) AC-3 / CU-3 |  | nr | 3 | 0 | 0 | 3500 | 10500 | 3500 | 10500 | 31416.67 | 94250.01 | 3529 | 10587 | 1147.34 | 3442.02 | 0 | 0
3.29.29 | 3.10.18 | (*) Supply and installation of insulated PVC drain pipes |  | Item | 1 | 0 | 0 | 4000 | 4000 | 4000 | 4000 | 25000 | 25000 | 4329 | 4329 | 0 | 0 | 0 | 0
3.29.30 | 3.10.19 | (*) Supply and installation of Thermostat |  | Item | 1 | 613251 | 613251 | 15000 | 15000 | 15000 | 15000 | 12500 | 12500 | 0 | 0 | 0 | 0 | 0 | 0
| Note | Note Details
3.29.31 | - | In-Line Centrifugal Fans
3.29.32 | - | In-line, belt-driven centrifugal fans consisting of housing, wheel, outlet guide vanes, fan shaft, bearings, drive assembly, motor and disconnect switch, mounting brackets, and accessories
| Item Code | Description | Item Remarks | Unit of Measurement | Quantity/Base Price | Unit Price/Discount % | Total | Unit Price/Discount % | Total | Unit Price/Discount % | Total | Unit Price/Discount % | Total | Unit Price/Discount % | Total | Unit Price/Discount % | Total | Unit Price/Discount % | Total
3.29.33 | 3.10.20 | (*) SF/RT/07 360 l/s |  | nr | 3 | 0 | 0 | 2500 | 7500 | 2500 | 7500 | 3400 | 10200 | 1294 | 3882 | 1314.35 | 3943.05 | 0 | 0
3.29.34 | 3.10.21 | (*) EF/RT/01 200 l/s |  | nr | 3 | 0 | 0 | 2000 | 6000 | 2000 | 6000 | 2400 | 7200 | 882 | 2646 | 516.24 | 1548.72 | 0 | 0
3.29.35 | 3.10.22 | (*) EF/RT/02 40 l/s |  | nr | 3 | 0 | 0 | 1500 | 4500 | 1500 | 4500 | 400 | 1200 | 294 | 882 | 206.5 | 619.5 | 0 | 0
| Note | Note Details
3.29.36 | - | Ecology Units
3.29.37 | - | Sundries
| Item Code | Description | Item Remarks | Unit of Measurement | Quantity/Base Price | Unit Price/Discount % | Total | Unit Price/Discount % | Total | Unit Price/Discount % | Total | Unit Price/Discount % | Total | Unit Price/Discount % | Total | Unit Price/Discount % | Total | Unit Price/Discount % | Total
3.29.38 | 3.10.26 | (*) Allow for testing and commissioning all the foregoing installation to the complete satisfaction of the Engineer |  | Item | 1 | 0 | 0 | 50000 | 50000 | 50000 | 50000 | 25000 | 25000 | 3529 | 3529 | 0 | 0 | 0 | 0
3.29.39 | 3.10.27 | (*) Allow for testing, adjusting and air balancing by certified third party. |  | Item | 1 | 0 | 0 | 15000 | 15000 | 15000 | 15000 | 25000 | 25000 | 8235 | 8235 | 0 | 0 | 0 | 0
3.29.40 | 3.10.28 | (*) Allow for providing all loose items and spare parts in accordance with the specification |  | Item | 1 | 0 | 0 | 3000 | 3000 | 3000 | 3000 | 15000 | 15000 | 0 | 0 | 0 | 0 | 0 | 0
3.29.41 | 3.10.29 | (*) Allow for providing all painting and plates, discs, labels etc. for identification of plants equipment, appliances, pipes, valves and the like in accordance with the specification |  | Item | 1 | 0 | 0 | 147790 | 147790 | 147790 | 147790 | 12500 | 12500 | 3529 | 3529 | 0 | 0 | 0 | 0
| Note | Note Details
3.29.42 | - | Contractor's Adjustment
| Item Code | Description | Item Remarks | Unit of Measurement | Quantity/Base Price | Unit Price/Discount % | Total | Unit Price/Discount % | Total | Unit Price/Discount % | Total | Unit Price/Discount % | Total | Unit Price/Discount % | Total | Unit Price/Discount % | Total | Unit Price/Discount % | Total
3.29.43 | 3.10.30 | (*) The Contractor may price here any new items or additional quantity for an existing BOQ item, which are shown in the Drawings or any other Tender/Contract Documents but overlooked or not specifically mentioned herein and is necessary for the satisfactory completion of the Works/this section. Should the Contractor fail to insert any item here, it will be deemed that his lump sum Tender Price includes all such items and no claims for additional items will be entertained. |  | Sum | 1 | 0 | 0 | 0 | 0 | 0 | 0 | 0 | 0 | 0 | 0 | 46252.48 | 46252.48 | 0 | 0
| Note | Note Details
3.29.44 | - | Please attach one PDF file to be named "Additional Items for (insert bill no/name & Section No/name)" for the details of these additional items in the additional attachment area in the Commercial Envelope.
3.30 BILL NO. 3.11 – EXTERNAL WORKS | [5 empty] | 4 (out of 4) | 89982 | 4 (out of 4) | 147366 | 4 (out of 4) | 147366 | 4 (out of 4) | 121752 | 4 (out of 4) | 100413 | 4 (out of 4) | 93613.38 | 4 (out of 4) | 129440.4
| Note | Note Details
3.30.1 | - | EXTERNAL WORK
3.30.2 | - | PAVEMENT AND CURB
3.30.3 | - | Exterior paving
3.30.4 | - | Precast inter locking tiles of approved colour and patterns laid as per manufacturer’s Specification. Standard uniblock with standard pattern over 50mm black sand distributed as shown in the drawings.
3.30.5 | - | Characteristic strength of paving blocks not be less than 49N/mm2 and coloured throughout.
| Item Code | Description | Item Remarks | Unit of Measurement | Quantity/Base Price | Unit Price/Discount % | Total | Unit Price/Discount % | Total | Unit Price/Discount % | Total | Unit Price/Discount % | Total | Unit Price/Discount % | Total | Unit Price/Discount % | Total | Unit Price/Discount % | Total
3.30.6 | 3.11.01 | (*) 60mm thick for walkway. |  | m2 | 999 | 54 | 53946 | 124 | 123876 | 124 | 123876 | 72 | 71928 | 65 | 64935 | 59.15 | 59090.85 | 78.94 | 78861.06
3.30.7 | 3.11.02 | (*) Precast concrete curb of approved colour and pattern laid as per manufacturers recommendation as shown in the drawings and colour painting to the approval of the Engineer. |  | m | 408 | 87 | 35496 | 55 | 22440 | 55 | 22440 | 78 | 31824 | 68 | 27744 | 80.66 | 32909.28 | 82.75 | 33762
| Note | Note Details
3.30.8 | - | Signage for Retail Shops
| Item Code | Description | Item Remarks | Unit of Measurement | Quantity/Base Price | Unit Price/Discount % | Total | Unit Price/Discount % | Total | Unit Price/Discount % | Total | Unit Price/Discount % | Total | Unit Price/Discount % | Total | Unit Price/Discount % | Total | Unit Price/Discount % | Total
3.30.9 | 3.11.03 | (*) Address numbering signs for retail shops to comply with the authority requirements, specification and drawings |  | nr | 3 | 180 | 540 | 350 | 1050 | 350 | 1050 | 6000 | 18000 | 2578 | 7734 | 537.75 | 1613.25 | 210.12 | 630.36
| Note | Note Details
3.30.10 | - | Contractor's Adjustment
| Item Code | Description | Item Remarks | Unit of Measurement | Quantity/Base Price | Unit Price/Discount % | Total | Unit Price/Discount % | Total | Unit Price/Discount % | Total | Unit Price/Discount % | Total | Unit Price/Discount % | Total | Unit Price/Discount % | Total | Unit Price/Discount % | Total
3.30.11 | 3.11.04 | (*) The Contractor may price here any new items or additional quantity for an existing BOQ item, which are shown in the Drawings or any other Tender/Contract Documents but overlooked or not specifically mentioned herein and is necessary for the satisfactory completion of the Works/this section. Should the Contractor fail to insert any item here, it will be deemed that his lump sum Tender Price includes all such items and no claims for additional items will be entertained. |  | Sum | 1 | 0 | 0 | 0 | 0 | 0 | 0 | 0 | 0 | 0 | 0 | 0 | 0 | 16186.98 | 16186.98
| Note | Note Details
3.30.12 | - | Please attach one PDF file to be named "Additional Items for (insert bill no/name & Section No/name)" for the details of these additional items in the additional attachment area in the Commercial Envelope.
3.31 BILL NO. 4 - COMMUNITY CENTRE | [5 empty] | 0 (out of 0) | 0 | 0 (out of 0) | 0 | 0 (out of 0) | 0 | 0 (out of 0) | 0 | 0 (out of 0) | 0 | 0 (out of 0) | 0 | 0 (out of 0) | 0
3.32 BILL No. 4.01 – EARTH WORKS & EXCAVATION | [5 empty] | 7 (out of 7) | 51051 | 7 (out of 7) | 53395 | 7 (out of 7) | 53395 | 7 (out of 7) | 45610 | 7 (out of 7) | 35736 | 7 (out of 7) | 41528.46 | 7 (out of 7) | 153375.03
| Note | Note Details
3.32.1 | - | SOIL INVESTIGATION
| Item Code | Description | Item Remarks | Unit of Measurement | Quantity/Base Price | Unit Price/Discount % | Total | Unit Price/Discount % | Total | Unit Price/Discount % | Total | Unit Price/Discount % | Total | Unit Price/Discount % | Total | Unit Price/Discount % | Total | Unit Price/Discount % | Total
3.32.2 | 4.01.01 | (*) Borehole, minimum 30 meters deep each including necessary site and laboratory test, Soil Investigation Report. |  | nr | 1 | 111 | 111 | 2700 | 2700 | 2700 | 2700 | 4550 | 4550 | 6961 | 6961 | 6453.01 | 6453.01 | 4398.75 | 4398.75
| Note | Note Details
3.32.3 | - | EARTH WORKS & EXCAVATION
| Item Code | Description | Item Remarks | Unit of Measurement | Quantity/Base Price | Unit Price/Discount % | Total | Unit Price/Discount % | Total | Unit Price/Discount % | Total | Unit Price/Discount % | Total | Unit Price/Discount % | Total | Unit Price/Discount % | Total | Unit Price/Discount % | Total
3.32.4 | 4.01.02 | (*) General site clearance, levelling and preparation over the total area of the Plot |  | m2 | 965 | 4 | 3860 | 3 | 2895 | 3 | 2895 | 4 | 3860 | 3 | 2895 | 1.81 | 1746.65 | 3.41 | 3290.65
3.32.5 | 4.01.03 | (*) Excavation up to a depth of 210cm from the existing ground to remove the loose top soil |  | m3 | 760 | 8 | 6080 | 15 | 11400 | 15 | 11400 | 9 | 6840 | 6 | 4560 | 8.6 | 6536 | 15.15 | 11514
3.32.6 | 4.01.04 | (*) Backfilling & compaction with imported material up to the bottom of the foundation and up to bottom of the ground slab as per the drawings |  | m3 | 480 | 52 | 24960 | 40 | 19200 | 40 | 19200 | 26 | 12480 | 19 | 9120 | 28.39 | 13627.2 | 0 | 0
3.32.7 | 4.01.05 | (*) Disposal of excavated material to approved location |  | m3 | 760 | 15 | 11400 | 15 | 11400 | 15 | 11400 | 22 | 16720 | 13 | 9880 | 10.76 | 8177.6 | 17.09 | 12988.4
3.32.8 | 4.01.06 | (*) Applying Chemical Anti-Termite material under building foundations, beams, ground slabs on grid and external perimeter of the building as specified, Allow for materials, labours, tools etc all as approved by the Engineer. |  | m2 | 1160 | 4 | 4640 | 5 | 5800 | 5 | 5800 | 1 | 1160 | 2 | 2320 | 4.3 | 4988 | 2.93 | 3398.8
| Note | Note Details
3.32.9 | - | Contractor's Adjustment
| Item Code | Description | Item Remarks | Unit of Measurement | Quantity/Base Price | Unit Price/Discount % | Total | Unit Price/Discount % | Total | Unit Price/Discount % | Total | Unit Price/Discount % | Total | Unit Price/Discount % | Total | Unit Price/Discount % | Total | Unit Price/Discount % | Total
3.32.10 | 4.01.07 | (*) The Contractor may price here any new items or additional quantity for an existing BOQ item, which are shown in the Drawings or any other Tender/Contract Documents but overlooked or not specifically mentioned herein and is necessary for the satisfactory completion of the Works/this section. Should the Contractor fail to insert any item here, it will be deemed that his lump sum Tender Price includes all such items and no claims for additional items will be entertained. |  | Sum | 1 | 0 | 0 | 0 | 0 | 0 | 0 | 0 | 0 | 0 | 0 | 0 | 0 | 117784.43 | 117784.43
| Note | Note Details
3.32.11 | - | Please attach one PDF file to be named "Additional Items for (insert bill no/name & Section No/name)" for the details of these additional items in the additional attachment area in the Commercial Envelope.
3.33 BILL NO. 4.02 – CONCRETE WORKS | [5 empty] | 18 (out of 18) | 616275 | 18 (out of 18) | 615225 | 18 (out of 18) | 615225 | 18 (out of 18) | 647515 | 18 (out of 18) | 700060 | 18 (out of 18) | 619144.81 | 18 (out of 18) | 798758.03
| Note | Note Details
3.33.1 | - | SUB-STRUCTURE
3.33.2 | - | Plain in situ cement concrete in SRC as blinding layer including form work with compressive strength 20 N/mm2,in accordance with drawings Specification
| Item Code | Description | Item Remarks | Unit of Measurement | Quantity/Base Price | Unit Price/Discount % | Total | Unit Price/Discount % | Total | Unit Price/Discount % | Total | Unit Price/Discount % | Total | Unit Price/Discount % | Total | Unit Price/Discount % | Total | Unit Price/Discount % | Total
3.33.3 | 4.02.01 | (*) 100mm thick blinding under foundations as shown in drawings. |  | m3 | 25 | 270 | 6750 | 31 | 775 | 31 | 775 | 455 | 11375 | 475 | 11875 | 440.96 | 11024 | 343.61 | 8590.25
3.33.4 | 4.02.02 | (*) 50mm thick blinding under tie beams as shown in drawings. |  | m3 | 8 | 280 | 2240 | 23 | 184 | 23 | 184 | 455 | 3640 | 414 | 3312 | 440.96 | 3527.68 | 343.61 | 2748.88
3.33.5 | 4.02.03 | (*) 100mm thick blinding under slab on grade as shown in drawings. |  | m3 | 76 | 270 | 20520 | 31 | 2356 | 31 | 2356 | 392 | 29792 | 344 | 26144 | 440.96 | 33512.96 | 343.61 | 26114.36
| Note | Note Details
3.33.6 | - | Reinforced in situ cement concrete in MSRC including form work and reinforcement as detailed in drawing with compressive strength 40N/mm2 as specified.
| Item Code | Description | Item Remarks | Unit of Measurement | Quantity/Base Price | Unit Price/Discount % | Total | Unit Price/Discount % | Total | Unit Price/Discount % | Total | Unit Price/Discount % | Total | Unit Price/Discount % | Total | Unit Price/Discount % | Total | Unit Price/Discount % | Total
3.33.7 | 4.02.04 | (*) Footings |  | m3 | 81 | 536 | 43416 | 850 | 68850 | 850 | 68850 | 882 | 71442 | 1000 | 81000 | 914.18 | 74048.58 | 770.14 | 62381.34
3.33.8 | 4.02.05 | (*) Ground Beams |  | m3 | 25 | 1335 | 33375 | 1740 | 43500 | 1740 | 43500 | 1092 | 27300 | 1483 | 37075 | 914.18 | 22854.5 | 1520.77 | 38019.25
3.33.9 | 4.02.06 | (*) Tie beams |  | m3 | 68 | 1335 | 90780 | 1180 | 80240 | 1180 | 80240 | 1148 | 78064 | 1363 | 92684 | 914.18 | 62164.24 | 1113.99 | 75751.32
3.33.10 | 4.02.07 | (*) Columns neck under the ground level |  | m3 | 15 | 1503 | 22545 | 2050 | 30750 | 2050 | 30750 | 1442 | 21630 | 1631 | 24465 | 967.95 | 14519.25 | 2428.33 | 36424.95
3.33.11 | 4.02.08 | (*) External stairs and ramps including landings and foundations. |  | m3 | 10 | 948 | 9480 | 1000 | 10000 | 1000 | 10000 | 994 | 9940 | 847 | 8470 | 967.95 | 9679.5 | 775.34 | 7753.4
3.33.12 | 4.02.09 | (*) Slab on grade placed on the existing ground level after removing the loose top soil and compacting with imported material. |  | m3 | 115 | 443 | 50945 | 620 | 71300 | 620 | 71300 | 728 | 83720 | 756 | 86940 | 623.79 | 71735.85 | 621.39 | 71459.85
| Note | Note Details
3.33.13 | - | SUNDRIES
| Item Code | Description | Item Remarks | Unit of Measurement | Quantity/Base Price | Unit Price/Discount % | Total | Unit Price/Discount % | Total | Unit Price/Discount % | Total | Unit Price/Discount % | Total | Unit Price/Discount % | Total | Unit Price/Discount % | Total | Unit Price/Discount % | Total
3.33.14 | 4.02.10 | (*) 1 layers of 1000 gauge sheet laid under foundation, ground beam etc as shown in drawings |  | m2 | 1160 | 5 | 5800 | 5 | 5800 | 5 | 5800 | 1 | 1160 | 3 | 3480 | 3.23 | 3746.8 | 4.96 | 5753.6
3.33.15 | 4.02.11 | (*) Prepare surface & apply 2 coats of Fluid applied rubberized asphalt |  | m2 | 2500 | 22 | 55000 | 7 | 17500 | 7 | 17500 | 10 | 25000 | 15 | 37500 | 26.89 | 67225 | 15.16 | 37900
| Note | Note Details
3.33.16 | - | SUPER-STRUCTURE
3.33.17 | - | Reinforced in situ cement concrete in OPC including form work and reinforcement as detailed in drawing with compressive strength 40N/mm2 as specified.
| Item Code | Description | Item Remarks | Unit of Measurement | Quantity/Base Price | Unit Price/Discount % | Total | Unit Price/Discount % | Total | Unit Price/Discount % | Total | Unit Price/Discount % | Total | Unit Price/Discount % | Total | Unit Price/Discount % | Total | Unit Price/Discount % | Total
3.33.18 | 4.02.12 | (*) Reinforced Concrete Columns |  | m3 | 41 | 1902 | 77982 | 1790 | 73390 | 1790 | 73390 | 1176 | 48216 | 1492 | 61172 | 967.95 | 39685.95 | 2013.49 | 82553.09
3.33.19 | 4.02.13 | (*) Reinforced Concrete Beams |  | m3 | 26 | 1426 | 37076 | 1435 | 37310 | 1435 | 37310 | 1148 | 29848 | 1145 | 29770 | 967.95 | 25166.7 | 1281.16 | 33310.16
| Note | Note Details
3.33.20 | - | Reinforcement Slabs
| Item Code | Description | Item Remarks | Unit of Measurement | Quantity/Base Price | Unit Price/Discount % | Total | Unit Price/Discount % | Total | Unit Price/Discount % | Total | Unit Price/Discount % | Total | Unit Price/Discount % | Total | Unit Price/Discount % | Total | Unit Price/Discount % | Total
3.33.21 | 4.02.14 | (*) Solid Slab with 200mm thick |  | m3 | 51 | 918 | 46818 | 1000 | 51000 | 1000 | 51000 | 1106 | 56406 | 1065 | 54315 | 967.95 | 49365.45 | 1129.29 | 57593.79
3.33.22 | 4.02.15 | (*) Solid Slab with 280mm thick |  | m3 | 121 | 808 | 97768 | 870 | 105270 | 870 | 105270 | 1106 | 133826 | 1052 | 127292 | 967.95 | 117121.95 | 944.71 | 114309.91
3.33.23 | 4.02.16 | (*) MEP Pads |  | m3 | 12 | 1292 | 15504 | 1000 | 12000 | 1000 | 12000 | 938 | 11256 | 952 | 11424 | 967.95 | 11615.4 | 1007.66 | 12091.92
3.33.24 | 4.02.17 | (*) Shaft covers including necessary frames, fixing accessories, etc. and complete as per drawings |  | Item | 1 | 276 | 276 | 5000 | 5000 | 5000 | 5000 | 4900 | 4900 | 3142 | 3142 | 2151 | 2151 | 3902.43 | 3902.43
| Note | Note Details
3.33.25 | - | Contractor's Adjustment
| Item Code | Description | Item Remarks | Unit of Measurement | Quantity/Base Price | Unit Price/Discount % | Total | Unit Price/Discount % | Total | Unit Price/Discount % | Total | Unit Price/Discount % | Total | Unit Price/Discount % | Total | Unit Price/Discount % | Total | Unit Price/Discount % | Total
3.33.26 | 4.02.18 | (*) The Contractor may price here any new items or additional quantity for an existing BOQ item, which are shown in the Drawings or any other Tender/Contract Documents but overlooked or not specifically mentioned herein and is necessary for the satisfactory completion of the Works/this section. Should the Contractor fail to insert any item here, it will be deemed that his lump sum Tender Price includes all such items and no claims for additional items will be entertained. |  | Sum | 1 | 0 | 0 | 0 | 0 | 0 | 0 | 0 | 0 | 0 | 0 | 0 | 0 | 122099.53 | 122099.53
| Note | Note Details
3.33.27 | - | Please attach one PDF file to be named "Additional Items for (insert bill no/name & Section No/name)" for the details of these additional items in the additional attachment area in the Commercial Envelope.
3.34 BILL NO. 4.03 – BLOCK WORKS | [5 empty] | 16 (out of 16) | 103170 | 16 (out of 16) | 138175 | 16 (out of 16) | 138175 | 16 (out of 16) | 135595 | 16 (out of 16) | 129954 | 16 (out of 16) | 156340.61 | 16 (out of 16) | 162523.12
| Note | Note Details
3.34.1 | - | CONCRETE MASONRY UNITS
3.34.2 | - | Hollow / Solid concrete masonry units bedded in mortar including reinforcement and anchoring where necessary as per drawings and Specification.
| Item Code | Description | Item Remarks | Unit of Measurement | Quantity/Base Price | Unit Price/Discount % | Total | Unit Price/Discount % | Total | Unit Price/Discount % | Total | Unit Price/Discount % | Total | Unit Price/Discount % | Total | Unit Price/Discount % | Total | Unit Price/Discount % | Total
3.34.3 | 4.03.01 | (*) Type W1 |  | m2 | 10 | 129 | 1290 | 108 | 1080 | 108 | 1080 | 168 | 1680 | 175 | 1750 | 182.84 | 1828.4 | 155.83 | 1558.3
3.34.4 | 4.03.02 | (*) Type W2 |  | m2 | 10 | 108 | 1080 | 135 | 1350 | 135 | 1350 | 139 | 1390 | 142 | 1420 | 136.59 | 1365.9 | 129.64 | 1296.4
3.34.5 | 4.03.03 | (*) Type W3 |  | m2 | 80 | 96 | 7680 | 108 | 8640 | 108 | 8640 | 113 | 9040 | 116 | 9280 | 126.91 | 10152.8 | 109.9 | 8792
3.34.6 | 4.03.04 | (*) Type W4 |  | m2 | 240 | 92 | 22080 | 108 | 25920 | 108 | 25920 | 113 | 27120 | 116 | 27840 | 126.91 | 30458.4 | 109.9 | 26376
3.34.7 | 4.03.05 | (*) Type W5 |  | m2 | 40 | 129 | 5160 | 135 | 5400 | 135 | 5400 | 168 | 6720 | 175 | 7000 | 182.84 | 7313.6 | 129.64 | 5185.6
3.34.8 | 4.03.06 | (*) Type W7 |  | m2 | 15 | 96 | 1440 | 108 | 1620 | 108 | 1620 | 113 | 1695 | 116 | 1740 | 126.91 | 1903.65 | 109.9 | 1648.5
3.34.9 | 4.03.07 | (*) Type W8 |  | m2 | 330 | 53 | 17490 | 77 | 25410 | 77 | 25410 | 60 | 19800 | 66 | 21780 | 77.44 | 25555.2 | 69.04 | 22783.2
3.34.10 | 4.03.08 | (*) Type W9 |  | m2 | 400 | 49 | 19600 | 77 | 30800 | 77 | 30800 | 60 | 24000 | 66 | 26400 | 77.44 | 30976 | 69.04 | 27616
3.34.11 | 4.03.09 | (*) Type W10 |  | m2 | 140 | 49 | 6860 | 77 | 10780 | 77 | 10780 | 60 | 8400 | 66 | 9240 | 77.44 | 10841.6 | 69.04 | 9665.6
3.34.12 | 4.03.10 | (*) Type W11 |  | m2 | 75 | 49 | 3675 | 77 | 5775 | 77 | 5775 | 60 | 4500 | 66 | 4950 | 77.44 | 5808 | 69.04 | 5178
3.34.13 | 4.03.11 | (*) Type W13 |  | m2 | 205 | 63 | 12915 | 80 | 16400 | 80 | 16400 | 71 | 14555 | 76 | 15580 | 86.04 | 17638.2 | 84.15 | 17250.75
| Note | Note Details
3.34.14 | - | DAMP PROOF COURSE
| Item Code | Description | Item Remarks | Unit of Measurement | Quantity/Base Price | Unit Price/Discount % | Total | Unit Price/Discount % | Total | Unit Price/Discount % | Total | Unit Price/Discount % | Total | Unit Price/Discount % | Total | Unit Price/Discount % | Total | Unit Price/Discount % | Total
3.34.15 | 4.03.12 | (*) Damp proof course for all type of walls |  | Item | 1 | 3900 | 3900 | 5000 | 5000 | 5000 | 5000 | 1680 | 1680 | 1315 | 1315 | 7121.35 | 7121.35 | 0 | 0
| Note | Note Details
3.34.16 | - | SUNDRIES
| Item Code | Description | Item Remarks | Unit of Measurement | Quantity/Base Price | Unit Price/Discount % | Total | Unit Price/Discount % | Total | Unit Price/Discount % | Total | Unit Price/Discount % | Total | Unit Price/Discount % | Total | Unit Price/Discount % | Total | Unit Price/Discount % | Total
3.34.17 | 4.03.13 | (*) Allow for horizontal reinforcing galvanized steel mesh. |  | Item | 1 | 0 | 0 | 0 | 0 | 0 | 0 | 6489 | 6489 | 0 | 0 | 0 | 0 | 0 | 0
3.34.18 | 4.03.14 | (*) Allow for galvanized ties between block partitions and concrete columns. |  | Item | 1 | 0 | 0 | 0 | 0 | 0 | 0 | 4326 | 4326 | 0 | 0 | 0 | 0 | 0 | 0
3.34.19 | 4.03.15 | (*) Allow for insulation between tops of concrete block partitions and underside of structure. |  | Item | 1 | 0 | 0 | 0 | 0 | 0 | 0 | 4200 | 4200 | 1659 | 1659 | 5377.51 | 5377.51 | 22892.86 | 22892.86
| Note | Note Details
3.34.20 | - | Contractor's Adjustment
| Item Code | Description | Item Remarks | Unit of Measurement | Quantity/Base Price | Unit Price/Discount % | Total | Unit Price/Discount % | Total | Unit Price/Discount % | Total | Unit Price/Discount % | Total | Unit Price/Discount % | Total | Unit Price/Discount % | Total | Unit Price/Discount % | Total
3.34.21 | 4.03.16 | (*) The Contractor may price here any new items or additional quantity for an existing BOQ item, which are shown in the Drawings or any other Tender/Contract Documents but overlooked or not specifically mentioned herein and is necessary for the satisfactory completion of the Works/this section. Should the Contractor fail to insert any item here, it will be deemed that his lump sum Tender Price includes all such items and no claims for additional items will be entertained. |  | Sum | 1 | 0 | 0 | 0 | 0 | 0 | 0 | 0 | 0 | 0 | 0 | 0 | 0 | 12279.91 | 12279.91
| Note | Note Details
3.34.22 | - | Please attach one PDF file to be named "Additional Items for (insert bill no/name & Section No/name)" for the details of these additional items in the additional attachment area in the Commercial Envelope.
3.35 BILL NO. 4.04 – WATERPROOFING AND ROOFING | [5 empty] | 9 (out of 9) | 117839 | 9 (out of 9) | 93027 | 9 (out of 9) | 93027 | 9 (out of 9) | 76577 | 9 (out of 9) | 126833 | 9 (out of 9) | 128905.65 | 9 (out of 9) | 112471.58
| Note | Note Details
3.35.1 | - | WATERPROOFING AND ROOFING
| Item Code | Description | Item Remarks | Unit of Measurement | Quantity/Base Price | Unit Price/Discount % | Total | Unit Price/Discount % | Total | Unit Price/Discount % | Total | Unit Price/Discount % | Total | Unit Price/Discount % | Total | Unit Price/Discount % | Total | Unit Price/Discount % | Total
3.35.2 | 4.04.01 | (*) concrete Screed to slope |  | m2 | 635 | 30 | 19050 | 24 | 15240 | 24 | 15240 | 18 | 11430 | 40 | 25400 | 26.89 | 17075.15 | 23.2 | 14732
3.35.3 | 4.04.02 | (*) Liquid Elastomeric |  | m2 | 635 | 44 | 27940 | 8 | 5080 | 8 | 5080 | 12 | 7620 | 26 | 16510 | 21.51 | 13658.85 | 0 | 0
3.35.4 | 4.04.03 | (*) Polyurethane foam of thickness 35mm with density 45-50 kg/m3 |  | m2 | 635 | 54 | 34290 | 36 | 22860 | 36 | 22860 | 36 | 22860 | 45 | 28575 | 31.19 | 19805.65 | 90.02 | 57162.7
3.35.5 | 4.04.04 | (*) Filter membrane |  | m2 | 635 | 15 | 9525 | 5 | 3175 | 5 | 3175 | 3 | 1905 | 5 | 3175 | 25.81 | 16389.35 | 0 | 0
3.35.6 | 4.04.05 | (*) Concrete Pavings as per drawings |  | m2 | 635 | 36 | 22860 | 67 | 42545 | 67 | 42545 | 42 | 26670 | 70 | 44450 | 80.66 | 51219.1 | 52.12 | 33096.2
| Note | Note Details
3.35.7 | - | FLASHINGS
| Item Code | Description | Item Remarks | Unit of Measurement | Quantity/Base Price | Unit Price/Discount % | Total | Unit Price/Discount % | Total | Unit Price/Discount % | Total | Unit Price/Discount % | Total | Unit Price/Discount % | Total | Unit Price/Discount % | Total | Unit Price/Discount % | Total
3.35.8 | 4.04.06 | (*) 100x100mm angle fillet / tile |  | m | 145 | 4 | 580 | 25 | 3625 | 25 | 3625 | 36 | 5220 | 27 | 3915 | 16.13 | 2338.85 | 4.36 | 632.2
| Note | Note Details
3.35.9 | - | KITCHEN, STORE BATHROOMS, WET AREAS & BALCONIES
| Item Code | Description | Item Remarks | Unit of Measurement | Quantity/Base Price | Unit Price/Discount % | Total | Unit Price/Discount % | Total | Unit Price/Discount % | Total | Unit Price/Discount % | Total | Unit Price/Discount % | Total | Unit Price/Discount % | Total | Unit Price/Discount % | Total
3.35.10 | 4.04.09 | (*) Prepare surface and apply 2 coats of rubberised bitumen emulsion for G.F Wet areas. |  | m2 | 66 | 31 | 2046 | 5 | 330 | 5 | 330 | 8 | 528 | 52 | 3432 | 78.51 | 5181.66 | 36.52 | 2410.32
3.35.11 | 4.04.10 | (*) Vertically, 300 mm high |  | m | 86 | 18 | 1548 | 2 | 172 | 2 | 172 | 4 | 344 | 16 | 1376 | 37.64 | 3237.04 | 14.21 | 1222.06
| Note | Note Details
3.35.12 | - | Contractor's Adjustment
| Item Code | Description | Item Remarks | Unit of Measurement | Quantity/Base Price | Unit Price/Discount % | Total | Unit Price/Discount % | Total | Unit Price/Discount % | Total | Unit Price/Discount % | Total | Unit Price/Discount % | Total | Unit Price/Discount % | Total | Unit Price/Discount % | Total
3.35.13 | 4.04.11 | (*) The Contractor may price here any new items or additional quantity for an existing BOQ item, which are shown in the Drawings or any other Tender/Contract Documents but overlooked or not specifically mentioned herein and is necessary for the satisfactory completion of the Works/this section. Should the Contractor fail to insert any item here, it will be deemed that his lump sum Tender Price includes all such items and no claims for additional items will be entertained. |  | Sum | 1 | 0 | 0 | 0 | 0 | 0 | 0 | 0 | 0 | 0 | 0 | 0 | 0 | 3216.1 | 3216.1
| Note | Note Details
3.35.14 | - | Please attach one PDF file to be named "Additional Items for (insert bill no/name & Section No/name)" for the details of these additional items in the additional attachment area in the Commercial Envelope.
3.36 BILL NO. 4.05 – ALUMINIUM AND METAL WORKS | [5 empty] | 15 (out of 15) | 193327 | 15 (out of 15) | 266240 | 15 (out of 15) | 266240 | 15 (out of 15) | 260144 | 15 (out of 15) | 279787 | 15 (out of 15) | 223606.94 | 15 (out of 15) | 231301.52
| Note | Note Details
3.36.1 | - | ALUMINUM, METAL & GLASS WORKS. ALL WORK IS TO BE READ IN CONJUNCTION WITH DRAWINGS AND SPECIFICATIONS
3.36.2 | - | ALUMINIUM DOORS AND WINDOWS
| Item Code | Description | Item Remarks | Unit of Measurement | Quantity/Base Price | Unit Price/Discount % | Total | Unit Price/Discount % | Total | Unit Price/Discount % | Total | Unit Price/Discount % | Total | Unit Price/Discount % | Total | Unit Price/Discount % | Total | Unit Price/Discount % | Total
3.36.3 | 4.05.01 | (*) Aluminium Window W001,1700x3520mm |  | nr | 16 | 3340 | 53440 | 5480 | 87680 | 5480 | 87680 | 5525 | 88400 | 5966 | 95456 | 3440.74 | 55051.84 | 4258.99 | 68143.84
3.36.4 | 4.05.02 | (*) Aluminium Window W002, 1400x1650mm |  | nr | 9 | 1289 | 11601 | 2360 | 21240 | 2360 | 21240 | 2361 | 21249 | 2303 | 20727 | 1750.38 | 15753.42 | 1644.1 | 14796.9
3.36.5 | 4.05.03 | (*) Aluminium Window W003,600x600mm |  | nr | 5 | 312 | 1560 | 360 | 1800 | 360 | 1800 | 551 | 2755 | 411 | 2055 | 344.16 | 1720.8 | 768.67 | 3843.35
3.36.6 | 4.05.04 | (*) Aluminium Window W004, 1700x2450mm |  | nr | 2 | 2325 | 4650 | 3940 | 7880 | 3940 | 7880 | 3747 | 7494 | 4153 | 8306 | 2740.59 | 5481.18 | 2964.36 | 5928.72
3.36.7 | 4.05.05 | (*) Aluminium Door SD10, 1000x2200mm |  | nr | 4 | 1426 | 5704 | 3285 | 13140 | 3285 | 13140 | 2290 | 9160 | 2581 | 10324 | 2610.56 | 10442.24 | 1622.46 | 6489.84
3.36.8 | 4.05.06 | (*) Aluminium Door SD11, 1400x2200mm |  | nr | 1 | 1996 | 1996 | 4500 | 4500 | 4500 | 4500 | 3380 | 3380 | 3613 | 3613 | 4000.86 | 4000.86 | 2271.44 | 2271.44
| Note | Note Details
3.36.9 | - | METAL DOORS
| Item Code | Description | Item Remarks | Unit of Measurement | Quantity/Base Price | Unit Price/Discount % | Total | Unit Price/Discount % | Total | Unit Price/Discount % | Total | Unit Price/Discount % | Total | Unit Price/Discount % | Total | Unit Price/Discount % | Total | Unit Price/Discount % | Total
3.36.10 | 4.05.07 | (*) Steel Door D07, 1000x2200mm |  | nr | 6 | 1210 | 7260 | 3000 | 18000 | 3000 | 18000 | 2500 | 15000 | 3403 | 20418 | 3075.93 | 18455.58 | 2093.78 | 12562.68
| Note | Note Details
3.36.11 | - | GLASS DOORS
| Item Code | Description | Item Remarks | Unit of Measurement | Quantity/Base Price | Unit Price/Discount % | Total | Unit Price/Discount % | Total | Unit Price/Discount % | Total | Unit Price/Discount % | Total | Unit Price/Discount % | Total | Unit Price/Discount % | Total | Unit Price/Discount % | Total
3.36.12 | 4.05.08 | (*) Glass Door MD03, 4650x2200mm |  | nr | 2 | 7366 | 14732 | 9900 | 19800 | 9900 | 19800 | 11078 | 22156 | 10206 | 20412 | 5486.19 | 10972.38 | 9135.49 | 18270.98
3.36.13 | 4.05.09 | (*) Glass Door MD04, 6300x2200mm |  | nr | 1 | 9980 | 9980 | 11700 | 11700 | 11700 | 11700 | 13550 | 13550 | 13842 | 13842 | 6796.47 | 6796.47 | 12377.12 | 12377.12
| Note | Note Details
3.36.14 | - | METAL WORKS
| Item Code | Description | Item Remarks | Unit of Measurement | Quantity/Base Price | Unit Price/Discount % | Total | Unit Price/Discount % | Total | Unit Price/Discount % | Total | Unit Price/Discount % | Total | Unit Price/Discount % | Total | Unit Price/Discount % | Total | Unit Price/Discount % | Total
3.36.15 | 4.05.10 | (*) Fabrication, painting and fixing of powder coated aluminium with height of 700 mm for Ramp |  | m | 27 | 468 | 12636 | 500 | 13500 | 500 | 13500 | 500 | 13500 | 587 | 15849 | 527 | 14229 | 682.89 | 18438.03
3.36.16 | 4.05.11 | (*) Fabrication, painting and fixing of powder coated aluminium handrail with height of 650 mm for window |  | m | 55 | 432 | 23760 | 900 | 49500 | 900 | 49500 | 500 | 27500 | 469 | 25795 | 527 | 28985 | 682.89 | 37558.95
3.36.17 | 4.05.12 | (*) Fabrication, painting and fixing of Cat Ladder |  | nr | 2 | 1620 | 3240 | 3000 | 6000 | 3000 | 6000 | 3500 | 7000 | 3867 | 7734 | 8501.84 | 17003.68 | 3053.04 | 6106.08
3.36.18 | 4.05.13 | (*) Fabrication & fixing of aluminium powder coated pergola with all support framework as per drawings and Specification. |  | nr | 1 | 3888 | 3888 | 8000 | 8000 | 8000 | 8000 | 4000 | 4000 | 5865 | 5865 | 6751.46 | 6751.46 | 3782.16 | 3782.16
3.36.19 | 4.05.14 | (*) Fabrication & fixing of fire rated fabric shade with all support framework as per drawings and Specification. |  | nr | 1 | 38880 | 38880 | 3500 | 3500 | 3500 | 3500 | 25000 | 25000 | 29391 | 29391 | 27963.03 | 27963.03 | 20731.43 | 20731.43
| Note | Note Details
3.36.20 | - | Contractor's Adjustment
| Item Code | Description | Item Remarks | Unit of Measurement | Quantity/Base Price | Unit Price/Discount % | Total | Unit Price/Discount % | Total | Unit Price/Discount % | Total | Unit Price/Discount % | Total | Unit Price/Discount % | Total | Unit Price/Discount % | Total | Unit Price/Discount % | Total
3.36.21 | 4.05.15 | (*) The Contractor may price here any new items or additional quantity for an existing BOQ item, which are shown in the Drawings or any other Tender/Contract Documents but overlooked or not specifically mentioned herein and is necessary for the satisfactory completion of the Works/this section. Should the Contractor fail to insert any item here, it will be deemed that his lump sum Tender Price includes all such items and no claims for additional items will be entertained. |  | Sum | 1 | 0 | 0 | 0 | 0 | 0 | 0 | 0 | 0 | 0 | 0 | 0 | 0 | 0 | 0
| Note | Note Details
3.36.22 | - | Please attach one PDF file to be named "Additional Items for (insert bill no/name & Section No/name)" for the details of these additional items in the additional attachment area in the Commercial Envelope.
3.37 BILL NO. 4.06 – WOODEN WORKS | [5 empty] | 9 (out of 9) | 30724 | 9 (out of 9) | 66795 | 9 (out of 9) | 66795 | 9 (out of 9) | 63010 | 9 (out of 9) | 61367 | 9 (out of 9) | 48651.58 | 9 (out of 9) | 42263.83
| Note | Note Details
3.37.1 | - | WOODEN WORKS
3.37.2 | - | Wooden joinery work is to be read in conjunction with the drawings and specification.
| Item Code | Description | Item Remarks | Unit of Measurement | Quantity/Base Price | Unit Price/Discount % | Total | Unit Price/Discount % | Total | Unit Price/Discount % | Total | Unit Price/Discount % | Total | Unit Price/Discount % | Total | Unit Price/Discount % | Total | Unit Price/Discount % | Total
3.37.3 | 4.06.01 | (*) Double swing Wooden Door-MD01,2000x2200mm |  | nr | 2 | 3548 | 7096 | 11940 | 23880 | 11940 | 23880 | 12209 | 24418 | 11019 | 22038 | 5502.96 | 11005.92 | 6556.5 | 13113
3.37.4 | 4.06.02 | (*) Double swing Wooden Door-MD01,2000x2200mm |  | nr | 1 | 3232 | 3232 | 8420 | 8420 | 8420 | 8420 | 4284 | 4284 | 11019 | 11019 | 4997.85 | 4997.85 | 6119.45 | 6119.45
3.37.5 | 4.06.03 | (*) Solid core flush Wooden Door-D05,1100x2200mm |  | nr | 1 | 1631 | 1631 | 3440 | 3440 | 3440 | 3440 | 4452 | 4452 | 2631 | 2631 | 2797.32 | 2797.32 | 1795.34 | 1795.34
3.37.6 | 4.06.04 | (*) Solid core flush Wooden Door-D06,1100x2200mm |  | nr | 2 | 1788 | 3576 | 3515 | 7030 | 3515 | 7030 | 3180 | 6360 | 2567 | 5134 | 3017.37 | 6034.74 | 1917.95 | 3835.9
3.37.7 | 4.06.05 | (*) Solid Panelled Wooden Door-D08,900x2200mm |  | nr | 3 | 1538 | 4614 | 1840 | 5520 | 1840 | 5520 | 2880 | 8640 | 2567 | 7701 | 2677.3 | 8031.9 | 1841.22 | 5523.66
3.37.8 | 4.06.06 | (*) Solid Panelled Wooden Door-D09,900x2200mm (1 Hr Fire Rated) |  | nr | 3 | 2578 | 7734 | 4835 | 14505 | 4835 | 14505 | 3552 | 10656 | 3250 | 9750 | 4357.72 | 13073.16 | 1841.22 | 5523.66
| Note | Note Details
3.37.9 | - | Vanity countertops; comprising 20 mm thick polished granite countertop; including all necessary plywood backing, timber framing, fixing accessories; all in accordance with the Specification
| Item Code | Description | Item Remarks | Unit of Measurement | Quantity/Base Price | Unit Price/Discount % | Total | Unit Price/Discount % | Total | Unit Price/Discount % | Total | Unit Price/Discount % | Total | Unit Price/Discount % | Total | Unit Price/Discount % | Total | Unit Price/Discount % | Total
3.37.10 | 4.06.07 | (*) 2250 x 600 mm Overall size; with 3 nr opening for wash basins |  | nr | 1 | 1598 | 1598 | 2250 | 2250 | 2250 | 2250 | 2280 | 2280 | 1740 | 1740 | 1522.26 | 1522.26 | 1502.09 | 1502.09
3.37.11 | 4.06.08 | (*) 1750 x 600 mm Overall size; with 2 nr opening for wash basins |  | nr | 1 | 1243 | 1243 | 1750 | 1750 | 1750 | 1750 | 1920 | 1920 | 1354 | 1354 | 1188.43 | 1188.43 | 1168.29 | 1168.29
| Note | Note Details
3.37.12 | - | Contractor's Adjustment
| Item Code | Description | Item Remarks | Unit of Measurement | Quantity/Base Price | Unit Price/Discount % | Total | Unit Price/Discount % | Total | Unit Price/Discount % | Total | Unit Price/Discount % | Total | Unit Price/Discount % | Total | Unit Price/Discount % | Total | Unit Price/Discount % | Total
3.37.13 | 4.06.09 | (*) The Contractor may price here any new items or additional quantity for an existing BOQ item, which are shown in the Drawings or any other Tender/Contract Documents but overlooked or not specifically mentioned herein and is necessary for the satisfactory completion of the Works/this section. Should the Contractor fail to insert any item here, it will be deemed that his lump sum Tender Price includes all such items and no claims for additional items will be entertained. |  | Sum | 1 | 0 | 0 | 0 | 0 | 0 | 0 | 0 | 0 | 0 | 0 | 0 | 0 | 3682.44 | 3682.44
| Note | Note Details
3.37.14 | - | Please attach one PDF file to be named "Additional Items for (insert bill no/name & Section No/name)" for the details of these additional items in the additional attachment area in the Commercial Envelope.
3.38 BILL NO. 4.07 – FLOOR, WALL AND CEILING FINISHES | [5 empty] | 29 (out of 29) | 321905 | 29 (out of 29) | 379257 | 29 (out of 29) | 379257 | 29 (out of 29) | 355291 | 29 (out of 29) | 579776 | 29 (out of 29) | 507942.5 | 29 (out of 29) | 454499.5
| Note | Note Details
3.38.1 | - | FLOORS, WALLS AND CEILING FINISHES
3.38.2 | - | FLOOR TILING
3.38.3 | - | Polished Porcelain floor tiles including screed 50mm thk. Compacted fine sand layer, bedding and jointing in cement and mortar 1:4 pointing and grouting with matching tile grout to the approval of the engineer as shown in the drawings.
| Item Code | Description | Item Remarks | Unit of Measurement | Quantity/Base Price | Unit Price/Discount % | Total | Unit Price/Discount % | Total | Unit Price/Discount % | Total | Unit Price/Discount % | Total | Unit Price/Discount % | Total | Unit Price/Discount % | Total | Unit Price/Discount % | Total
3.38.4 | 4.07.01 | (*) 600x600x8mm Polished Light Porcelain flooring tiles (F01) |  | m2 | 200 | 69 | 13800 | 130 | 26000 | 130 | 26000 | 134 | 26800 | 432 | 86400 | 266.08 | 53216 | 113.33 | 22666
3.38.5 | 4.07.02 | (*) Ditto. But 600x100x8 mm thk. Skirting (S02) |  | m | 75 | 19 | 1425 | 30 | 2250 | 30 | 2250 | 25 | 1875 | 55 | 4125 | 71.9 | 5392.5 | 28.97 | 2172.75
3.38.6 | 4.07.03 | (*) 600x600x8mm Polished Dark Porcelain flooring tiles (F02) |  | m2 | 50 | 69 | 3450 | 130 | 6500 | 130 | 6500 | 134 | 6700 | 432 | 21600 | 266.08 | 13304 | 127.48 | 6374
3.38.7 | 4.07.04 | (*) Ditto. But 600x100x8 mm thk. Skirting (S01) |  | m | 150 | 19 | 2850 | 30 | 4500 | 30 | 4500 | 25 | 3750 | 55 | 8250 | 71.9 | 10785 | 28.97 | 4345.5
3.38.8 | 4.07.05 | (*) 450x450x8mm Polished Porcelain flooring tiles (F03) |  | m2 | 245 | 65 | 15925 | 120 | 29400 | 120 | 29400 | 110 | 26950 | 390 | 95550 | 126.05 | 30882.25 | 126.47 | 30985.15
3.38.9 | 4.07.06 | (*) Ditto. But 450x100x8 mm thk. Skirting (S04) |  | m | 105 | 18 | 1890 | 25 | 2625 | 25 | 2625 | 23 | 2415 | 55 | 5775 | 39.89 | 4188.45 | 27.96 | 2935.8
3.38.10 | 4.07.07 | (*) 600x600x8mm Exterior Textured Porcelain flooring tiles (F07) |  | m2 | 22 | 77 | 1694 | 140 | 3080 | 140 | 3080 | 126 | 2772 | 390 | 8580 | 266.08 | 5853.76 | 107.26 | 2359.72
3.38.11 | 4.07.08 | (*) Ditto. But 600x100x8 mm thk. Skirting (S03) |  | m | 12 | 20 | 240 | 35 | 420 | 35 | 420 | 25 | 300 | 55 | 660 | 71.9 | 862.8 | 28.97 | 347.64
3.38.12 | 4.07.09 | (*) 8mm Exterior Textured Anti slip Porcelain flooring tiles (F08) |  | m2 | 25 | 77 | 1925 | 160 | 4000 | 160 | 4000 | 93 | 2325 | 390 | 9750 | 266.08 | 6652 | 101.19 | 2529.75
3.38.13 | 4.07.10 | (*) 8mm Exterior Textured Anti slip Porcelain flooring tiles for riser and treads (F09) |  | m | 42 | 77 | 3234 | 160 | 6720 | 160 | 6720 | 89 | 3738 | 321 | 13482 | 192.57 | 8087.94 | 90.25 | 3790.5
| Note | Note Details
3.38.14 | - | Ceramic floor tiles including screed 50mm thk. Compacted fine sand layer, bedding and jointing in cement and mortar 1:4 pointing and grouting with matching tile grout to the approval of the engineer as shown in the drawings.
| Item Code | Description | Item Remarks | Unit of Measurement | Quantity/Base Price | Unit Price/Discount % | Total | Unit Price/Discount % | Total | Unit Price/Discount % | Total | Unit Price/Discount % | Total | Unit Price/Discount % | Total | Unit Price/Discount % | Total | Unit Price/Discount % | Total
3.38.15 | 4.07.11 | (*) 300x300x8mm non slip Ceramic floor tiles (F03) |  | m2 | 70 | 65 | 4550 | 90 | 6300 | 90 | 6300 | 113 | 7910 | 321 | 22470 | 211.07 | 14774.9 | 81.98 | 5738.6
3.38.16 | 4.07.12 | (*) Ditto. But 300x100x8 mm thk. Skirting (S05) |  | m | 22 | 16 | 352 | 16 | 352 | 16 | 352 | 18 | 396 | 55 | 1210 | 71.9 | 1581.8 | 23.91 | 526.02
| Note | Note Details
3.38.17 | - | FLOOR PAINTING
| Item Code | Description | Item Remarks | Unit of Measurement | Quantity/Base Price | Unit Price/Discount % | Total | Unit Price/Discount % | Total | Unit Price/Discount % | Total | Unit Price/Discount % | Total | Unit Price/Discount % | Total | Unit Price/Discount % | Total | Unit Price/Discount % | Total
3.38.18 | 4.07.13 | (*) 50mm thk. Floated concrete screed with Epoxy coating (F06) |  | m2 | 20 | 57 | 1140 | 60 | 1200 | 60 | 1200 | 78 | 1560 | 74 | 1480 | 66.9 | 1338 | 63.1 | 1262
| Note | Note Details
3.38.19 | - | FLOOR COVERING
| Item Code | Description | Item Remarks | Unit of Measurement | Quantity/Base Price | Unit Price/Discount % | Total | Unit Price/Discount % | Total | Unit Price/Discount % | Total | Unit Price/Discount % | Total | Unit Price/Discount % | Total | Unit Price/Discount % | Total | Unit Price/Discount % | Total
3.38.20 | 4.07.14 | (*) Decorative Custom Carpet Flooring (F05) |  | m2 | 135 | 375 | 50625 | 300 | 40500 | 300 | 40500 | 325 | 43875 | 253 | 34155 | 311.9 | 42106.5 | 262.65 | 35457.75
| Note | Note Details
3.38.21 | - | THRESHOLD
| Item Code | Description | Item Remarks | Unit of Measurement | Quantity/Base Price | Unit Price/Discount % | Total | Unit Price/Discount % | Total | Unit Price/Discount % | Total | Unit Price/Discount % | Total | Unit Price/Discount % | Total | Unit Price/Discount % | Total | Unit Price/Discount % | Total
3.38.22 | 4.07.15 | (*) Threshold |  | m | 42 | 135 | 5670 | 90 | 3780 | 90 | 3780 | 65 | 2730 | 135 | 5670 | 161.33 | 6775.86 | 99.04 | 4159.68
| Note | Note Details
3.38.23 | - | WALL TILING
3.38.24 | - | Glazed ceramic wall tiles including cement & sand mortar backing 1:4 & Joint filling mortar with matching tile grout, complete as shown on drawings & to the approval of the Engineer
| Item Code | Description | Item Remarks | Unit of Measurement | Quantity/Base Price | Unit Price/Discount % | Total | Unit Price/Discount % | Total | Unit Price/Discount % | Total | Unit Price/Discount % | Total | Unit Price/Discount % | Total | Unit Price/Discount % | Total | Unit Price/Discount % | Total
3.38.25 | 4.07.16 | (*) 300x300x8mm thick light colour Ceramic tiles (W04) |  | m2 | 100 | 56 | 5600 | 90 | 9000 | 90 | 9000 | 88 | 8800 | 89 | 8900 | 117.75 | 11775 | 88.85 | 8885
3.38.26 | 4.07.17 | (*) 300x300x8mm thick light colour Ceramic tiles (W05) |  | m2 | 100 | 56 | 5600 | 90 | 9000 | 90 | 9000 | 88 | 8800 | 89 | 8900 | 117.75 | 11775 | 88.85 | 8885
| Note | Note Details
3.38.27 | - | WALL PAINTING AND DECORATION
| Item Code | Description | Item Remarks | Unit of Measurement | Quantity/Base Price | Unit Price/Discount % | Total | Unit Price/Discount % | Total | Unit Price/Discount % | Total | Unit Price/Discount % | Total | Unit Price/Discount % | Total | Unit Price/Discount % | Total | Unit Price/Discount % | Total
3.38.28 | 4.07.18 | (*) Plaster and Acrylic based washable emulsion paint to internal walls(W01) |  | m2 | 630 | 41 | 25830 | 48 | 30240 | 48 | 30240 | 49 | 30870 | 45 | 28350 | 47.42 | 29874.6 | 49.57 | 31229.1
3.38.29 | 4.07.19 | (*) Plaster and Alkyd based paint (W02) |  | m2 | 110 | 45 | 4950 | 50 | 5500 | 50 | 5500 | 52 | 5720 | 49 | 5390 | 53.5 | 5885 | 0 | 0
3.38.30 | 4.07.20 | (*) Plaster Render Acrylic based washable emulsion paint (W03) |  | m2 | 540 | 65 | 35100 | 100 | 54000 | 100 | 54000 | 49 | 26460 | 45 | 24300 | 75.5 | 40770 | 49.57 | 26767.8
3.38.31 | 4.07.21 | (*) Plaster and HERITAGE TEXTURE Acrylic paint ( External Finishes E01) |  | m2 | 720 | 65 | 46800 | 80 | 57600 | 80 | 57600 | 85 | 61200 | 95 | 68400 | 83.03 | 59781.6 | 77.44 | 55756.8
3.38.32 | 4.07.22 | (*) Plaster and epoxy paint to parapet from inside |  | m2 | 205 | 58 | 11890 | 48 | 9840 | 48 | 9840 | 55 | 11275 | 61 | 12505 | 69.91 | 14331.55 | 72.71 | 14905.55
| Note | Note Details
3.38.33 | - | Cistern Enclosure including 12.5 mm thick moisture resistance gypsum backing board, Granite top, plywood backing to granite top and complete
| Item Code | Description | Item Remarks | Unit of Measurement | Quantity/Base Price | Unit Price/Discount % | Total | Unit Price/Discount % | Total | Unit Price/Discount % | Total | Unit Price/Discount % | Total | Unit Price/Discount % | Total | Unit Price/Discount % | Total | Unit Price/Discount % | Total
3.38.34 | 4.07.23 | (*) 1000 x 200 x1200 mm overall size for Toilets |  | nr | 6 | 2037 | 12222 | 300 | 1800 | 300 | 1800 | 520 | 3120 | 2063 | 12378 | 483.98 | 2903.88 | 361.92 | 2171.52
3.38.35 | 4.07.24 | (*) 1825 x 200 x 1200 mm overall size for Disable Toilets |  | nr | 4 | 3237 | 12948 | 600 | 2400 | 600 | 2400 | 650 | 2600 | 2578 | 10312 | 702.3 | 2809.2 | 660.51 | 2642.04
3.38.36 | 4.07.25 | (*) GRC features on external elevation in various locations as shown in the drawings |  | Item | 1 | 13050 | 13050 | 10000 | 10000 | 10000 | 10000 | 9750 | 9750 | 23784 | 23784 | 17403.76 | 17403.76 | 27290.88 | 27290.88
| Note | Note Details
3.38.37 | - | CEILING PAINTING AND DECORATION
| Item Code | Description | Item Remarks | Unit of Measurement | Quantity/Base Price | Unit Price/Discount % | Total | Unit Price/Discount % | Total | Unit Price/Discount % | Total | Unit Price/Discount % | Total | Unit Price/Discount % | Total | Unit Price/Discount % | Total | Unit Price/Discount % | Total
3.38.38 | 4.07.26 | (*) 12mm thk. Plaster board ceiling including painting (C01) |  | m2 | 355 | 73 | 25915 | 100 | 35500 | 100 | 35500 | 104 | 36920 | 116 | 41180 | 250.05 | 88767.75 | 126.98 | 45077.9
3.38.39 | 4.07.27 | (*) 600x600x0.6mm Aluminium ceiling tiles with all accessories as shown on drawing and as specified (C02) |  | m2 | 70 | 81 | 5670 | 85 | 5950 | 85 | 5950 | 98 | 6860 | 116 | 8120 | 105.02 | 7351.4 | 134.56 | 9419.2
3.38.40 | 4.07.28 | (*) Plaster and washable emulsion paint to internal ceiling (C03) |  | m2 | 180 | 42 | 7560 | 60 | 10800 | 60 | 10800 | 49 | 8820 | 45 | 8100 | 48.4 | 8712 | 49.57 | 8922.6
| Note | Note Details
3.38.41 | - | Contractor's Adjustment
| Item Code | Description | Item Remarks | Unit of Measurement | Quantity/Base Price | Unit Price/Discount % | Total | Unit Price/Discount % | Total | Unit Price/Discount % | Total | Unit Price/Discount % | Total | Unit Price/Discount % | Total | Unit Price/Discount % | Total | Unit Price/Discount % | Total
3.38.42 | 4.07.29 | (*) The Contractor may price here any new items or additional quantity for an existing BOQ item, which are shown in the Drawings or any other Tender/Contract Documents but overlooked or not specifically mentioned herein and is necessary for the satisfactory completion of the Works/this section. Should the Contractor fail to insert any item here, it will be deemed that his lump sum Tender Price includes all such items and no claims for additional items will be entertained. |  | Sum | 1 | 0 | 0 | 0 | 0 | 0 | 0 | 0 | 0 | 0 | 0 | 0 | 0 | 86895.25 | 86895.25
| Note | Note Details
3.38.43 | - | Please attach one PDF file to be named "Additional Items for (insert bill no/name & Section No/name)" for the details of these additional items in the additional attachment area in the Commercial Envelope.
3.39 BILL NO. 4.08 – KITCHEN CABINETS | [5 empty] | 2 (out of 2) | 31840 | 2 (out of 2) | 24300 | 2 (out of 2) | 24300 | 2 (out of 2) | 12350 | 2 (out of 2) | 39602 | 2 (out of 2) | 42729.24 | 2 (out of 2) | 11528.5
| Note | Note Details
3.39.1 | - | KITCHEN CABINETS
| Item Code | Description | Item Remarks | Unit of Measurement | Quantity/Base Price | Unit Price/Discount % | Total | Unit Price/Discount % | Total | Unit Price/Discount % | Total | Unit Price/Discount % | Total | Unit Price/Discount % | Total | Unit Price/Discount % | Total | Unit Price/Discount % | Total
3.39.2 | 4.08.01 | (*) Supply & fix kitchen cabinet with Moisture resistant white Melamine MDF, shutters in post formed laminated MDF including Kitchen sink, Cooker Hood, Mixer and Counter Top all complete as per detail drawings and Specification. |  | nr | 2 | 15920 | 31840 | 12150 | 24300 | 12150 | 24300 | 6175 | 12350 | 19801 | 39602 | 21364.62 | 42729.24 | 11528.5 | 23057
| Note | Note Details
3.39.3 | - | Contractor's Adjustment
| Item Code | Description | Item Remarks | Unit of Measurement | Quantity/Base Price | Unit Price/Discount % | Total | Unit Price/Discount % | Total | Unit Price/Discount % | Total | Unit Price/Discount % | Total | Unit Price/Discount % | Total | Unit Price/Discount % | Total | Unit Price/Discount % | Total
3.39.4 | 4.08.02 | (*) The Contractor may price here any new items or additional quantity for an existing BOQ item, which are shown in the Drawings or any other Tender/Contract Documents but overlooked or not specifically mentioned herein and is necessary for the satisfactory completion of the Works/this section. Should the Contractor fail to insert any item here, it will be deemed that his lump sum Tender Price includes all such items and no claims for additional items will be entertained. |  | Sum | 1 | 0 | 0 | 0 | 0 | 0 | 0 | 0 | 0 | 0 | 0 | 0 | 0 | -11528.5 | -11528.5
| Note | Note Details
3.39.5 | - | Please attach one PDF file to be named "Additional Items for (insert bill no/name & Section No/name)" for the details of these additional items in the additional attachment area in the Commercial Envelope.
3.40 BILL NO. 4.09 – ELECTRICAL INSTALLATION AND FIRE FIGHTING | [5 empty] | 84 (out of 84) | 533928 | 84 (out of 84) | 507542 | 84 (out of 84) | 507542 | 84 (out of 84) | 624990 | 84 (out of 84) | 345993 | 84 (out of 84) | 552010.98 | 84 (out of 84) | 955876.25
| Note | Note Details
3.40.1 | - | ELECTRICAL WORKS
3.40.2 | - | ELECTRICAL INSTALLATIONS
3.40.3 | - | All equipment, material and accessories used in the electrical installation works shall conform strictly to the requirements of the specification and shall be verified to suitable for use on 400/230V, 50HZ AC supply.
| Item Code | Description | Item Remarks | Unit of Measurement | Quantity/Base Price | Unit Price/Discount % | Total | Unit Price/Discount % | Total | Unit Price/Discount % | Total | Unit Price/Discount % | Total | Unit Price/Discount % | Total | Unit Price/Discount % | Total | Unit Price/Discount % | Total
3.40.4 | 4.09.01 | (*) Allow for all works required & shown on drawings for house connection and incoming main installation including liaising and paying connection charges for acquiring main supply, coordination with AADC & ETISALT/ Service provider for obtaining permanent power and telephone connection to the Community Center, approvals from local authorities for various services like electricity, telephone, etc. also for complying with latest wiring regulations of the relevant authorities |  | Item | 1 | 533928 | 533928 | 12540 | 12540 | 12540 | 12540 | 57750 | 57750 | 12059 | 12059 | 0 | 0 | 0 | 0
| Note | Note Details
3.40.5 | - | MAINS DISTRIBUTION BOARD
| Item Code | Description | Item Remarks | Unit of Measurement | Quantity/Base Price | Unit Price/Discount % | Total | Unit Price/Discount % | Total | Unit Price/Discount % | Total | Unit Price/Discount % | Total | Unit Price/Discount % | Total | Unit Price/Discount % | Total | Unit Price/Discount % | Total
3.40.6 | 4.09.02 | (*) Supply, install, test & connect low voltage main distribution board comprising all breakers bus-bars, meters, indicator all in accordance with specification and as detailed in drawing. |  | nr | 1 | 0 | 0 | 9550 | 9550 | 9550 | 9550 | 48825 | 48825 | 7059 | 7059 | 14093.37 | 14093.37 | 0 | 0
| Note | Note Details
3.40.7 | - | FINAL DISTRIBUTION BOARDS
3.40.8 | - | Supply, install, test and connect all final distribution board MCB boards, including MCBIS-9ka contactor, cable termination etc… as specified and shown on drawings.
| Item Code | Description | Item Remarks | Unit of Measurement | Quantity/Base Price | Unit Price/Discount % | Total | Unit Price/Discount % | Total | Unit Price/Discount % | Total | Unit Price/Discount % | Total | Unit Price/Discount % | Total | Unit Price/Discount % | Total | Unit Price/Discount % | Total
3.40.9 | 4.09.03 | (*) LP-CC-G |  | nr | 1 | 0 | 0 | 1980 | 1980 | 1980 | 1980 | 2888 | 2888 | 2353 | 2353 | 1682.94 | 1682.94 | 0 | 0
3.40.10 | 4.09.04 | (*) PP-CC-G |  | nr | 1 | 0 | 0 | 2600 | 2600 | 2600 | 2600 | 3098 | 3098 | 3235 | 3235 | 1775.87 | 1775.87 | 0 | 0
3.40.11 | 4.09.05 | (*) UDB-CC-G |  | nr | 1 | 0 | 0 | 800 | 800 | 800 | 800 | 1890 | 1890 | 1294 | 1294 | 867.28 | 867.28 | 0 | 0
3.40.12 | 4.09.06 | (*) DB-CC-R |  | nr | 1 | 0 | 0 | 2614 | 2614 | 2614 | 2614 | 2048 | 2048 | 2118 | 2118 | 944.72 | 944.72 | 0 | 0
3.40.13 | 4.09.07 | (*) MCC-CC-R |  | nr | 1 | 0 | 0 | 8500 | 8500 | 8500 | 8500 | 26040 | 26040 | 6471 | 6471 | 5781.89 | 5781.89 | 0 | 0
| Note | Note Details
3.40.14 | - | UNINTERRUPTABLE POWER SUPPLY (UPS)
3.40.15 | - | Supply, installation, testing and commissioning of UPS system 50Hz. UPS unit including all necessary accessories, ancillary works and all materials required to complete installation as per specifications and drawings
| Item Code | Description | Item Remarks | Unit of Measurement | Quantity/Base Price | Unit Price/Discount % | Total | Unit Price/Discount % | Total | Unit Price/Discount % | Total | Unit Price/Discount % | Total | Unit Price/Discount % | Total | Unit Price/Discount % | Total | Unit Price/Discount % | Total
3.40.16 | 4.09.08 | (*) UPS, 8KVA - 30 Min. |  | nr | 1 | 0 | 0 | 30000 | 30000 | 30000 | 30000 | 17823 | 17823 | 29412 | 29412 | 26844.51 | 26844.51 | 0 | 0
| Note | Note Details
3.40.17 | - | CAPACITOR BANK (POWER FACTOR CORRECTION UNIT)
3.40.18 | - | Supply, installation, testing and commissioning of capacitor bank for 400V power supply system on main distribution board to improve power factor of the system to 0.92 as per specifications and drawings.
| Item Code | Description | Item Remarks | Unit of Measurement | Quantity/Base Price | Unit Price/Discount % | Total | Unit Price/Discount % | Total | Unit Price/Discount % | Total | Unit Price/Discount % | Total | Unit Price/Discount % | Total | Unit Price/Discount % | Total | Unit Price/Discount % | Total
3.40.19 | 4.09.09 | (*) 40 KVAR |  | nr | 1 | 0 | 0 | 7100 | 7100 | 7100 | 7100 | 10708 | 10708 | 7059 | 7059 | 12623.81 | 12623.81 | 0 | 0
| Note | Note Details
3.40.20 | - | ISOLATORS
3.40.21 | - | Supply, installation, connecting, testing and commissioning of isolators as specified below including pvc conduits, conduit fittings, boxes, earthing terminations, copper conductors, all fixings supports and all necessary works from the panel boards to isolators as per specifications and drawings.
| Item Code | Description | Item Remarks | Unit of Measurement | Quantity/Base Price | Unit Price/Discount % | Total | Unit Price/Discount % | Total | Unit Price/Discount % | Total | Unit Price/Discount % | Total | Unit Price/Discount % | Total | Unit Price/Discount % | Total | Unit Price/Discount % | Total
3.40.22 | 4.09.10 | (*) 20 A SPN isolator |  | nr | 1 | 0 | 0 | 330 | 330 | 330 | 330 | 1045 | 1045 | 235 | 235 | 478.25 | 478.25 | 0 | 0
3.40.23 | 4.09.11 | (*) 20A Weather proof SPN Isolator |  | nr | 20 | 0 | 0 | 335 | 6700 | 335 | 6700 | 1045 | 20900 | 235 | 4700 | 481.55 | 9631 | 0 | 0
3.40.24 | 4.09.12 | (*) 32A Weather proof SPN Isolator |  | nr | 1 | 0 | 0 | 370 | 370 | 370 | 370 | 1046 | 1046 | 304 | 304 | 532.93 | 532.93 | 0 | 0
3.40.25 | 4.09.13 | (*) 40A TP Isolator |  | nr | 1 | 0 | 0 | 400 | 400 | 400 | 400 | 1490 | 1490 | 515 | 515 | 563.32 | 563.32 | 0 | 0
3.40.26 | 4.09.14 | (*) 40A Weather proof TP Isolator |  | nr | 1 | 0 | 0 | 410 | 410 | 410 | 410 | 1490 | 1490 | 539 | 539 | 573.23 | 573.23 | 0 | 0
3.40.27 | 4.09.15 | (*) 63A Weather proof TP Isolator |  | nr | 1 | 0 | 0 | 560 | 560 | 560 | 560 | 1902 | 1902 | 953 | 953 | 687.22 | 687.22 | 0 | 0
3.40.28 | 4.09.16 | (*) 100A Weather proof TP Isolator |  | nr | 1 | 0 | 0 | 965 | 965 | 965 | 965 | 1976 | 1976 | 1388 | 1388 | 828.46 | 828.46 | 0 | 0
3.40.29 | 4.09.17 | (*) 125A Weather proof TP Isolator |  | nr | 1 | 0 | 0 | 1500 | 1500 | 1500 | 1500 | 2010 | 2010 | 1682 | 1682 | 1283.58 | 1283.58 | 0 | 0
| Note | Note Details
3.40.30 | - | CABLES
3.40.31 | - | Supply, installation, testing and commissioning of low voltage armoured XLPE insulated, PVC sheathed, copper conductors multicore cables as specified below including all conduits, cable trays, pull boxes, termination, identification, related civil works, fitting & fixation accessories as per specifications and drawings.
| Item Code | Description | Item Remarks | Unit of Measurement | Quantity/Base Price | Unit Price/Discount % | Total | Unit Price/Discount % | Total | Unit Price/Discount % | Total | Unit Price/Discount % | Total | Unit Price/Discount % | Total | Unit Price/Discount % | Total | Unit Price/Discount % | Total
3.40.32 | 4.09.18 | (*) MDB to LP-CC-G (4Cx10mm2 XLPE/SWA/PVC +1Cx10mm2 Y/G) |  | m | 10 | 0 | 0 | 35 | 350 | 35 | 350 | 28 | 280 | 35 | 350 | 52.41 | 524.1 | 0 | 0
3.40.33 | 4.09.19 | (*) MDB to PP-CC-G (4Cx25mm2 XLPE/SWA/PVC +1Cx16mm2 Y/G) |  | m | 10 | 0 | 0 | 60 | 600 | 60 | 600 | 43 | 430 | 53 | 530 | 96.31 | 963.1 | 0 | 0
3.40.34 | 4.09.20 | (*) MDB to MCC-CC-R (4Cx70mm2 XLPE/SWA/PVC +1Cx35mm2 Y/G) |  | m | 10 | 0 | 0 | 140 | 1400 | 140 | 1400 | 91 | 910 | 116 | 1160 | 222.71 | 2227.1 | 0 | 0
3.40.35 | 4.09.21 | (*) MDB to UDB-CC-G (4Cx10mm2 XLPE/SWA/PVC +1Cx10mm2 Y/G) |  | m | 20 | 0 | 0 | 35 | 700 | 35 | 700 | 23 | 460 | 35 | 700 | 52.4 | 1048 | 0 | 0
3.40.36 | 4.09.22 | (*) MDB to DB-CC-R (4Cx10mm2 XLPE/SWA/PVC +1Cx10mm2 Y/G) |  | m | 20 | 0 | 0 | 35 | 700 | 35 | 700 | 23 | 460 | 35 | 700 | 52.4 | 1048 | 0 | 0
3.40.37 | 4.09.23 | (*) MDB to CAPACITOR BANK (4Cx35mm2 XLPE/SWA/PVC +1Cx16mm2 Y/G) |  | m | 10 | 0 | 0 | 74 | 740 | 74 | 740 | 57 | 570 | 64 | 640 | 96.31 | 963.1 | 0 | 0
3.40.38 | 4.09.24 | (*) MDB to SPD (4Cx16mm2 XLPE/SWA/PVC +1Cx16mm2 Y/G) |  | m | 10 | 0 | 0 | 47 | 470 | 47 | 470 | 36 | 360 | 45 | 450 | 69.81 | 698.1 | 0 | 0
| Note | Note Details
3.40.39 | - | Switches including cables and conduits , box etc
3.40.40 | - | Supply, installation, connecting, testing and commissioning of lighting switches 10A, 230V & sensors as specified below including pvc conduits, conduit fittings, boxes, earthing terminations, copper conductors up to switches, accessories and all necessary civil works as per specifications and drawings.
| Item Code | Description | Item Remarks | Unit of Measurement | Quantity/Base Price | Unit Price/Discount % | Total | Unit Price/Discount % | Total | Unit Price/Discount % | Total | Unit Price/Discount % | Total | Unit Price/Discount % | Total | Unit Price/Discount % | Total | Unit Price/Discount % | Total
3.40.41 | 4.09.25 | (*) 1 gang 1 way Switch |  | nr | 13 | 0 | 0 | 240 | 3120 | 240 | 3120 | 134 | 1742 | 171 | 2223 | 326.68 | 4246.84 | 0 | 0
3.40.42 | 4.09.26 | (*) 2 gang 1 way Switch |  | nr | 1 | 0 | 0 | 280 | 280 | 280 | 280 | 138 | 138 | 176 | 176 | 335.76 | 335.76 | 0 | 0
3.40.43 | 4.09.27 | (*) 1 gang 2 way switch W/P |  | nr | 6 | 0 | 0 | 380 | 2280 | 380 | 2280 | 210 | 1260 | 214 | 1284 | 332.87 | 1997.22 | 0 | 0
3.40.44 | 4.09.28 | (*) 1 gang 1 way switch W/P |  | nr | 3 | 0 | 0 | 320 | 960 | 320 | 960 | 192 | 576 | 207 | 621 | 330.39 | 991.17 | 0 | 0
3.40.45 | 4.09.29 | (*) Movement sensor |  | nr | 5 | 0 | 0 | 2000 | 10000 | 2000 | 10000 | 532 | 2660 | 294 | 1470 | 681.44 | 3407.2 | 0 | 0
3.40.46 | 4.09.30 | (*) Occupancy sensor |  | nr | 3 | 0 | 0 | 1800 | 5400 | 1800 | 5400 | 532 | 1596 | 353 | 1059 | 681.44 | 2044.32 | 0 | 0
| Note | Note Details
3.40.47 | - | CIRCUIT WIRE IN PVC
3.40.48 | - | Supply, install and test the following including PVC conduits and accessories, wires, switches, socket and all other necessary accessories as per drawing and specification:
| Item Code | Description | Item Remarks | Unit of Measurement | Quantity/Base Price | Unit Price/Discount % | Total | Unit Price/Discount % | Total | Unit Price/Discount % | Total | Unit Price/Discount % | Total | Unit Price/Discount % | Total | Unit Price/Discount % | Total | Unit Price/Discount % | Total
3.40.49 | 4.09.31 | (*) 13A single switched socket |  | nr | 16 | 0 | 0 | 280 | 4480 | 280 | 4480 | 169 | 2704 | 169 | 2704 | 351.04 | 5616.64 | 0 | 0
3.40.50 | 4.09.32 | (*) 13A weather proof single switched socket |  | nr | 16 | 0 | 0 | 400 | 6400 | 400 | 6400 | 204 | 3264 | 194 | 3104 | 465.86 | 7453.76 | 0 | 0
3.40.51 | 4.09.33 | (*) 13A twin switched socket |  | nr | 51 | 0 | 0 | 320 | 16320 | 320 | 16320 | 180 | 9180 | 181 | 9231 | 360.13 | 18366.63 | 0 | 0
3.40.52 | 4.09.34 | (*) 13A weather proof twin switched socket |  | nr | 8 | 0 | 0 | 450 | 3600 | 450 | 3600 | 242 | 1936 | 206 | 1648 | 492.95 | 3943.6 | 0 | 0
3.40.53 | 4.09.35 | (*) 15A weather proof single switched socket |  | nr | 1 | 0 | 0 | 480 | 480 | 480 | 480 | 231 | 231 | 224 | 224 | 536.89 | 536.89 | 0 | 0
3.40.54 | 4.09.36 | (*) Floor Box with 13A twin switched socket |  | nr | 2 | 0 | 0 | 950 | 1900 | 950 | 1900 | 824 | 1648 | 1412 | 2824 | 341.13 | 682.26 | 0 | 0
3.40.55 | 4.09.37 | (*) 20A DP switch with outlet for A/C |  | nr | 1 | 0 | 0 | 350 | 350 | 350 | 350 | 198 | 198 | 186 | 186 | 341.13 | 341.13 | 0 | 0
3.40.56 | 4.09.38 | (*) Hand dryer outlet |  | nr | 2 | 0 | 0 | 350 | 700 | 350 | 700 | 198 | 396 | 169 | 338 | 347.33 | 694.66 | 0 | 0
3.40.57 | 4.09.39 | (*) Electrical Outlet For (Water Tape sensor, wifi Access point , Intercom unit) |  | nr | 16 | 0 | 0 | 280 | 4480 | 280 | 4480 | 169 | 2704 | 169 | 2704 | 355.17 | 5682.72 | 0 | 0
3.40.58 | 4.09.40 | (*) KWH meter outside the electrical room with GRP enclosure as per AADC requirements. |  | nr | 1 | 0 | 0 | 2500 | 2500 | 2500 | 2500 | 169 | 169 | 2941 | 2941 | 0 | 0 | 0 | 0
| Note | Note Details
3.40.59 | - | LIGHTING POINTS
3.40.60 | - | Supply, installation, connecting, testing and commissioning of lighting points including conduits, conduit fittings, boxes, copper conductors not less than 2.5 mm² wiring for lighting points, earthing terminations, accessories and all necessary civil works as per specifications and drawings.
| Item Code | Description | Item Remarks | Unit of Measurement | Quantity/Base Price | Unit Price/Discount % | Total | Unit Price/Discount % | Total | Unit Price/Discount % | Total | Unit Price/Discount % | Total | Unit Price/Discount % | Total | Unit Price/Discount % | Total | Unit Price/Discount % | Total
3.40.61 | 4.09.41 | (*) Lighting Point |  | nr | 202 | 0 | 0 | 340 | 68680 | 340 | 68680 | 111 | 22422 | 106 | 21412 | 309.74 | 62567.48 | 0 | 0
| Note | Note Details
3.40.62 | - | EARTHING SYSTEM
| Item Code | Description | Item Remarks | Unit of Measurement | Quantity/Base Price | Unit Price/Discount % | Total | Unit Price/Discount % | Total | Unit Price/Discount % | Total | Unit Price/Discount % | Total | Unit Price/Discount % | Total | Unit Price/Discount % | Total | Unit Price/Discount % | Total
3.40.63 | 4.09.42 | (*) Supply, installation, testing and commissioning of a complete protective earthing system for the building, earthing should be done with proper cables as per B.S including earthing pits, earthing electrodes, potential equalizing bar, bare copper conductors, fixing brackets, test links, suspensions, drilling, all necessary accessories, ancillary works and all materials required to complete installation as per specifications, drawings and to be approved from local authorities. |  | Item | 1 | 0 | 0 | 10000 | 10000 | 10000 | 10000 | 48355 | 48355 | 5882 | 5882 | 10807.29 | 10807.29 | 0 | 0
| Note | Note Details
3.40.64 | - | LIGHTNING PROTECTION SYSTEM
| Item Code | Description | Item Remarks | Unit of Measurement | Quantity/Base Price | Unit Price/Discount % | Total | Unit Price/Discount % | Total | Unit Price/Discount % | Total | Unit Price/Discount % | Total | Unit Price/Discount % | Total | Unit Price/Discount % | Total | Unit Price/Discount % | Total
3.40.65 | 4.09.43 | (*) Supply, installation, testing and commissioning of a complete lightning protection system for the building including air terminals, tinned bare copper conductors, all necessary accessories, ancillary works and all materials required to complete installation as per specifications and drawings and to be approved from local authorities . |  | Item | 1 | 0 | 0 | 35000 | 35000 | 35000 | 35000 | 75302 | 75302 | 8235 | 8235 | 33899.13 | 33899.13 | 0 | 0
| Note | Note Details
3.40.66 | - | LIGHT FITTINGS
3.40.67 | - | Supply, fix and terminate, light fixtures(as per drawing)
| Item Code | Description | Item Remarks | Unit of Measurement | Quantity/Base Price | Unit Price/Discount % | Total | Unit Price/Discount % | Total | Unit Price/Discount % | Total | Unit Price/Discount % | Total | Unit Price/Discount % | Total | Unit Price/Discount % | Total | Unit Price/Discount % | Total
3.40.68 | 4.09.44 | (*) F1 |  | nr | 14 | 0 | 0 | 900 | 12600 | 900 | 12600 | 198 | 2772 | 135 | 1890 | 623.63 | 8730.82 | 0 | 0
3.40.69 | 4.09.45 | (*) F2 |  | nr | 68 | 0 | 0 | 511 | 34748 | 511 | 34748 | 223 | 15164 | 112 | 7616 | 623.72 | 42412.96 | 0 | 0
3.40.70 | 4.09.46 | (*) F3 |  | nr | 45 | 0 | 0 | 554 | 24930 | 554 | 24930 | 233 | 10485 | 147 | 6615 | 842.24 | 37900.8 | 0 | 0
3.40.71 | 4.09.47 | (*) F4 |  | nr | 19 | 0 | 0 | 550 | 10450 | 550 | 10450 | 205 | 3895 | 359 | 6821 | 1465.5 | 27844.5 | 0 | 0
3.40.72 | 4.09.48 | (*) F5 |  | nr | 5 | 0 | 0 | 1102 | 5510 | 1102 | 5510 | 333 | 1665 | 359 | 1795 | 427.57 | 2137.85 | 0 | 0
3.40.73 | 4.09.49 | (*) F6 |  | nr | 3 | 0 | 0 | 160 | 480 | 160 | 480 | 236 | 708 | 206 | 618 | 1465.5 | 4396.5 | 0 | 0
3.40.74 | 4.09.50 | (*) F7 |  | nr | 4 | 0 | 0 | 200 | 800 | 200 | 800 | 336 | 1344 | 265 | 1060 | 1465.5 | 5862 | 0 | 0
3.40.75 | 4.09.51 | (*) F8 |  | nr | 12 | 0 | 0 | 594 | 7128 | 594 | 7128 | 293 | 3516 | 218 | 2616 | 1561.99 | 18743.88 | 0 | 0
3.40.76 | 4.09.52 | (*) F9 |  | nr | 4 | 0 | 0 | 5000 | 20000 | 5000 | 20000 | 310 | 1240 | 471 | 1884 | 829.5 | 3318 | 0 | 0
3.40.77 | 4.09.53 | (*) F10 |  | nr | 19 | 0 | 0 | 453 | 8607 | 453 | 8607 | 331 | 6289 | 159 | 3021 | 2103.66 | 39969.54 | 0 | 0
3.40.78 | 4.09.54 | (*) F11 |  | nr | 7 | 0 | 0 | 488 | 3416 | 488 | 3416 | 922 | 6454 | 182 | 1274 | 432.92 | 3030.44 | 0 | 0
3.40.79 | 4.09.55 | (*) F12 |  | nr | 2 | 0 | 0 | 502 | 1004 | 502 | 1004 | 2940 | 5880 | 676 | 1352 | 1603.4 | 3206.8 | 0 | 0
| Note | Note Details
3.40.80 | - | FIRE ALARM SYSTEM
3.40.81 | - | Supply, installation, connecting, testing and commissioning of fire alarm system as specified below including analogue addressable fire alarm control panel (FACP) complete with batteries and charger, software, cables, conduits, trunking, fire alarm devices like smoke detector, heat detectors, manual station, sounder, control module, monitor module ...etc. and all accessories required to complete installation as per Specification and drawings.
| Item Code | Description | Item Remarks | Unit of Measurement | Quantity/Base Price | Unit Price/Discount % | Total | Unit Price/Discount % | Total | Unit Price/Discount % | Total | Unit Price/Discount % | Total | Unit Price/Discount % | Total | Unit Price/Discount % | Total | Unit Price/Discount % | Total
3.40.82 | 4.09.56 | (*) Addressable fire alarm control panel 2 loops including complete interface with public address system. |  | nr | 1 | 0 | 0 | 13000 | 13000 | 13000 | 13000 | 13125 | 13125 | 5051 | 5051 | 7433.86 | 7433.86 | 0 | 0
3.40.83 | 4.09.57 | (*) Addressable smoke detector |  | nr | 15 | 0 | 0 | 150 | 2250 | 150 | 2250 | 289 | 4335 | 162 | 2430 | 139.38 | 2090.7 | 0 | 0
3.40.84 | 4.09.58 | (*) Addressable heat detector |  | nr | 2 | 0 | 0 | 200 | 400 | 200 | 400 | 578 | 1156 | 172 | 344 | 185.85 | 371.7 | 0 | 0
3.40.85 | 4.09.59 | (*) Multi smoke & heat detector |  | nr | 2 | 0 | 0 | 250 | 500 | 250 | 500 | 289 | 578 | 451 | 902 | 325.23 | 650.46 | 0 | 0
3.40.86 | 4.09.60 | (*) Addressable Aspiration type air sampling smoke detector |  | nr | 1 | 0 | 0 | 5000 | 5000 | 5000 | 5000 | 578 | 578 | 451 | 451 | 167.26 | 167.26 | 0 | 0
3.40.87 | 4.09.61 | (*) Addressable multi detector |  | nr | 2 | 0 | 0 | 250 | 500 | 250 | 500 | 389 | 778 | 451 | 902 | 325.23 | 650.46 | 0 | 0
3.40.88 | 4.09.62 | (*) Addressable Duct Smoke Detector |  | nr | 2 | 0 | 0 | 400 | 800 | 400 | 800 | 2701 | 5402 | 812 | 1624 | 167.26 | 334.52 | 0 | 0
3.40.89 | 4.09.63 | (*) Manual call point |  | nr | 3 | 0 | 0 | 120 | 360 | 120 | 360 | 473 | 1419 | 216 | 648 | 139.38 | 418.14 | 0 | 0
3.40.90 | 4.09.64 | (*) Fire alarm bell |  | nr | 5 | 0 | 0 | 250 | 1250 | 250 | 1250 | 788 | 3940 | 361 | 1805 | 185.85 | 929.25 | 0 | 0
3.40.91 | 4.09.65 | (*) Control Module |  | nr | 1 | 0 | 0 | 200 | 200 | 200 | 200 | 194 | 194 | 253 | 253 | 139.38 | 139.38 | 0 | 0
3.40.92 | 4.09.66 | (*) Fire alarm outlets complete with outlet boxes, pull boxes, conduits (PVC type in case of embedded in concrete or galvanized steel in case of exposed fixation), conduit fittings, trunking, fire resistant cables (105°C) and all other accessories |  | nr | 31 | 0 | 0 | 100 | 3100 | 100 | 3100 | 431 | 13361 | 245 | 7595 | 402.67 | 12482.77 | 0 | 0
| Note | Note Details
3.40.93 | - | Communication Systems
3.40.94 | - | Supply, installation, connecting, testing and commissioning of communication systems including all conduits, duct, wires, cables, boxes, socket outlet , utility connection and all accessories required to complete installation as per specifications, Etisalat requirements and drawings.
| Item Code | Description | Item Remarks | Unit of Measurement | Quantity/Base Price | Unit Price/Discount % | Total | Unit Price/Discount % | Total | Unit Price/Discount % | Total | Unit Price/Discount % | Total | Unit Price/Discount % | Total | Unit Price/Discount % | Total | Unit Price/Discount % | Total
3.40.95 | 4.09.67 | (*) Data rack 42U |  | nr | 1 | 0 | 0 | 3000 | 3000 | 3000 | 3000 | 2468 | 2468 | 3176 | 3176 | 7433.86 | 7433.86 | 0 | 0
3.40.96 | 4.09.68 | (*) Network switch 24 ports |  | nr | 1 | 0 | 0 | 2000 | 2000 | 2000 | 2000 | 2100 | 2100 | 14118 | 14118 | 0 | 0 | 0 | 0
3.40.97 | 4.09.69 | (*) POE switch 24 ports |  | nr | 1 | 0 | 0 | 2500 | 2500 | 2500 | 2500 | 26250 | 26250 | 4953 | 4953 | 0 | 0 | 0 | 0
3.40.98 | 4.09.70 | (*) UTP patch panel 24 ports |  | nr | 2 | 0 | 0 | 200 | 400 | 200 | 400 | 261 | 522 | 4953 | 9906 | 0 | 0 | 0 | 0
3.40.99 | 4.09.71 | (*) Fiber optic patch panel multi mode12 ports |  | nr | 1 | 0 | 0 | 400 | 400 | 400 | 400 | 1166 | 1166 | 588 | 588 | 0 | 0 | 0 | 0
3.40.100 | 4.09.72 | (*) Fiber optic patch panel single mode12 ports |  | nr | 1 | 0 | 0 | 250 | 250 | 250 | 250 | 1166 | 1166 | 1412 | 1412 | 0 | 0 | 0 | 0
3.40.101 | 4.09.73 | (*) Data socket |  | nr | 9 | 0 | 0 | 110 | 990 | 110 | 990 | 63 | 567 | 476 | 4284 | 392.34 | 3531.06 | 0 | 0
3.40.102 | 4.09.74 | (*) Telephone socket |  | nr | 7 | 0 | 0 | 100 | 700 | 100 | 700 | 63 | 441 | 476 | 3332 | 392.34 | 2746.38 | 0 | 0
3.40.103 | 4.09.75 | (*) TV socket |  | nr | 2 | 0 | 0 | 100 | 200 | 100 | 200 | 63 | 126 | 476 | 952 | 392.34 | 784.68 | 0 | 0
3.40.104 | 4.09.76 | (*) Wireless access point |  | nr | 4 | 0 | 0 | 250 | 1000 | 250 | 1000 | 63 | 252 | 476 | 1904 | 392.34 | 1569.36 | 0 | 0
3.40.105 | 4.09.77 | (*) Communication outlets including cat6 cables, conduits, boxes and all accessories |  | nr | 16 | 0 | 0 | 600 | 9600 | 600 | 9600 | 399 | 6384 | 0 | 0 | 0 | 0 | 0 | 0
| Note | Note Details
3.40.106 | - | IP CCTV System
3.40.107 | - | Supply, installation, connecting, testing and commissioning of IP CCTV system as specified below comprising of CCTV server with complete network video recorder, printers, monitor, programs and CCTV IP cameras including outlet boxes, pull boxes, conduits, conduit fittings, trunking, cables and all accessories required to complete installation as per specifications and drawings.
| Item Code | Description | Item Remarks | Unit of Measurement | Quantity/Base Price | Unit Price/Discount % | Total | Unit Price/Discount % | Total | Unit Price/Discount % | Total | Unit Price/Discount % | Total | Unit Price/Discount % | Total | Unit Price/Discount % | Total | Unit Price/Discount % | Total
3.40.108 | 4.09.78 | (*) Computer workstation including software, all required licenses and antivirus |  | nr | 1 | 0 | 0 | 20000 | 20000 | 20000 | 20000 | 43890 | 43890 | 9941 | 9941 | 47762.58 | 47762.58 | 0 | 0
3.40.109 | 4.09.79 | (*) Network video recorder (NVR) |  | nr | 1 | 0 | 0 | 27300 | 27300 | 27300 | 27300 | 0 | 0 | 47059 | 47059 | 0 | 0 | 0 | 0
3.40.110 | 4.09.80 | (*) 32 inch color monitoring screen (LCD) |  | nr | 1 | 0 | 0 | 2000 | 2000 | 2000 | 2000 | 0 | 0 | 1882 | 1882 | 929.23 | 929.23 | 0 | 0
3.40.111 | 4.09.81 | (*) Wall mounted IP camera, fixed type, weather proof, 1080p resolution |  | nr | 3 | 0 | 0 | 2000 | 6000 | 2000 | 6000 | 0 | 0 | 3529 | 10587 | 4181.55 | 12544.65 | 0 | 0
3.40.112 | 4.09.82 | (*) CCTV outlet including cat6 cables, conduits, boxes and all accessories |  | nr | 3 | 0 | 0 | 120 | 360 | 120 | 360 | 0 | 0 | 129 | 387 | 402.67 | 1208.01 | 0 | 0
| Note | Note Details
3.40.113 | - | SUNDRIES
| Item Code | Description | Item Remarks | Unit of Measurement | Quantity/Base Price | Unit Price/Discount % | Total | Unit Price/Discount % | Total | Unit Price/Discount % | Total | Unit Price/Discount % | Total | Unit Price/Discount % | Total | Unit Price/Discount % | Total | Unit Price/Discount % | Total
3.40.114 | 4.09.83 | (*) Allow for testing and commissioning |  | Item | 1 | 0 | 0 | 5000 | 5000 | 5000 | 5000 | 52500 | 52500 | 5882 | 5882 | 0 | 0 | 0 | 0
| Note | Note Details
3.40.115 | - | Contractor's Adjustment
| Item Code | Description | Item Remarks | Unit of Measurement | Quantity/Base Price | Unit Price/Discount % | Total | Unit Price/Discount % | Total | Unit Price/Discount % | Total | Unit Price/Discount % | Total | Unit Price/Discount % | Total | Unit Price/Discount % | Total | Unit Price/Discount % | Total
3.40.116 | 4.09.84 | (*) The Contractor may price here any new items or additional quantity for an existing BOQ item, which are shown in the Drawings or any other Tender/Contract Documents but overlooked or not specifically mentioned herein and is necessary for the satisfactory completion of the Works/this section. Should the Contractor fail to insert any item here, it will be deemed that his lump sum Tender Price includes all such items and no claims for additional items will be entertained. |  | Sum | 1 | 0 | 0 | 0 | 0 | 0 | 0 | 0 | 0 | 12891 | 12891 | 0 | 0 | 955876.25 | 955876.25
| Note | Note Details
3.40.117 | - | Please attach one PDF file to be named "Additional Items for (insert bill no/name & Section No/name)" for the details of these additional items in the additional attachment area in the Commercial Envelope.
3.41 BILL NO. 4.10 – SANITARY, WATER SUPPLY, DRAINAGE AND FIRE PROTECTION | [5 empty] | 62 (out of 62) | 112227 | 62 (out of 62) | 242431 | 62 (out of 62) | 242431 | 62 (out of 62) | 200014 | 62 (out of 62) | 173197 | 62 (out of 62) | 186209.03 | 62 (out of 62) | 0
| Note | Note Details
3.41.1 | - | SANITARY, WATER SUPPLY, DRAINAGE AND FIRE PROTECTION
| Item Code | Description | Item Remarks | Unit of Measurement | Quantity/Base Price | Unit Price/Discount % | Total | Unit Price/Discount % | Total | Unit Price/Discount % | Total | Unit Price/Discount % | Total | Unit Price/Discount % | Total | Unit Price/Discount % | Total | Unit Price/Discount % | Total
3.41.2 | 4.10.01 | (*) Allow for house connections including liaising and paying connection charges for acquiring main supply and return discharge to main lines, coordination with AADC / ADSSC for obtaining permanent connection to the Community Center, approvals from local authorities for various services like water, sewer, etc. also for complying with latest regulations of the relevant authorities. |  | Item | 1 | 112227 | 112227 | 4000 | 4000 | 4000 | 4000 | 5250 | 5250 | 5294 | 5294 | 0 | 0 | 0 | 0
| Note | Note Details
3.41.3 | - | WATER SUPPLY
3.41.4 | - | Supply and install cold & hot water pipe work from poly propylene random (PPR) with fittings including all builders work and utility connection etc.
3.41.5 | - | Pipes of all diameters as shown on the drawings in the running length fixing in support.
| Item Code | Description | Item Remarks | Unit of Measurement | Quantity/Base Price | Unit Price/Discount % | Total | Unit Price/Discount % | Total | Unit Price/Discount % | Total | Unit Price/Discount % | Total | Unit Price/Discount % | Total | Unit Price/Discount % | Total | Unit Price/Discount % | Total
3.41.6 | 4.10.02 | (*) 75 mm |  | m | 15 | 0 | 0 | 85 | 1275 | 85 | 1275 | 71 | 1065 | 129 | 1935 | 210.63 | 3159.45 | 0 | 0
3.41.7 | 4.10.03 | (*) 63 mm |  | m | 12 | 0 | 0 | 70 | 840 | 70 | 840 | 58 | 696 | 74 | 888 | 171.8 | 2061.6 | 0 | 0
3.41.8 | 4.10.04 | (*) 50 mm |  | m | 40 | 0 | 0 | 60 | 2400 | 60 | 2400 | 47 | 1880 | 56 | 2240 | 132.16 | 5286.4 | 0 | 0
3.41.9 | 4.10.05 | (*) 32 mm |  | m | 35 | 0 | 0 | 40 | 1400 | 40 | 1400 | 32 | 1120 | 32 | 1120 | 105.73 | 3700.55 | 0 | 0
3.41.10 | 4.10.06 | (*) 25 mm |  | m | 40 | 0 | 0 | 37 | 1480 | 37 | 1480 | 25 | 1000 | 28 | 1120 | 79.29 | 3171.6 | 0 | 0
3.41.11 | 4.10.07 | (*) 40mm |  | m | 40 | 0 | 0 | 50 | 2000 | 50 | 2000 | 42 | 1680 | 21 | 840 | 66.08 | 2643.2 | 0 | 0
3.41.12 | 4.10.08 | (*) 16 mm PPR Pipe embedded in walls |  | m | 120 | 0 | 0 | 29 | 3480 | 29 | 3480 | 20 | 2400 | 19 | 2280 | 52.86 | 6343.2 | 0 | 0
3.41.13 | 4.10.09 | (*) Insulation for exposed pipe work in roof using rigid fibber glass 25mm thick having density 28kg/m3 with glass reinforced aluminium foil/kraft paper laminate with canvas cloth foster coating. |  | Item | 1 | 0 | 0 | 4500 | 4500 | 4500 | 4500 | 5250 | 5250 | 1765 | 1765 | 1249.3 | 1249.3 | 0 | 0
3.41.14 | 4.10.10 | (*) Protection for under ground pipes by sleeves |  | Item | 1 | 0 | 0 | 1500 | 1500 | 1500 | 1500 | 5775 | 5775 | 353 | 353 | 567.86 | 567.86 | 0 | 0
| Note | Note Details
3.41.15 | - | OTHER VALVES
| Item Code | Description | Item Remarks | Unit of Measurement | Quantity/Base Price | Unit Price/Discount % | Total | Unit Price/Discount % | Total | Unit Price/Discount % | Total | Unit Price/Discount % | Total | Unit Price/Discount % | Total | Unit Price/Discount % | Total | Unit Price/Discount % | Total
3.41.16 | 4.10.11 | (*) Gate Valves |  | nr | 14 | 0 | 0 | 250 | 3500 | 250 | 3500 | 158 | 2212 | 76 | 1064 | 69.69 | 975.66 | 0 | 0
3.41.17 | 4.10.12 | (*) Angle Valves 1/2" |  | nr | 5 | 0 | 0 | 60 | 300 | 60 | 300 | 189 | 945 | 47 | 235 | 13.94 | 69.7 | 0 | 0
3.41.18 | 4.10.13 | (*) Float Ball Valve |  | nr | 2 | 0 | 0 | 100 | 200 | 100 | 200 | 347 | 694 | 118 | 236 | 278.77 | 557.54 | 0 | 0
3.41.19 | 4.10.14 | (*) Hose bib |  | nr | 4 | 0 | 0 | 200 | 800 | 200 | 800 | 101 | 404 | 44 | 176 | 41.82 | 167.28 | 0 | 0
3.41.20 | 4.10.15 | (*) Non Return Valves |  | nr | 2 | 0 | 0 | 85 | 170 | 85 | 170 | 126 | 252 | 212 | 424 | 167.26 | 334.52 | 0 | 0
3.41.21 | 4.10.16 | (*) Air Vent |  | Item | 1 | 0 | 0 | 1000 | 1000 | 1000 | 1000 | 1260 | 1260 | 588 | 588 | 146.35 | 146.35 | 0 | 0
3.41.22 | 4.10.17 | (*) UV- filteration system |  | Item | 1 | 0 | 0 | 11000 | 11000 | 11000 | 11000 | 9975 | 9975 | 5647 | 5647 | 2808.35 | 2808.35 | 0 | 0
| Note | Note Details
3.41.23 | - | Supply and install Electric Water Heaters and capacity as mentioned below in the drawings
| Item Code | Description | Item Remarks | Unit of Measurement | Quantity/Base Price | Unit Price/Discount % | Total | Unit Price/Discount % | Total | Unit Price/Discount % | Total | Unit Price/Discount % | Total | Unit Price/Discount % | Total | Unit Price/Discount % | Total | Unit Price/Discount % | Total
3.41.24 | 4.10.18 | (*) EWH 50 litter |  | nr | 1 | 0 | 0 | 550 | 550 | 550 | 550 | 467 | 467 | 441 | 441 | 255.54 | 255.54 | 0 | 0
3.41.25 | 4.10.19 | (*) EWH 30 litter |  | nr | 2 | 0 | 0 | 350 | 700 | 350 | 700 | 420 | 840 | 424 | 848 | 232.82 | 465.64 | 0 | 0
3.41.26 | 4.10.20 | (*) Supply & install horizontal / vertical type GRP water tank at ground floor level capacity as shown in drawings, complete with valves, fittings & all associated accessories & works as specified and shown on the drawings. |  | nr | 1 | 0 | 0 | 25528 | 25528 | 25528 | 25528 | 17588 | 17588 | 12941 | 12941 | 9653.7 | 9653.7 | 0 | 0
3.41.27 | 4.10.21 | (*) Ditto but capacity as shown in drawings to be installed at roof level |  | nr | 1 | 0 | 0 | 9000 | 9000 | 9000 | 9000 | 12863 | 12863 | 12941 | 12941 | 5068.19 | 5068.19 | 0 | 0
| Note | Note Details
3.41.28 | - | Supply & install water meter with GRP box 600x250x200 mm as per AA requirements.
| Item Code | Description | Item Remarks | Unit of Measurement | Quantity/Base Price | Unit Price/Discount % | Total | Unit Price/Discount % | Total | Unit Price/Discount % | Total | Unit Price/Discount % | Total | Unit Price/Discount % | Total | Unit Price/Discount % | Total | Unit Price/Discount % | Total
3.41.29 | 4.10.22 | (*) Meter 3/4'' Dia. |  | nr | 1 | 0 | 0 | 2500 | 2500 | 2500 | 2500 | 4410 | 4410 | 941 | 941 | 263.28 | 263.28 | 0 | 0
3.41.30 | 4.10.23 | (*) Supply & install testing & commissioning of fully packaged automatic water transfer pump set (one working & one stand by) complete with control panel switches etc, complete with all connections with foundation and covers |  | Item | 1 | 0 | 0 | 6000 | 6000 | 6000 | 6000 | 6405 | 6405 | 7882 | 7882 | 5199.83 | 5199.83 | 0 | 0
3.41.31 | 4.10.24 | (*) Ditto but booster pump set, 1 duty , 1 standby with pressure vessel with foundation and cover |  | Item | 1 | 0 | 0 | 8000 | 8000 | 8000 | 8000 | 9660 | 9660 | 11882 | 11882 | 7130.57 | 7130.57 | 0 | 0
3.41.32 | 4.10.25 | (*) External Pipes for water supply |  | Item | 1 | 0 | 0 | 10500 | 10500 | 10500 | 10500 | 6825 | 6825 | 588 | 588 | 2643.15 | 2643.15 | 0 | 0
| Note | Note Details
3.41.33 | - | DRAINAGE
3.41.34 | - | EXTERNAL PIPES
3.41.35 | - | Supply and install buried external drainage pipes in UPVC class 10 with all associated builder works and utility connection.
| Item Code | Description | Item Remarks | Unit of Measurement | Quantity/Base Price | Unit Price/Discount % | Total | Unit Price/Discount % | Total | Unit Price/Discount % | Total | Unit Price/Discount % | Total | Unit Price/Discount % | Total | Unit Price/Discount % | Total | Unit Price/Discount % | Total
3.41.36 | 4.10.26 | (*) 6'' dia. CL-10 |  | Item | 1 | 0 | 0 | 2000 | 2000 | 2000 | 2000 | 7875 | 7875 | 25 | 25 | 4863.4 | 4863.4 | 0 | 0
3.41.37 | 4.10.27 | (*) Supply and install 4" rain water pipes from rain water gutters as shown on the drawings. |  | Item | 1 | 0 | 0 | 1000 | 1000 | 1000 | 1000 | 6825 | 6825 | 353 | 353 | 2854.6 | 2854.6 | 0 | 0
3.41.38 | 4.10.28 | (*) Supply and install Roof Drain |  | nr | 3 | 0 | 0 | 1125 | 3375 | 1125 | 3375 | 68 | 204 | 729 | 2187 | 209.08 | 627.24 | 0 | 0
| Note | Note Details
3.41.39 | - | INTERNAL PIPES BS-4660 & 4514
3.41.40 | - | Rain , Vent , Soil and Waste pipe work PVC with fittings
| Item Code | Description | Item Remarks | Unit of Measurement | Quantity/Base Price | Unit Price/Discount % | Total | Unit Price/Discount % | Total | Unit Price/Discount % | Total | Unit Price/Discount % | Total | Unit Price/Discount % | Total | Unit Price/Discount % | Total | Unit Price/Discount % | Total
3.41.41 | 4.10.29 | (*) 4" dia. Internal Pipes and Fittings |  | m | 25 | 0 | 0 | 60 | 1500 | 60 | 1500 | 51 | 1275 | 39 | 975 | 171.8 | 4295 | 0 | 0
3.41.42 | 4.10.30 | (*) 3" dia. Internal Pipes and Fittings |  | m | 30 | 0 | 0 | 55 | 1650 | 55 | 1650 | 37 | 1110 | 42 | 1260 | 145.37 | 4361.1 | 0 | 0
3.41.43 | 4.10.31 | (*) 2" dia. Internal Pipes and Fittings |  | m | 45 | 0 | 0 | 50 | 2250 | 50 | 2250 | 34 | 1530 | 35 | 1575 | 118.94 | 5352.3 | 0 | 0
3.41.44 | 4.10.32 | (*) Supply and Install vent piping in uPVC according to the approved drawings, including cover on top. |  | Item | 1 | 0 | 0 | 700 | 700 | 700 | 700 | 5775 | 5775 | 353 | 353 | 1718.05 | 1718.05 | 0 | 0
| Note | Note Details
3.41.45 | - | Supply and install floor traps 4" in bathrooms, toilets, kitchens, balconies, and all wet rooms, with approved Chromium plate cover and grating.
| Item Code | Description | Item Remarks | Unit of Measurement | Quantity/Base Price | Unit Price/Discount % | Total | Unit Price/Discount % | Total | Unit Price/Discount % | Total | Unit Price/Discount % | Total | Unit Price/Discount % | Total | Unit Price/Discount % | Total | Unit Price/Discount % | Total
3.41.46 | 4.10.33 | (*) Floor Drain (PVC) 110x75x75mm |  | nr | 11 | 0 | 0 | 520 | 5720 | 520 | 5720 | 106 | 1166 | 229 | 2519 | 90.6 | 996.6 | 0 | 0
3.41.47 | 4.10.34 | (*) Supply and fix 110mm type Floor Clean Outs with covers as required |  | nr | 3 | 0 | 0 | 550 | 1650 | 550 | 1650 | 336 | 1008 | 176 | 528 | 76.66 | 229.98 | 0 | 0
3.41.48 | 4.10.35 | (*) Supply and fix 75mm type Floor Clean Outs with covers as required |  | nr | 5 | 0 | 0 | 520 | 2600 | 520 | 2600 | 336 | 1680 | 129 | 645 | 55.75 | 278.75 | 0 | 0
3.41.49 | 4.10.36 | (*) Supply and install Gully Trap (GT) with medium DI cover and all builder's work as per the relevant authority requirements. Cover and frame shall be light duty. |  | nr | 2 | 0 | 0 | 1600 | 3200 | 1600 | 3200 | 291 | 582 | 658 | 1316 | 115.64 | 231.28 | 0 | 0
3.41.50 | 4.10.37 | (*) Supply and install Grease Interceptor (GI) with medium DI cover and all builder's work as per the relevant authority requirements. Cover and frame shall be light duty. |  | nr | 1 | 0 | 0 | 15000 | 15000 | 15000 | 15000 | 242 | 242 | 3017 | 3017 | 4542.92 | 4542.92 | 0 | 0
3.41.51 | 4.10.38 | (*) Supply and install Inspection Chamber (IC) with medium DI cover and all builder's work as per the relevant authority requirements. Cover and frame shall be light duty. |  | nr | 2 | 0 | 0 | 3800 | 7600 | 3800 | 7600 | 2625 | 5250 | 1289 | 2578 | 206.5 | 413 | 0 | 0
| Note | Note Details
3.41.52 | - | BUILDER'S WORK
| Item Code | Description | Item Remarks | Unit of Measurement | Quantity/Base Price | Unit Price/Discount % | Total | Unit Price/Discount % | Total | Unit Price/Discount % | Total | Unit Price/Discount % | Total | Unit Price/Discount % | Total | Unit Price/Discount % | Total | Unit Price/Discount % | Total
3.41.53 | 4.10.39 | (*) Allow for all builder's work in connection with plumbing and drainage installation |  | Item | 1 | 0 | 0 | 7000 | 7000 | 7000 | 7000 | 15750 | 15750 | 0 | 0 | 0 | 0 | 0 | 0
| Note | Note Details
3.41.54 | - | SANITARY WARE
3.41.55 | - | Supply and installation of sanitary fittings including all necessary adhesive, fixing, nailing, screwing and the like as per specifications and as shown on drawings.
| Item Code | Description | Item Remarks | Unit of Measurement | Quantity/Base Price | Unit Price/Discount % | Total | Unit Price/Discount % | Total | Unit Price/Discount % | Total | Unit Price/Discount % | Total | Unit Price/Discount % | Total | Unit Price/Discount % | Total | Unit Price/Discount % | Total
3.41.56 | 4.10.40 | (*) Water Closet (WC) with concealed flush tank, flush plate, etc. |  | nr | 6 | 0 | 0 | 1500 | 9000 | 1500 | 9000 | 977 | 5862 | 1412 | 8472 | 2168.44 | 13010.64 | 0 | 0
3.41.57 | 4.10.41 | (*) Below counter wash basin |  | nr | 5 | 0 | 0 | 400 | 2000 | 400 | 2000 | 142 | 710 | 412 | 2060 | 510.22 | 2551.1 | 0 | 0
3.41.58 | 4.10.42 | (*) Wall hang wash basin |  | nr | 2 | 0 | 0 | 750 | 1500 | 750 | 1500 | 210 | 420 | 588 | 1176 | 605.89 | 1211.78 | 0 | 0
3.41.59 | 4.10.43 | (*) Janitor |  | nr | 1 | 0 | 0 | 653 | 653 | 653 | 653 | 263 | 263 | 1882 | 1882 | 994.93 | 994.93 | 0 | 0
3.41.60 | 4.10.44 | (*) Self closing with timer mixer |  | nr | 7 | 0 | 0 | 770 | 5390 | 770 | 5390 | 63 | 441 | 565 | 3955 | 382.67 | 2678.69 | 0 | 0
3.41.61 | 4.10.45 | (*) Liquid soap dispenser |  | nr | 4 | 0 | 0 | 191 | 764 | 191 | 764 | 74 | 296 | 306 | 1224 | 255.12 | 1020.48 | 0 | 0
3.41.62 | 4.10.46 | (*) Toilet paper holder with cover |  | nr | 6 | 0 | 0 | 100 | 600 | 100 | 600 | 63 | 378 | 82 | 492 | 114.8 | 688.8 | 0 | 0
3.41.63 | 4.10.47 | (*) Shut of spray with 1200mm hose, angle stop, bracket, etc. |  | nr | 6 | 0 | 0 | 120 | 720 | 120 | 720 | 63 | 378 | 88 | 528 | 153.07 | 918.42 | 0 | 0
3.41.64 | 4.10.48 | (*) Combine paper tower dispenser and waste bin |  | nr | 2 | 0 | 0 | 1200 | 2400 | 1200 | 2400 | 1575 | 3150 | 565 | 1130 | 1275.56 | 2551.12 | 0 | 0
3.41.65 | 4.10.49 | (*) Hand drayer |  | nr | 2 | 0 | 0 | 2138 | 4276 | 2138 | 4276 | 840 | 1680 | 447 | 894 | 1148 | 2296 | 0 | 0
3.41.66 | 4.10.50 | (*) Horizontal grab rail |  | nr | 2 | 0 | 0 | 400 | 800 | 400 | 800 | 525 | 1050 | 182 | 364 | 267.87 | 535.74 | 0 | 0
3.41.67 | 4.10.51 | (*) Vertical grab rail |  | nr | 2 | 0 | 0 | 250 | 500 | 250 | 500 | 525 | 1050 | 182 | 364 | 739.82 | 1479.64 | 0 | 0
3.41.68 | 4.10.52 | (*) kitchen sink |  | nr | 1 | 0 | 0 | 500 | 500 | 500 | 500 | 1575 | 1575 | 471 | 471 | 637.77 | 637.77 | 0 | 0
| Note | Note Details
3.41.69 | - | 6 mm Thick quality mirror; complete with plywood backing, framing, clips, support and all necessary accessories as required; fixed to concrete/block wall; all in accordance with the Specifications and subject to Engineer's approval
| Item Code | Description | Item Remarks | Unit of Measurement | Quantity/Base Price | Unit Price/Discount % | Total | Unit Price/Discount % | Total | Unit Price/Discount % | Total | Unit Price/Discount % | Total | Unit Price/Discount % | Total | Unit Price/Discount % | Total | Unit Price/Discount % | Total
3.41.70 | 4.10.53 | (*) 450 mm x 1150 mm High overall |  | nr | 2 | 0 | 0 | 300 | 600 | 300 | 600 | 263 | 526 | 400 | 800 | 0 | 0 | 0 | 0
3.41.71 | 4.10.54 | (*) 1515 mm x 1100 mm High overall |  | nr | 2 | 0 | 0 | 675 | 1350 | 675 | 1350 | 420 | 840 | 1289 | 2578 | 0 | 0 | 0 | 0
| Note | Note Details
3.41.72 | - | FIRE PROTECTION SYSTEM
3.41.73 | - | Supply & Install fire protection requirement and materials as specified shown on the drawing with requirement of civil defence, fire extinguishers;
3.41.74 | - | Fire Extinguishers
| Item Code | Description | Item Remarks | Unit of Measurement | Quantity/Base Price | Unit Price/Discount % | Total | Unit Price/Discount % | Total | Unit Price/Discount % | Total | Unit Price/Discount % | Total | Unit Price/Discount % | Total | Unit Price/Discount % | Total | Unit Price/Discount % | Total
3.41.75 | 4.10.55 | (*) CO2 fire extinguisher- 2.2 Kg |  | nr | 3 | 0 | 0 | 320 | 960 | 320 | 960 | 189 | 567 | 247 | 741 | 340.72 | 1022.16 | 0 | 0
3.41.76 | 4.10.56 | (*) Dry Powder Extinguisher |  | nr | 5 | 0 | 0 | 300 | 1500 | 300 | 1500 | 126 | 630 | 176 | 880 | 204.43 | 1022.15 | 0 | 0
3.41.77 | 4.10.57 | (*) Fire cabinet including (FHC-2) hose reel (25mm+30m length) +FE-1) include all accessories |  | nr | 2 | 0 | 0 | 13000 | 26000 | 13000 | 26000 | 4725 | 9450 | 17647 | 35294 | 7950.1 | 15900.2 | 0 | 0
| Note | Note Details
3.41.78 | - | Fire Department Connection:-
| Item Code | Description | Item Remarks | Unit of Measurement | Quantity/Base Price | Unit Price/Discount % | Total | Unit Price/Discount % | Total | Unit Price/Discount % | Total | Unit Price/Discount % | Total | Unit Price/Discount % | Total | Unit Price/Discount % | Total | Unit Price/Discount % | Total
3.41.79 | 4.10.58 | (*) Supply & Installing FDC (65x65x100mm) |  | nr | 1 | 0 | 0 | 10000 | 10000 | 10000 | 10000 | 5250 | 5250 | 4706 | 4706 | 5368.9 | 5368.9 | 0 | 0
| Note | Note Details
3.41.80 | - | Supply and install firewater pipe work from BS with fittings including all builders work and utility connection etc. Pipes of all diameters as shown on the drawings in the running length fixing in support.
| Item Code | Description | Item Remarks | Unit of Measurement | Quantity/Base Price | Unit Price/Discount % | Total | Unit Price/Discount % | Total | Unit Price/Discount % | Total | Unit Price/Discount % | Total | Unit Price/Discount % | Total | Unit Price/Discount % | Total | Unit Price/Discount % | Total
3.41.81 | 4.10.59 | (*) 40 mm |  | m | 45 | 0 | 0 | 90 | 4050 | 90 | 4050 | 58 | 2610 | 21 | 945 | 371.69 | 16726.05 | 0 | 0
3.41.82 | 4.10.60 | (*) 100 mm |  | m | 30 | 0 | 0 | 150 | 4500 | 150 | 4500 | 194 | 5820 | 59 | 1770 | 619.49 | 18584.7 | 0 | 0
| Note | Note Details
3.41.83 | - | Alarm Check Valve
| Item Code | Description | Item Remarks | Unit of Measurement | Quantity/Base Price | Unit Price/Discount % | Total | Unit Price/Discount % | Total | Unit Price/Discount % | Total | Unit Price/Discount % | Total | Unit Price/Discount % | Total | Unit Price/Discount % | Total | Unit Price/Discount % | Total
3.41.84 | 4.10.61 | (*) Supply & Installing ACV 80mm |  | nr | 1 | 0 | 0 | 6500 | 6500 | 6500 | 6500 | 5880 | 5880 | 10471 | 10471 | 2323.08 | 2323.08 | 0 | 0
| Note | Note Details
3.41.85 | - | Contractor's Adjustment
| Item Code | Description | Item Remarks | Unit of Measurement | Quantity/Base Price | Unit Price/Discount % | Total | Unit Price/Discount % | Total | Unit Price/Discount % | Total | Unit Price/Discount % | Total | Unit Price/Discount % | Total | Unit Price/Discount % | Total | Unit Price/Discount % | Total
3.41.86 | 4.10.62 | (*) The Contractor may price here any new items or additional quantity for an existing BOQ item, which are shown in the Drawings or any other Tender/Contract Documents but overlooked or not specifically mentioned herein and is necessary for the satisfactory completion of the Works/this section. Should the Contractor fail to insert any item here, it will be deemed that his lump sum Tender Price includes all such items and no claims for additional items will be entertained. |  | Sum | 1 | 0 | 0 | 0 | 0 | 0 | 0 | 0 | 0 | 0 | 0 | 0 | 0 | 0 | 0
| Note | Note Details
3.41.87 | - | Please attach one PDF file to be named "Additional Items for (insert bill no/name & Section No/name)" for the details of these additional items in the additional attachment area in the Commercial Envelope.
3.42 BILL NO. 4.11 – AIR CONDITIONING WORKS | [5 empty] | 35 (out of 35) | 503029 | 35 (out of 35) | 721070 | 35 (out of 35) | 721070 | 35 (out of 35) | 439983 | 35 (out of 35) | 447838 | 35 (out of 35) | 473377.28 | 35 (out of 35) | 0
| Note | Note Details
3.42.1 | - | AIR-CONDITIONING INSTALLATION
3.42.2 | - | METAL DUCT
3.42.3 | - | HVAC Ductwork HVAC/DW-142 standard and complete with duct hangers/supports, voids, fittings, flanges, flexible, duct connectors, wire mesh end covers, access doors, test, points for air/water and identification (insulation measured separately)
| Item Code | Description | Item Remarks | Unit of Measurement | Quantity/Base Price | Unit Price/Discount % | Total | Unit Price/Discount % | Total | Unit Price/Discount % | Total | Unit Price/Discount % | Total | Unit Price/Discount % | Total | Unit Price/Discount % | Total | Unit Price/Discount % | Total
3.42.4 | 4.11.01 | (*) Galvanized sheet Ductwork |  | kg | 2660 | 0 | 0 | 95 | 252700 | 95 | 252700 | 40 | 106400 | 41 | 109060 | 61.95 | 164787 | 0 | 0
| Note | Note Details
3.42.5 | - | DUCT INSULATION
3.42.6 | - | FSK faced rigid fiberglass insulation, secured to ducts by wrapped with fiber cloth and coated with sealfas insulation as specified
| Item Code | Description | Item Remarks | Unit of Measurement | Quantity/Base Price | Unit Price/Discount % | Total | Unit Price/Discount % | Total | Unit Price/Discount % | Total | Unit Price/Discount % | Total | Unit Price/Discount % | Total | Unit Price/Discount % | Total | Unit Price/Discount % | Total
3.42.7 | 4.11.02 | (*) 25mm thk. Insulation to internal ducts |  | m2 | 360 | 0 | 0 | 25 | 9000 | 25 | 9000 | 58 | 20880 | 53 | 19080 | 108.41 | 39027.6 | 0 | 0
3.42.8 | 4.11.03 | (*) 50mm thk. Insulation to exposed ducts |  | m2 | 160 | 0 | 0 | 45 | 7200 | 45 | 7200 | 58 | 9280 | 100 | 16000 | 154.87 | 24779.2 | 0 | 0
3.42.9 | 4.11.04 | (*) Aluminium Cladding for exposed ducts |  | Item | 1 | 503029 | 503029 | 10000 | 10000 | 10000 | 10000 | 13125 | 13125 | 2353 | 2353 | 41299.24 | 41299.24 | 0 | 0
| Note | Note Details
3.42.10 | - | DIFFUSERS, REGISTERS, AND GRILLES
3.42.11 | - | Air outlets from an approved manufacturer completed with opposed blade volume dampers ,plenum box with acoustical internal insulation fixed to ductwork as detailed in drawings including all integrals and fixtures as specified.
3.42.12 | - | Air Terminals
3.42.13 | - | Exhaust air ceiling diffuser fabricated of extruded aluminum and are polyester powder coated complete all accessories according to the drawings and specification.
| Item Code | Description | Item Remarks | Unit of Measurement | Quantity/Base Price | Unit Price/Discount % | Total | Unit Price/Discount % | Total | Unit Price/Discount % | Total | Unit Price/Discount % | Total | Unit Price/Discount % | Total | Unit Price/Discount % | Total | Unit Price/Discount % | Total
3.42.14 | 4.11.05 | (*) 150mm X 150mm |  | nr | 8 | 0 | 0 | 80 | 640 | 80 | 640 | 74 | 592 | 353 | 2824 | 446.03 | 3568.24 | 0 | 0
3.42.15 | 4.11.06 | (*) 200mm X 200mm |  | nr | 1 | 0 | 0 | 100 | 100 | 100 | 100 | 79 | 79 | 412 | 412 | 446.03 | 446.03 | 0 | 0
3.42.16 | 4.11.07 | (*) 350mm X 350mm |  | nr | 1 | 0 | 0 | 150 | 150 | 150 | 150 | 97 | 97 | 471 | 471 | 446.03 | 446.03 | 0 | 0
| Note | Note Details
3.42.17 | - | Supply air ceiling diffuser fabricated of extruded aluminum and are polyester powder coated complete all accessories according to the drawings and specification.
| Item Code | Description | Item Remarks | Unit of Measurement | Quantity/Base Price | Unit Price/Discount % | Total | Unit Price/Discount % | Total | Unit Price/Discount % | Total | Unit Price/Discount % | Total | Unit Price/Discount % | Total | Unit Price/Discount % | Total | Unit Price/Discount % | Total
3.42.18 | 4.11.08 | (*) 250mm X 250mm |  | nr | 3 | 0 | 0 | 120 | 360 | 120 | 360 | 79 | 237 | 471 | 1413 | 619.49 | 1858.47 | 0 | 0
3.42.19 | 4.11.09 | (*) 300mm X 300mm |  | nr | 6 | 0 | 0 | 150 | 900 | 150 | 900 | 97 | 582 | 471 | 2826 | 619.49 | 3716.94 | 0 | 0
3.42.20 | 4.11.10 | (*) 350mm X 350mm |  | nr | 3 | 0 | 0 | 160 | 480 | 160 | 480 | 97 | 291 | 647 | 1941 | 619.49 | 1858.47 | 0 | 0
| Note | Note Details
3.42.21 | - | Return air ceiling diffuser fabricated of extruded aluminum and are polyester powder coated complete all accessories according to the drawings and specification.
| Item Code | Description | Item Remarks | Unit of Measurement | Quantity/Base Price | Unit Price/Discount % | Total | Unit Price/Discount % | Total | Unit Price/Discount % | Total | Unit Price/Discount % | Total | Unit Price/Discount % | Total | Unit Price/Discount % | Total | Unit Price/Discount % | Total
3.42.22 | 4.11.11 | (*) 250mm X 250mm |  | nr | 2 | 0 | 0 | 115 | 230 | 115 | 230 | 79 | 158 | 294 | 588 | 569.93 | 1139.86 | 0 | 0
3.42.23 | 4.11.12 | (*) 300mm X 300mm |  | nr | 6 | 0 | 0 | 145 | 870 | 145 | 870 | 97 | 582 | 324 | 1944 | 569.93 | 3419.58 | 0 | 0
| Note | Note Details
3.42.24 | - | Supply air grill double deflection with adjustable blades fabricated of extruded aluminum and are polyester powder coated complete with opposed blade volume damper and all accessories according to the drawings and specification.
| Item Code | Description | Item Remarks | Unit of Measurement | Quantity/Base Price | Unit Price/Discount % | Total | Unit Price/Discount % | Total | Unit Price/Discount % | Total | Unit Price/Discount % | Total | Unit Price/Discount % | Total | Unit Price/Discount % | Total | Unit Price/Discount % | Total
3.42.25 | 4.11.13 | (*) 250mm X 150mm |  | nr | 1 | 0 | 0 | 70 | 70 | 70 | 70 | 158 | 158 | 471 | 471 | 1434.74 | 1434.74 | 0 | 0
3.42.26 | 4.11.14 | (*) 300mm X 200mm |  | nr | 1 | 0 | 0 | 80 | 80 | 80 | 80 | 189 | 189 | 529 | 529 | 1434.74 | 1434.74 | 0 | 0
3.42.27 | 4.11.15 | (*) 450mm X 150mm |  | nr | 1 | 0 | 0 | 90 | 90 | 90 | 90 | 200 | 200 | 529 | 529 | 1434.74 | 1434.74 | 0 | 0
| Note | Note Details
3.42.28 | - | Return air grill fabricated of extruded aluminum and are polyester powder coated complete with opposed blade volume damper and all accessories according to the drawings and specification.
| Item Code | Description | Item Remarks | Unit of Measurement | Quantity/Base Price | Unit Price/Discount % | Total | Unit Price/Discount % | Total | Unit Price/Discount % | Total | Unit Price/Discount % | Total | Unit Price/Discount % | Total | Unit Price/Discount % | Total | Unit Price/Discount % | Total
3.42.29 | 4.11.16 | (*) 250mm X 150mm |  | nr | 1 | 0 | 0 | 65 | 65 | 65 | 65 | 158 | 158 | 353 | 353 | 1784.13 | 1784.13 | 0 | 0
3.42.30 | 4.11.17 | (*) 450mm X 150mm |  | nr | 1 | 0 | 0 | 95 | 95 | 95 | 95 | 200 | 200 | 412 | 412 | 4460.32 | 4460.32 | 0 | 0
| Note | Note Details
3.42.31 | - | Exhaust air grill fabricated of extruded aluminum and are polyester powder coated complete with opposed blade volume damper and all accessories according to the drawings and specification.
| Item Code | Description | Item Remarks | Unit of Measurement | Quantity/Base Price | Unit Price/Discount % | Total | Unit Price/Discount % | Total | Unit Price/Discount % | Total | Unit Price/Discount % | Total | Unit Price/Discount % | Total | Unit Price/Discount % | Total | Unit Price/Discount % | Total
3.42.32 | 4.11.16 | (*) 150mm X 100mm |  | nr | 1 | 0 | 0 | 80 | 80 | 80 | 80 | 131 | 131 | 235 | 235 | 1784.13 | 1784.13 | 0 | 0
3.42.33 | 4.11.17 | (*) 350mm X 150mm |  | nr | 1 | 0 | 0 | 160 | 160 | 160 | 160 | 189 | 189 | 294 | 294 | 4460.32 | 4460.32 | 0 | 0
| Note | Note Details
3.42.34 | - | Supply Linear Slot Diffuser fabricated of extruded aluminum and polyester powder coated complete , opposed blade volume dampers ,plenum box with acoustical internal insulation, the spigot flexible duct shall control the flow from face of linear diffuser and all accessories according to drawings and specification.
| Item Code | Description | Item Remarks | Unit of Measurement | Quantity/Base Price | Unit Price/Discount % | Total | Unit Price/Discount % | Total | Unit Price/Discount % | Total | Unit Price/Discount % | Total | Unit Price/Discount % | Total | Unit Price/Discount % | Total | Unit Price/Discount % | Total
3.42.35 | 4.11.18 | (*) 25mm 2 slots, 12000 mm length |  | nr | 25 | 0 | 0 | 1800 | 45000 | 1800 | 45000 | 278 | 6950 | 2235 | 55875 | 613.29 | 15332.25 | 0 | 0
| Note | Note Details
3.42.36 | - | Return Linear Slot Diffuser fabricated of extruded aluminum and polyester powder coated complete, and all accessories according to drawings and specification.
| Item Code | Description | Item Remarks | Unit of Measurement | Quantity/Base Price | Unit Price/Discount % | Total | Unit Price/Discount % | Total | Unit Price/Discount % | Total | Unit Price/Discount % | Total | Unit Price/Discount % | Total | Unit Price/Discount % | Total | Unit Price/Discount % | Total
3.42.37 | 4.11.19 | (*) 25mm 2 slots 1200 mm length |  | nr | 20 | 0 | 0 | 1800 | 36000 | 1800 | 36000 | 278 | 5560 | 1529 | 30580 | 526.57 | 10531.4 | 0 | 0
| Note | Note Details
3.42.38 | - | PACKAGED AIR HANDLING UNIT
3.42.39 | - | Air handling unit complete with all integral accessories, filters, marine light in each section, DX coil, stainless steel drain pan and anti vibration mountings as per detail drawing, connected with condensing unit system including copper pipe, fittings such as flexible connections, unions, test plugs, thermometers, thermostat, all type of valves etc.,control system with control panel and final power supply connection as specified
3.42.40 | - | AHU / CU
| Item Code | Description | Item Remarks | Unit of Measurement | Quantity/Base Price | Unit Price/Discount % | Total | Unit Price/Discount % | Total | Unit Price/Discount % | Total | Unit Price/Discount % | Total | Unit Price/Discount % | Total | Unit Price/Discount % | Total | Unit Price/Discount % | Total
3.42.41 | 4.11.20 | (*) AHU-CC-01 Supply air 2032 L/S, Total Cooling Capacity 39.00 kW |  | nr | 1 | 0 | 0 | 122000 | 122000 | 122000 | 122000 | 73500 | 73500 | 61800 | 61800 | 27852.21 | 27852.21 | 0 | 0
3.42.42 | 4.11.21 | (*) AHU-CC-02 Supply air 3525 L/S, Total Cooling Capacity 104.80 kW |  | nr | 1 | 0 | 0 | 145000 | 145000 | 145000 | 145000 | 115500 | 115500 | 94776 | 94776 | 69150.42 | 69150.42 | 0 | 0
| Note | Note Details
3.42.43 | - | SPLIT ROOM AIR CONDITIONING
3.42.44 | - | Decorative-Split air conditioning unit high wall type consisting of indoor &outdoor (condensing unit), and use refrigerant 410 A at maximum EER as per estidama requirement (the fins to be coated by anti corrosion material) complete with cooling coil, air filter, fans, electrical motor, room thermostat (wireless type), with all required accessories according to drawings and specification (cooling only).
| Item Code | Description | Item Remarks | Unit of Measurement | Quantity/Base Price | Unit Price/Discount % | Total | Unit Price/Discount % | Total | Unit Price/Discount % | Total | Unit Price/Discount % | Total | Unit Price/Discount % | Total | Unit Price/Discount % | Total | Unit Price/Discount % | Total
3.42.45 | 4.11.22 | (*) AC-01/CU-01, Cooling Capacity 1.20 kW |  | nr | 1 | 0 | 0 | 3500 | 3500 | 3500 | 3500 | 26250 | 26250 | 3529 | 3529 | 1548.72 | 1548.72 | 0 | 0
| Note | Note Details
3.42.46 | - | HVAC Fans
3.42.47 | - | Exhaust air centrifugal inline fan complete with back draft damper, electric motor, weather proof housing,direct drive motor, control panel to be connected and interface with BMS system, and all required accessories according to drawings and specification.
| Item Code | Description | Item Remarks | Unit of Measurement | Quantity/Base Price | Unit Price/Discount % | Total | Unit Price/Discount % | Total | Unit Price/Discount % | Total | Unit Price/Discount % | Total | Unit Price/Discount % | Total | Unit Price/Discount % | Total | Unit Price/Discount % | Total
3.42.48 | 4.11.23 | (*) EF-CC-01, air flow rate 405 l/s |  | nr | 1 | 0 | 0 | 2500 | 2500 | 2500 | 2500 | 4200 | 4200 | 1529 | 1529 | 2171.31 | 2171.31 | 0 | 0
3.42.49 | 4.11.24 | (*) EF-CC-02, air flow rate 315 l/s |  | nr | 1 | 0 | 0 | 2100 | 2100 | 2100 | 2100 | 3570 | 3570 | 1176 | 1176 | 2492.41 | 2492.41 | 0 | 0
3.42.50 | 4.11.25 | (*) EF-CC-03, air flow rate 50 l/s |  | nr | 1 | 0 | 0 | 1000 | 1000 | 1000 | 1000 | 420 | 420 | 294 | 294 | 1220.39 | 1220.39 | 0 | 0
3.42.51 | 4.11.26 | (*) EF-CC-04, air flow rate 50 l/s |  | nr | 1 | 0 | 0 | 1000 | 1000 | 1000 | 1000 | 420 | 420 | 294 | 294 | 1220.39 | 1220.39 | 0 | 0
| Note | Note Details
3.42.52 | - | Terminal Units (CAV & VAV by Pass boxes)
3.42.53 | - | Basic unit consists of a diverter type damper, actuator, bypass port and selected pressure dependent controls, A balancing damper is required ahead of the inlet, thermostate ,
| Item Code | Description | Item Remarks | Unit of Measurement | Quantity/Base Price | Unit Price/Discount % | Total | Unit Price/Discount % | Total | Unit Price/Discount % | Total | Unit Price/Discount % | Total | Unit Price/Discount % | Total | Unit Price/Discount % | Total | Unit Price/Discount % | Total
3.42.54 | 4.11.27 | (*) BPB-2 |  | nr | 1 | 0 | 0 | 600 | 600 | 600 | 600 | 1260 | 1260 | 1780 | 1780 | 2581.2 | 2581.2 | 0 | 0
3.42.55 | 4.11.28 | (*) BPB-3 |  | nr | 3 | 0 | 0 | 700 | 2100 | 700 | 2100 | 1260 | 3780 | 2059 | 6177 | 2581.2 | 7743.6 | 0 | 0
3.42.56 | 4.11.29 | (*) BPB-4 |  | nr | 1 | 0 | 0 | 1000 | 1000 | 1000 | 1000 | 1260 | 1260 | 1765 | 1765 | 2581.2 | 2581.2 | 0 | 0
3.42.57 | 4.11.30 | (*) CAV |  | nr | 10 | 0 | 0 | 2000 | 20000 | 2000 | 20000 | 966 | 9660 | 1588 | 15880 | 2581.2 | 25812 | 0 | 0
3.42.58 | 4.11.31 | (*) Drain UPVC pipes from HVAC equipment to the nearest plumbing floor drain point including all fitting, bend and all ancillary connections as per drawings and specification. |  | Item | 1 | 0 | 0 | 6000 | 6000 | 6000 | 6000 | 7875 | 7875 | 1824 | 1824 | 0 | 0 | 0 | 0
3.42.59 | 4.11.32 | (*) Balancing, Testing, Commissioning of HVAC System: Shall include all equipment's and tools required in performing Testing, commissioning and operation of HVAC equipment, adjusting and air balancing of HVAC system. . |  | Item | 1 | 0 | 0 | 50000 | 50000 | 50000 | 50000 | 26250 | 26250 | 8824 | 8824 | 0 | 0 | 0 | 0
| Note | Note Details
3.42.60 | - | Contractor's Adjustment
| Item Code | Description | Item Remarks | Unit of Measurement | Quantity/Base Price | Unit Price/Discount % | Total | Unit Price/Discount % | Total | Unit Price/Discount % | Total | Unit Price/Discount % | Total | Unit Price/Discount % | Total | Unit Price/Discount % | Total | Unit Price/Discount % | Total
3.42.61 | 4.11.33 | (*) The Contractor may price here any new items or additional quantity for an existing BOQ item, which are shown in the Drawings or any other Tender/Contract Documents but overlooked or not specifically mentioned herein and is necessary for the satisfactory completion of the Works/this section. Should the Contractor fail to insert any item here, it will be deemed that his lump sum Tender Price includes all such items and no claims for additional items will be entertained. |  | Sum | 1 | 0 | 0 | 0 | 0 | 0 | 0 | 0 | 0 | 0 | 0 | 0 | 0 | 0 | 0
| Note | Note Details
3.42.62 | - | Please attach one PDF file to be named "Additional Items for (insert bill no/name & Section No/name)" for the details of these additional items in the additional attachment area in the Commercial Envelope.
3.43 BILL NO. 4.12 – EXTERNAL WORKS AND CAR PARKING | [5 empty] | 16 (out of 16) | 106684 | 16 (out of 16) | 197520 | 16 (out of 16) | 197520 | 16 (out of 16) | 276088 | 16 (out of 16) | 272437 | 16 (out of 16) | 172836.93 | 16 (out of 16) | 265790.69
| Note | Note Details
3.43.1 | - | EXTERNAL WORK
3.43.2 | - | Earthworks
3.43.3 | - | All Earthwork to be executed as shown in drawings and specified and/or as directed by the Engineer.
3.43.4 | - | Filling
| Item Code | Description | Item Remarks | Unit of Measurement | Quantity/Base Price | Unit Price/Discount % | Total | Unit Price/Discount % | Total | Unit Price/Discount % | Total | Unit Price/Discount % | Total | Unit Price/Discount % | Total | Unit Price/Discount % | Total | Unit Price/Discount % | Total
3.43.5 | 4.12.01 | (*) Embankment filling with imported natural material, 300mm thick; in two layers (each layer 15cm thick), including each layer compacted to at least 95% MDD with CBR >30%, as shown on drawings and as specified. |  | m3 | 330 | 51 | 16830 | 40 | 13200 | 40 | 13200 | 50 | 16500 | 19 | 6270 | 27.96 | 9226.8 | 33.31 | 10992.3
| Note | Note Details
3.43.6 | - | Kerbs, channels & edgings
3.43.7 | - | Kerb, channels and edgings; straight or curved complete as shown in drawings & specification including transition, concrete hunching, foundation, formwork, earthworks, backfilling, disposal of surplus excavated material on designated.
| Item Code | Description | Item Remarks | Unit of Measurement | Quantity/Base Price | Unit Price/Discount % | Total | Unit Price/Discount % | Total | Unit Price/Discount % | Total | Unit Price/Discount % | Total | Unit Price/Discount % | Total | Unit Price/Discount % | Total | Unit Price/Discount % | Total
3.43.8 | 4.12.02 | (*) Precast concrete upstand kerbs type "K" 600 x 150 x 250 mm straight or curved to radius exceeding 12m as per Drawing No. 7514-INF-SAD-TD-ROD-450, and specification |  | m | 105 | 94 | 9870 | 55 | 5775 | 55 | 5775 | 88 | 9240 | 68 | 7140 | 73.13 | 7678.65 | 82.75 | 8688.75
3.43.9 | 4.12.03 | (*) Precast concrete upstand kerbs type "K" 600 x 150 x 250 mm curved to radius not exceeding 12m as per Drawing No. 7514-INF-SAD-TD-ROD-450, and specification |  | m | 2 | 94 | 188 | 65 | 130 | 65 | 130 | 81 | 162 | 72 | 144 | 73.13 | 146.26 | 82.75 | 165.5
| Note | Note Details
3.43.10 | - | Light duty pavement
| Item Code | Description | Item Remarks | Unit of Measurement | Quantity/Base Price | Unit Price/Discount % | Total | Unit Price/Discount % | Total | Unit Price/Discount % | Total | Unit Price/Discount % | Total | Unit Price/Discount % | Total | Unit Price/Discount % | Total | Unit Price/Discount % | Total
3.43.11 | 4.12.04 | (*) Precast interlocking concrete paving blocks; (approved color, pattern and design) on and including 40 mm thick crushed sand bed,150 mm thick granular sub base, Granular Sub base CBR > 60% type II, depth 300mm thickin; two layers (each layer 15cm thick). Precast concrete block paving tiles; thickness 80mm and including 40mm thick sand bed |  | m2 | 510 | 54 | 27540 | 134 | 68340 | 134 | 68340 | 100 | 51000 | 190 | 96900 | 86.04 | 43880.4 | 90.72 | 46267.2
3.43.12 | 4.12.05 | (*) Concrete Pavers in concrete base Supply and installation of square Concrete Pavers, including 50mm crushed sand bedding, joint filling and compaction including concrete base. Pavement module with various 200x200x80mm as per detail. Material finish and color refer to hardscape schedule and Landscape detail. Paving type: P1 |  | m2 | 260 | 58 | 15080 | 125 | 32500 | 125 | 32500 | 225 | 58500 | 190 | 49400 | 129.06 | 33555.6 | 90.72 | 23587.2
3.43.13 | 4.12.06 | (*) Concrete Pavers in concrete base Supply and installation of square Concrete Pavers, including 50mm crushed sand bedding, joint filling and compaction including concrete base. Pavement module with various 200x200x80mm as per detail. Material finish and color refer to hardscape schedule and Landscape detail. Paving type: P2 |  | m2 | 75 | 58 | 4350 | 125 | 9375 | 125 | 9375 | 250 | 18750 | 190 | 14250 | 123.68 | 9276 | 90.72 | 6804
3.43.14 | 4.12.07 | (*) Concrete Pavers in concrete base Supply and installation of square Concrete Pavers, including 50mm crushed sand bedding, joint filling and compaction including concrete base. Pavement module with various 200x200x80mm as per detail. Material finish and color refer to hardscape schedule and Landscape detail. Paving type: P3 |  | m2 | 469 | 58 | 27202 | 125 | 58625 | 125 | 58625 | 225 | 105525 | 190 | 89110 | 129.06 | 60529.14 | 90.72 | 42547.68
3.43.15 | 4.12.08 | (*) Loose Gravel Supply and install loose pebbles (10-30mm diameter sieve size); 100mm thk. on compacted, cleaned surface and geo textile (120g/m2- overlap 200mm) as per landscape architect detail and specification. Allow for all incidental works, as per specification and Landscape Architect's instruction/approval. Material and color refer to hardscape schedule Landscape Architect's detail. Surface type: G1 |  | m2 | 32 | 26 | 832 | 50 | 1600 | 50 | 1600 | 63 | 2016 | 89 | 2848 | 48.4 | 1548.8 | 51.5 | 1648
| Note | Note Details
3.43.16 | - | Ancillaries - Traffic signs
3.43.17 | - | Non - illuminated
3.43.18 | - | In accordance with Traffic Control Devices Manual First Edition. 2014 of Department of Transport Abu Dhabi
3.43.19 | - | Warning and Regulatory Sign and Posts including all necessary Civil works
| Item Code | Description | Item Remarks | Unit of Measurement | Quantity/Base Price | Unit Price/Discount % | Total | Unit Price/Discount % | Total | Unit Price/Discount % | Total | Unit Price/Discount % | Total | Unit Price/Discount % | Total | Unit Price/Discount % | Total | Unit Price/Discount % | Total
3.43.20 | 4.12.09 | (*) Rectangular Sign Panel; size = 697x300mm Sign No. 397 |  | nr | 1 | 252 | 252 | 650 | 650 | 650 | 650 | 1125 | 1125 | 606 | 606 | 967.95 | 967.95 | 367.71 | 367.71
| Note | Note Details
3.43.21 | - | Surface Markings
3.43.22 | - | Ancillaries - Surface marking; Thermo Plastic Marking as specified
| Item Code | Description | Item Remarks | Unit of Measurement | Quantity/Base Price | Unit Price/Discount % | Total | Unit Price/Discount % | Total | Unit Price/Discount % | Total | Unit Price/Discount % | Total | Unit Price/Discount % | Total | Unit Price/Discount % | Total | Unit Price/Discount % | Total
3.43.23 | 4.12.10 | (*) Pavement disabled parking Symble: type 623.4 |  | nr | 2 | 180 | 360 | 2000 | 4000 | 2000 | 4000 | 500 | 1000 | 483 | 966 | 1043.24 | 2086.48 | 331.66 | 663.32
3.43.24 | 4.12.11 | (*) White continuous lines; 100 mm wide; type 621 |  | m | 70 | 18 | 1260 | 8 | 560 | 8 | 560 | 25 | 1750 | 4 | 280 | 4.52 | 316.4 | 14.21 | 994.7
3.43.25 | 4.12.12 | (*) Blue continuous lines; 100 mm wide; type 621 |  | m | 40 | 22 | 880 | 10 | 400 | 10 | 400 | 38 | 1520 | 4 | 160 | 6.99 | 279.6 | 14.21 | 568.4
3.43.26 | 4.12.13 | (*) White/Yellow/Blue chevron, Disabled Parking and hatch marking; type 657 & 658 |  | m2 | 15 | 36 | 540 | 75 | 1125 | 75 | 1125 | 250 | 3750 | 77 | 1155 | 45.17 | 677.55 | 71.07 | 1066.05
| Note | Note Details
3.43.27 | - | PAINTING
3.43.28 | - | Chlorinated rubber based quick drying paint applied in two coats to exposed faces of concrete kerbs and road separator; colour as per drawing/specification and as directed by the Engineer
| Item Code | Description | Item Remarks | Unit of Measurement | Quantity/Base Price | Unit Price/Discount % | Total | Unit Price/Discount % | Total | Unit Price/Discount % | Total | Unit Price/Discount % | Total | Unit Price/Discount % | Total | Unit Price/Discount % | Total | Unit Price/Discount % | Total
3.43.29 | 4.12.14 | (*) Painting on kerbs |  | m2 | 30 | 26 | 780 | 8 | 240 | 8 | 240 | 125 | 3750 | 21 | 630 | 17.21 | 516.3 | 42.64 | 1279.2
| Note | Note Details
3.43.30 | - | Signage for Community Center
| Item Code | Description | Item Remarks | Unit of Measurement | Quantity/Base Price | Unit Price/Discount % | Total | Unit Price/Discount % | Total | Unit Price/Discount % | Total | Unit Price/Discount % | Total | Unit Price/Discount % | Total | Unit Price/Discount % | Total | Unit Price/Discount % | Total
3.43.31 | 4.12.15 | (*) Address numbering signs for community center to comply with the authority requirements, specification and drawings |  | nr | 1 | 720 | 720 | 1000 | 1000 | 1000 | 1000 | 1500 | 1500 | 2578 | 2578 | 2151 | 2151 | 210.12 | 210.12
| Note | Note Details
3.43.32 | - | Contractor's Adjustment
| Item Code | Description | Item Remarks | Unit of Measurement | Quantity/Base Price | Unit Price/Discount % | Total | Unit Price/Discount % | Total | Unit Price/Discount % | Total | Unit Price/Discount % | Total | Unit Price/Discount % | Total | Unit Price/Discount % | Total | Unit Price/Discount % | Total
3.43.33 | 4.12.16 | (*) The Contractor may price here any new items or additional quantity for an existing BOQ item, which are shown in the Drawings or any other Tender/Contract Documents but overlooked or not specifically mentioned herein and is necessary for the satisfactory completion of the Works/this section. Should the Contractor fail to insert any item here, it will be deemed that his lump sum Tender Price includes all such items and no claims for additional items will be entertained. |  | Sum | 1 | 0 | 0 | 0 | 0 | 0 | 0 | 0 | 0 | 0 | 0 | 0 | 0 | 119940.56 | 119940.56
| Note | Note Details
3.43.34 | - | Please attach one PDF file to be named "Additional Items for (insert bill no/name & Section No/name)" for the details of these additional items in the additional attachment area in the Commercial Envelope.
3.44 BILL NO. 5 - JUMA'A MOSQUE | [5 empty] | 0 (out of 0) | 0 | 0 (out of 0) | 0 | 0 (out of 0) | 0 | 0 (out of 0) | 0 | 0 (out of 0) | 0 | 0 (out of 0) | 0 | 0 (out of 0) | 0
3.45 BILL NO. 5.01 – EARTHWORK & EXCAVATION | [5 empty] | 7 (out of 7) | 188791 | 7 (out of 7) | 189900 | 7 (out of 7) | 189900 | 7 (out of 7) | 143110 | 7 (out of 7) | 114862 | 7 (out of 7) | 140210.18 | 7 (out of 7) | 247190.35
| Note | Note Details
3.45.1 | - | EARTHWORKS
3.45.2 | - | SOIL INVESTIGATION
| Item Code | Description | Item Remarks | Unit of Measurement | Quantity/Base Price | Unit Price/Discount % | Total | Unit Price/Discount % | Total | Unit Price/Discount % | Total | Unit Price/Discount % | Total | Unit Price/Discount % | Total | Unit Price/Discount % | Total | Unit Price/Discount % | Total
3.45.3 | 5.01.01 | (*) Borehole, minimum 30 meters deep each including necessary site and laboratory test, Soil Investigation Report. |  | nr | 1 | 111 | 111 | 2700 | 2700 | 2700 | 2700 | 4200 | 4200 | 6961 | 6961 | 5807.71 | 5807.71 | 4398.75 | 4398.75
| Note | Note Details
3.45.4 | - | EARTHWORKS AND EXCAVATIONS
| Item Code | Description | Item Remarks | Unit of Measurement | Quantity/Base Price | Unit Price/Discount % | Total | Unit Price/Discount % | Total | Unit Price/Discount % | Total | Unit Price/Discount % | Total | Unit Price/Discount % | Total | Unit Price/Discount % | Total | Unit Price/Discount % | Total
3.45.5 | 5.01.02 | (*) General site clearance, levelling and preparation over the total area of the Plot |  | m2 | 2835 | 4 | 11340 | 2 | 5670 | 2 | 5670 | 4 | 11340 | 3 | 8505 | 1.81 | 5131.35 | 3.41 | 9667.35
3.45.6 | 5.01.03 | (*) Excavation up to a depth of 210cm from the existing ground to remove the loose top soil |  | m3 | 2420 | 8 | 19360 | 15 | 36300 | 15 | 36300 | 8 | 19360 | 6 | 14520 | 8.6 | 20812 | 15.15 | 36663
3.45.7 | 5.01.04 | (*) Backfilling & compaction with imported material up to the bottom of the raft slab, placed on the existing ground level as per the drawings |  | m3 | 1620 | 52 | 84240 | 40 | 64800 | 40 | 64800 | 24 | 38880 | 19 | 30780 | 28.39 | 45991.8 | 33.31 | 53962.2
3.45.8 | 5.01.05 | (*) Disposal of excavated surplus material to approved tip , including hauling (to designated location as may be instructed by the Engineer) |  | m3 | 3132 | 15 | 46980 | 15 | 46980 | 15 | 46980 | 20 | 62640 | 13 | 40716 | 10.76 | 33700.32 | 17.09 | 53525.88
3.45.9 | 5.01.06 | (*) Applying Chemical Anti-Termite material under building foundations, beams, ground slabs on grid and external perimeter of the building as specified, Allow for materials, labours, tools etc all as approved by the Engineer. |  | m2 | 6690 | 4 | 26760 | 5 | 33450 | 5 | 33450 | 1 | 6690 | 2 | 13380 | 4.3 | 28767 | 2.93 | 19601.7
| Note | Note Details
3.45.10 | - | Contractor's Adjustment
| Item Code | Description | Item Remarks | Unit of Measurement | Quantity/Base Price | Unit Price/Discount % | Total | Unit Price/Discount % | Total | Unit Price/Discount % | Total | Unit Price/Discount % | Total | Unit Price/Discount % | Total | Unit Price/Discount % | Total | Unit Price/Discount % | Total
3.45.11 | 5.01.07 | (*) The Contractor may price here any new items or additional quantity for an existing BOQ item, which are shown in the Drawings or any other Tender/Contract Documents but overlooked or not specifically mentioned herein and is necessary for the satisfactory completion of the Works/this section. Should the Contractor fail to insert any item here, it will be deemed that his lump sum Tender Price includes all such items and no claims for additional items will be entertained. |  | Sum | 1 | 0 | 0 | 0 | 0 | 0 | 0 | 0 | 0 | 0 | 0 | 0 | 0 | 69371.47 | 69371.47
| Note | Note Details
3.45.12 | - | Please attach one PDF file to be named "Additional Items for (insert bill no/name & Section No/name)" for the details of these additional items in the additional attachment area in the Commercial Envelope.
3.46 BILL NO. 5.02 – CONCRETE WORKS | [5 empty] | 20 (out of 20) | 2543116.5 | 20 (out of 20) | 2417260.5 | 20 (out of 20) | 2417260.5 | 20 (out of 20) | 2673238 | 20 (out of 20) | 2812223 | 20 (out of 20) | 2505650.645 | 20 (out of 20) | 3686131.685
| Note | Note Details
3.46.1 | - | SUB-STRUCTURE
3.46.2 | - | Plain in situ cement concrete in SRCas blinding layer including form work with compressive strength 20 N/mm2,in accordance with drawings Specification
| Item Code | Description | Item Remarks | Unit of Measurement | Quantity/Base Price | Unit Price/Discount % | Total | Unit Price/Discount % | Total | Unit Price/Discount % | Total | Unit Price/Discount % | Total | Unit Price/Discount % | Total | Unit Price/Discount % | Total | Unit Price/Discount % | Total
3.46.3 | 5.02.01 | (*) 100mm thick blinding under foundations as shown in drawings. |  | m3 | 92 | 270 | 24840 | 31 | 2852 | 31 | 2852 | 455 | 41860 | 475 | 43700 | 440.96 | 40568.32 | 343.61 | 31612.12
3.46.4 | 5.02.02 | (*) 50mm thick blinding under tie beams as shown in drawings. |  | m3 | 22 | 280 | 6160 | 23 | 506 | 23 | 506 | 455 | 10010 | 475 | 10450 | 440.96 | 9701.12 | 343.61 | 7559.42
3.46.5 | 5.02.03 | (*) 100mm thick blinding under slab on grade as shown in drawings. |  | m3 | 280 | 218 | 61040 | 31 | 8680 | 31 | 8680 | 455 | 127400 | 344 | 96320 | 440.96 | 123468.8 | 343.61 | 96210.8
| Note | Note Details
3.46.6 | - | Reinforced in situ cement concrete in MSRC including form work and reinforcement as detailed in drawing with compressive strength 40N/mm2 as specified.
| Item Code | Description | Item Remarks | Unit of Measurement | Quantity/Base Price | Unit Price/Discount % | Total | Unit Price/Discount % | Total | Unit Price/Discount % | Total | Unit Price/Discount % | Total | Unit Price/Discount % | Total | Unit Price/Discount % | Total | Unit Price/Discount % | Total
3.46.7 | 5.02.04 | (*) Footings |  | m3 | 480 | 536 | 257280 | 770 | 369600 | 770 | 369600 | 882 | 423360 | 798 | 383040 | 914.18 | 438806.4 | 922.01 | 442564.8
3.46.8 | 5.02.05 | (*) Tie beams |  | m3 | 210 | 1335 | 280350 | 1310 | 275100 | 1310 | 275100 | 1148 | 241080 | 1324 | 278040 | 914.18 | 191977.8 | 1705.49 | 358152.9
3.46.9 | 5.02.06 | (*) Ground beams |  | m3 | 70 | 1335 | 93450 | 1150 | 80500 | 1150 | 80500 | 1092 | 76440 | 1212 | 84840 | 914.18 | 63992.6 | 1845.51 | 129185.7
3.46.10 | 5.02.07 | (*) Columns neck and walls neck under the ground level |  | m3 | 38 | 1503 | 57114 | 2010 | 76380 | 2010 | 76380 | 1442 | 54796 | 2732 | 103816 | 967.95 | 36782.1 | 2379.99 | 90439.62
3.46.11 | 5.02.08 | (*) Steps and Ramp including foundation. |  | m3 | 10 | 948 | 9480 | 1000 | 10000 | 1000 | 10000 | 994 | 9940 | 1045 | 10450 | 914.18 | 9141.8 | 1813.86 | 18138.6
3.46.12 | 5.02.09 | (*) Slab on grade placed on the existing ground level after removing the loose top soil and compacting with imported material. |  | m3 | 420 | 443 | 186060 | 553 | 232260 | 553 | 232260 | 728 | 305760 | 756 | 317520 | 623.79 | 261991.8 | 679.53 | 285402.6
| Note | Note Details
3.46.13 | - | SUNDRIES
| Item Code | Description | Item Remarks | Unit of Measurement | Quantity/Base Price | Unit Price/Discount % | Total | Unit Price/Discount % | Total | Unit Price/Discount % | Total | Unit Price/Discount % | Total | Unit Price/Discount % | Total | Unit Price/Discount % | Total | Unit Price/Discount % | Total
3.46.14 | 5.02.10 | (*) 1 layers of 1000 gauge sheet laid under foundation, tie beams, ground beam, grade slab, etc. as shown in drawings |  | m2 | 3800 | 5 | 19000 | 5 | 19000 | 5 | 19000 | 3 | 11400 | 3 | 11400 | 3.23 | 12274 | 4.96 | 18848
3.46.15 | 5.02.11 | (*) Prepare surface & apply Fluid applied rubberized asphalt as per drawings and specifications |  | m2 | 8000 | 22 | 176000 | 7 | 56000 | 7 | 56000 | 10 | 80000 | 15 | 120000 | 26.89 | 215120 | 15.16 | 121280
| Note | Note Details
3.46.16 | - | SUPER-STRUCTURE
3.46.17 | - | Reinforced in situ cement concrete in OPC including form work and reinforcement as detailed in drawing with compressive strength 40N/mm2 as specified.
| Item Code | Description | Item Remarks | Unit of Measurement | Quantity/Base Price | Unit Price/Discount % | Total | Unit Price/Discount % | Total | Unit Price/Discount % | Total | Unit Price/Discount % | Total | Unit Price/Discount % | Total | Unit Price/Discount % | Total | Unit Price/Discount % | Total
3.46.18 | 5.02.12 | (*) Reinforced Concrete Columns and Walls |  | m3 | 175 | 1902 | 332850 | 1570 | 274750 | 1570 | 274750 | 1302 | 227850 | 1556 | 272300 | 967.95 | 169391.25 | 2028.51 | 354989.25
3.46.19 | 5.02.13 | (*) Reinforced Concrete Beams |  | m3 | 280 | 1426 | 399280 | 1200 | 336000 | 1200 | 336000 | 1204 | 337120 | 1236 | 346080 | 967.95 | 271026 | 1753.2 | 490896
| Note | Note Details
3.46.20 | - | Reinforcement Slabs
| Item Code | Description | Item Remarks | Unit of Measurement | Quantity/Base Price | Unit Price/Discount % | Total | Unit Price/Discount % | Total | Unit Price/Discount % | Total | Unit Price/Discount % | Total | Unit Price/Discount % | Total | Unit Price/Discount % | Total | Unit Price/Discount % | Total
3.46.21 | 5.02.14 | (*) Solid Slab with 120mm thick |  | m3 | 1.5 | 1195 | 1792.5 | 1275 | 1912.5 | 1275 | 1912.5 | 1148 | 1722 | 1264 | 1896 | 1021.73 | 1532.595 | 1409.01 | 2113.515
3.46.22 | 5.02.15 | (*) Solid Slab with 160mm thick |  | m3 | 120 | 1017 | 122040 | 1100 | 132000 | 1100 | 132000 | 1134 | 136080 | 1180 | 141600 | 1021.73 | 122607.6 | 1360.83 | 163299.6
3.46.23 | 5.02.16 | (*) Solid Slab with 180mm thick |  | m3 | 415 | 966 | 400890 | 1040 | 431600 | 1040 | 431600 | 1120 | 464800 | 1144 | 474760 | 1021.73 | 424017.95 | 1295.68 | 537707.2
3.46.24 | 5.02.17 | (*) Solid Slab with 240mm thick |  | m3 | 72 | 859 | 61848 | 960 | 69120 | 960 | 69120 | 1106 | 79632 | 1072 | 77184 | 1021.73 | 73564.56 | 1230.54 | 88598.88
3.46.25 | 5.02.18 | (*) MEP Pads |  | m3 | 36 | 1292 | 46512 | 1000 | 36000 | 1000 | 36000 | 1078 | 38808 | 952 | 34272 | 967.95 | 34846.2 | 1007.66 | 36275.76
3.46.26 | 5.02.19 | (*) Upstand |  | m3 | 5 | 1426 | 7130 | 1000 | 5000 | 1000 | 5000 | 1036 | 5180 | 911 | 4555 | 967.95 | 4839.75 | 1792.81 | 8964.05
| Note | Note Details
3.46.27 | - | Contractor's Adjustment
| Item Code | Description | Item Remarks | Unit of Measurement | Quantity/Base Price | Unit Price/Discount % | Total | Unit Price/Discount % | Total | Unit Price/Discount % | Total | Unit Price/Discount % | Total | Unit Price/Discount % | Total | Unit Price/Discount % | Total | Unit Price/Discount % | Total
3.46.28 | 5.02.20 | (*) The Contractor may price here any new items or additional quantity for an existing BOQ item, which are shown in the Drawings or any other Tender/Contract Documents but overlooked or not specifically mentioned herein and is necessary for the satisfactory completion of the Works/this section. Should the Contractor fail to insert any item here, it will be deemed that his lump sum Tender Price includes all such items and no claims for additional items will be entertained. |  | Sum | 1 | 0 | 0 | 0 | 0 | 0 | 0 | 0 | 0 | 0 | 0 | 0 | 0 | 403892.87 | 403892.87
| Note | Note Details
3.46.29 | - | Please attach one PDF file to be named "Additional Items for (insert bill no/name & Section No/name)" for the details of these additional items in the additional attachment area in the Commercial Envelope.
3.47 BILL NO. 5.03 – BLOCK WORKS | [5 empty] | 20 (out of 20) | 429487.5 | 20 (out of 20) | 581087 | 20 (out of 20) | 581087 | 20 (out of 20) | 531386.5 | 20 (out of 20) | 542298 | 20 (out of 20) | 609631.395 | 20 (out of 20) | 672260.685
| Note | Note Details
3.47.1 | - | CONCRETE MASONRY UNITS
3.47.2 | - | Hollow / Solid concrete masonry units bedded in mortar including reinforcement and anchoring where necessary as per drawings and Specification.
| Item Code | Description | Item Remarks | Unit of Measurement | Quantity/Base Price | Unit Price/Discount % | Total | Unit Price/Discount % | Total | Unit Price/Discount % | Total | Unit Price/Discount % | Total | Unit Price/Discount % | Total | Unit Price/Discount % | Total | Unit Price/Discount % | Total
3.47.3 | 5.03.01 | (*) Wall Type W01 & W02 |  | m2 | 693 | 129 | 89397 | 185 | 128205 | 185 | 128205 | 150 | 103950 | 175 | 121275 | 182.84 | 126708.12 | 155.83 | 107990.19
3.47.4 | 5.03.02 | (*) Wall Type W08 & W09 |  | m2 | 999 | 108 | 107892 | 135 | 134865 | 135 | 134865 | 124 | 123876 | 142 | 141858 | 136.59 | 136453.41 | 129.64 | 129510.36
3.47.5 | 5.03.03 | (*) Wall Type W10 |  | m2 | 159 | 108 | 17172 | 135 | 21465 | 135 | 21465 | 124 | 19716 | 142 | 22578 | 136.59 | 21717.81 | 129.64 | 20612.76
3.47.6 | 5.03.04 | (*) Wall Type W11 & W12 |  | m2 | 1279.5 | 63 | 80608.5 | 80 | 102360 | 80 | 102360 | 66 | 84447 | 76 | 97242 | 86.04 | 110088.18 | 84.15 | 107669.925
3.47.7 | 5.03.05 | (*) Wall Type W13 |  | m2 | 33 | 63 | 2079 | 80 | 2640 | 80 | 2640 | 66 | 2178 | 76 | 2508 | 86.04 | 2839.32 | 84.15 | 2776.95
3.47.8 | 5.03.06 | (*) Wall Type W14 |  | m2 | 72 | 63 | 4536 | 80 | 5760 | 80 | 5760 | 66 | 4752 | 76 | 5472 | 86.04 | 6194.88 | 84.15 | 6058.8
3.47.9 | 5.03.07 | (*) Wall Type W15 |  | m2 | 1231.5 | 53 | 65269.5 | 77 | 94825.5 | 77 | 94825.5 | 58 | 71427 | 66 | 81279 | 77.44 | 95367.36 | 69.04 | 85022.76
3.47.10 | 5.03.08 | (*) Wall Type W16 & W18 |  | m2 | 303 | 49 | 14847 | 77 | 23331 | 77 | 23331 | 58 | 17574 | 66 | 19998 | 77.44 | 23464.32 | 69.04 | 20919.12
3.47.11 | 5.03.09 | (*) Wall Type W17 |  | m2 | 216 | 49 | 10584 | 77 | 16632 | 77 | 16632 | 58 | 12528 | 66 | 14256 | 77.44 | 16727.04 | 69.04 | 14912.64
3.47.12 | 5.03.10 | (*) Wall Type W18 |  | m2 | 57 | 49 | 2793 | 77 | 4389 | 77 | 4389 | 58 | 3306 | 66 | 3762 | 77.44 | 4414.08 | 69.04 | 3935.28
3.47.13 | 5.03.11 | (*) Wall Type W19 |  | m2 | 12 | 49 | 588 | 77 | 924 | 77 | 924 | 58 | 696 | 66 | 792 | 77.44 | 929.28 | 69.04 | 828.48
3.47.14 | 5.03.12 | (*) Wall Type W20 |  | m2 | 223.5 | 49 | 10951.5 | 77 | 17209.5 | 77 | 17209.5 | 58 | 12963 | 76 | 16986 | 77.44 | 17307.84 | 69.04 | 15430.44
3.47.15 | 5.03.13 | (*) Wall Type W22 |  | m2 | 16.5 | 70 | 1155 | 108 | 1782 | 108 | 1782 | 63 | 1039.5 | 116 | 1914 | 91.42 | 1508.43 | 82.56 | 1362.24
3.47.16 | 5.03.14 | (*) Wall Type W23 |  | m2 | 19.5 | 70 | 1365 | 77 | 1501.5 | 77 | 1501.5 | 63 | 1228.5 | 0 | 0 | 91.42 | 1782.69 | 82.56 | 1609.92
3.47.17 | 5.03.15 | (*) Wall Type W24 |  | m2 | 67.5 | 92 | 6210 | 77 | 5197.5 | 77 | 5197.5 | 101 | 6817.5 | 76 | 5130 | 126.91 | 8566.425 | 109.9 | 7418.25
| Note | Note Details
3.47.18 | - | DAMP PROOF COURSE
| Item Code | Description | Item Remarks | Unit of Measurement | Quantity/Base Price | Unit Price/Discount % | Total | Unit Price/Discount % | Total | Unit Price/Discount % | Total | Unit Price/Discount % | Total | Unit Price/Discount % | Total | Unit Price/Discount % | Total | Unit Price/Discount % | Total
3.47.19 | 5.03.16 | (*) Dampproof course for all type of walls |  | item | 1 | 14040 | 14040 | 20000 | 20000 | 20000 | 20000 | 18750 | 18750 | 3624 | 3624 | 24807.2 | 24807.2 | 0 | 0
| Note | Note Details
3.47.20 | - | SUNDRIES
| Item Code | Description | Item Remarks | Unit of Measurement | Quantity/Base Price | Unit Price/Discount % | Total | Unit Price/Discount % | Total | Unit Price/Discount % | Total | Unit Price/Discount % | Total | Unit Price/Discount % | Total | Unit Price/Discount % | Total | Unit Price/Discount % | Total
3.47.21 | 5.03.17 | (*) Allow for horizontal reinforcing galvanized steel mesh. |  | Item | 1 | 0 | 0 | 0 | 0 | 0 | 0 | 20183 | 20183 | 0 | 0 | 0 | 0 | 0 | 0
3.47.22 | 5.03.18 | (*) Allow for galvanized ties between block partitions and concrete columns. |  | Item | 1 | 0 | 0 | 0 | 0 | 0 | 0 | 13455 | 13455 | 0 | 0 | 0 | 0 | 0 | 0
3.47.23 | 5.03.19 | (*) Allow for insulation between tops of concrete block partitions and underside of structure. |  | Item | 1 | 0 | 0 | 0 | 0 | 0 | 0 | 12500 | 12500 | 3624 | 3624 | 10755.01 | 10755.01 | 14674.91 | 14674.91
| Note | Note Details
3.47.24 | - | Contractor's Adjustment
| Item Code | Description | Item Remarks | Unit of Measurement | Quantity/Base Price | Unit Price/Discount % | Total | Unit Price/Discount % | Total | Unit Price/Discount % | Total | Unit Price/Discount % | Total | Unit Price/Discount % | Total | Unit Price/Discount % | Total | Unit Price/Discount % | Total
3.47.25 | 5.03.20 | (*) The Contractor may price here any new items or additional quantity for an existing BOQ item, which are shown in the Drawings or any other Tender/Contract Documents but overlooked or not specifically mentioned herein and is necessary for the satisfactory completion of the Works/this section. Should the Contractor fail to insert any item here, it will be deemed that his lump sum Tender Price includes all such items and no claims for additional items will be entertained. |  | Sum | 1 | 0 | 0 | 0 | 0 | 0 | 0 | 0 | 0 | 0 | 0 | 0 | 0 | 131527.66 | 131527.66
| Note | Note Details
3.47.26 | - | Please attach one PDF file to be named "Additional Items for (insert bill no/name & Section No/name)" for the details of these additional items in the additional attachment area in the Commercial Envelope.
3.48 BILL NO. 5.04 – WATERPROOFING AND ROOFING | [5 empty] | 11 (out of 11) | 474958.5 | 11 (out of 11) | 239092.5 | 11 (out of 11) | 239092.5 | 11 (out of 11) | 318480 | 11 (out of 11) | 620130 | 11 (out of 11) | 517407.045 | 11 (out of 11) | 652640.79
| Note | Note Details
3.48.1 | - | WATERPROOFING FOR ROOF AND TOP OF ROOF
| Item Code | Description | Item Remarks | Unit of Measurement | Quantity/Base Price | Unit Price/Discount % | Total | Unit Price/Discount % | Total | Unit Price/Discount % | Total | Unit Price/Discount % | Total | Unit Price/Discount % | Total | Unit Price/Discount % | Total | Unit Price/Discount % | Total
3.48.2 | 5.04.01 | (*) concrete Screed to slope |  | m2 | 2550 | 30 | 76500 | 24 | 61200 | 24 | 61200 | 18 | 45900 | 40 | 102000 | 26.89 | 68569.5 | 23.2 | 59160
3.48.3 | 5.04.02 | (*) Liquid Elastomeric |  | m2 | 2550 | 44 | 112200 | 8 | 20400 | 8 | 20400 | 12 | 30600 | 26 | 66300 | 21.51 | 54850.5 | 0 | 0
3.48.4 | 5.04.03 | (*) Polyurethane foam of thickness 35mm with density 45-50 kg/m3 |  | m2 | 2550 | 54 | 137700 | 36 | 91800 | 36 | 91800 | 36 | 91800 | 122 | 311100 | 31.19 | 79534.5 | 189.52 | 483276
3.48.5 | 5.04.04 | (*) Filter membrane |  | m2 | 2550 | 15 | 38250 | 5 | 12750 | 5 | 12750 | 3 | 7650 | 5 | 12750 | 25.81 | 65815.5 | 0 | 0
3.48.6 | 5.04.05 | (*) Gravel Paving as per drawings |  | m2 | 2550 | 36 | 91800 | 10 | 25500 | 10 | 25500 | 42 | 107100 | 32 | 81600 | 80.66 | 205683 | 11.37 | 28993.5
| Note | Note Details
3.48.7 | - | FLASHINGS
| Item Code | Description | Item Remarks | Unit of Measurement | Quantity/Base Price | Unit Price/Discount % | Total | Unit Price/Discount % | Total | Unit Price/Discount % | Total | Unit Price/Discount % | Total | Unit Price/Discount % | Total | Unit Price/Discount % | Total | Unit Price/Discount % | Total
3.48.8 | 5.04.06 | (*) 100x100mm angle fillet / tile |  | m | 930 | 4 | 3720 | 25 | 23250 | 25 | 23250 | 30 | 27900 | 27 | 25110 | 16.13 | 15000.9 | 4.36 | 4054.8
| Note | Note Details
3.48.9 | - | KITCHEN, STORE, BATHROOMS, WET AREAS & BALCONIES
| Item Code | Description | Item Remarks | Unit of Measurement | Quantity/Base Price | Unit Price/Discount % | Total | Unit Price/Discount % | Total | Unit Price/Discount % | Total | Unit Price/Discount % | Total | Unit Price/Discount % | Total | Unit Price/Discount % | Total | Unit Price/Discount % | Total
3.48.10 | 5.04.09 | (*) Prepare surface and apply 2 coats of rubberised bitumen emulsion for G.F Wet areas. |  | m2 | 240 | 31 | 7440 | 5 | 1200 | 5 | 1200 | 12 | 2880 | 52 | 12480 | 48.4 | 11616 | 36.52 | 8764.8
3.48.11 | 5.04.10 | (*) ditto, Vertically, 300 mm high |  | m | 330 | 18 | 5940 | 2 | 660 | 2 | 660 | 4 | 1320 | 16 | 5280 | 37.64 | 12421.2 | 14.21 | 4689.3
3.48.12 | 5.04.11 | (*) Torch applied 4mm thick modified SBS bitumen waterproofing membrane insulation(double layer) for F.F wet areas including one coat of bitumen primer as specified |  | m2 | 28.5 | 21 | 598.5 | 55 | 1567.5 | 55 | 1567.5 | 60 | 1710 | 90 | 2565 | 77.97 | 2222.145 | 55 | 1567.5
3.48.13 | 5.04.12 | (*) ditto, Vertically, 300 mm high |  | m | 45 | 18 | 810 | 17 | 765 | 17 | 765 | 36 | 1620 | 21 | 945 | 37.64 | 1693.8 | 21.79 | 980.55
| Note | Note Details
3.48.14 | - | Contractor's Adjustment
| Item Code | Description | Item Remarks | Unit of Measurement | Quantity/Base Price | Unit Price/Discount % | Total | Unit Price/Discount % | Total | Unit Price/Discount % | Total | Unit Price/Discount % | Total | Unit Price/Discount % | Total | Unit Price/Discount % | Total | Unit Price/Discount % | Total
3.48.15 | 5.04.13 | (*) The Contractor may price here any new items or additional quantity for an existing BOQ item, which are shown in the Drawings or any other Tender/Contract Documents but overlooked or not specifically mentioned herein and is necessary for the satisfactory completion of the Works/this section. Should the Contractor fail to insert any item here, it will be deemed that his lump sum Tender Price includes all such items and no claims for additional items will be entertained. |  | Sum | 1 | 0 | 0 | 0 | 0 | 0 | 0 | 0 | 0 | 0 | 0 | 0 | 0 | 61154.34 | 61154.34
| Note | Note Details
3.48.16 | - | Please attach one PDF file to be named "Additional Items for (insert bill no/name & Section No/name)" for the details of these additional items in the additional attachment area in the Commercial Envelope.
3.49 BILL NO. 5.05 – ALUMINIUM AND METAL WORKS | [5 empty] | 20 (out of 20) | 175717 | 20 (out of 20) | 307995 | 20 (out of 20) | 307995 | 20 (out of 20) | 287215 | 20 (out of 20) | 366720 | 20 (out of 20) | 290487.71 | 20 (out of 20) | 385563.4
| Note | Note Details
3.49.1 | - | ALUMINUM & METAL WORK ALL ALUMINUM WORK IS TO BE READ IN CONJUNCTION WITH DRAWINGS
3.49.2 | - | ALUMINIUM DOORS AND WINDOWS
3.49.3 | - | Mosque
| Item Code | Description | Item Remarks | Unit of Measurement | Quantity/Base Price | Unit Price/Discount % | Total | Unit Price/Discount % | Total | Unit Price/Discount % | Total | Unit Price/Discount % | Total | Unit Price/Discount % | Total | Unit Price/Discount % | Total | Unit Price/Discount % | Total
3.49.4 | 5.05.01 | (*) Double Swing Louver Door - SD06, 2000x2200mm |  | nr | 1 | 2852 | 2852 | 5005 | 5005 | 5005 | 5005 | 3946 | 3946 | 5162 | 5162 | 4811.04 | 4811.04 | 3244.91 | 3244.91
3.49.5 | 5.05.02 | (*) Single Swing Door - SD07, 1000x2200mm |  | nr | 4 | 1426 | 5704 | 3290 | 13160 | 3290 | 13160 | 2238 | 8952 | 2581 | 10324 | 2606.56 | 10426.24 | 2093.78 | 8375.12
3.49.6 | 5.05.03 | (*) Aluminium Fixed Window W01, 1400x5400mm |  | nr | 11 | 4219 | 46409 | 4660 | 51260 | 4660 | 51260 | 6110 | 67210 | 8868 | 97548 | 5326.15 | 58587.65 | 5380.68 | 59187.48
3.49.7 | 5.05.04 | (*) Aluminium Fixed Window W02,800x1800mm |  | nr | 27 | 804 | 21708 | 690 | 18630 | 690 | 18630 | 1051 | 28377 | 1436 | 38772 | 1230.27 | 33217.29 | 1024.89 | 27672.03
3.49.8 | 5.05.05 | (*) Aluminium Fixed Window W03,600x1800mm |  | nr | 18 | 700 | 12600 | 515 | 9270 | 515 | 9270 | 867 | 15606 | 1079 | 19422 | 1040.22 | 18723.96 | 768.67 | 13836.06
3.49.9 | 5.05.06 | (*) Aluminium Fixed Window W04,3600x600mm |  | nr | 4 | 1206 | 4824 | 1345 | 5380 | 1345 | 5380 | 1733 | 6932 | 2154 | 8616 | 1930.42 | 7721.68 | 1537.34 | 6149.36
3.49.10 | 5.05.07 | (*) Aluminium Fixed Window W05,3450x600mm |  | nr | 4 | 1156 | 4624 | 1335 | 5340 | 1335 | 5340 | 1714 | 6856 | 2065 | 8260 | 1930.42 | 7721.68 | 1473.28 | 5893.12
3.49.11 | 5.05.08 | (*) Aluminium Fixed Window W06,3300x600mm |  | nr | 2 | 1105 | 2210 | 1160 | 2320 | 1160 | 2320 | 1581 | 3162 | 2065 | 4130 | 1930.42 | 3860.84 | 1409.23 | 2818.46
3.49.12 | 5.05.09 | (*) Aluminium Fixed Window W07,3250x600mm |  | nr | 2 | 1089 | 2178 | 1150 | 2300 | 1150 | 2300 | 1562 | 3124 | 2065 | 4130 | 1930.42 | 3860.84 | 1387.87 | 2775.74
| Note | Note Details
3.49.13 | - | Imam & Mu' Athen's Residence
| Item Code | Description | Item Remarks | Unit of Measurement | Quantity/Base Price | Unit Price/Discount % | Total | Unit Price/Discount % | Total | Unit Price/Discount % | Total | Unit Price/Discount % | Total | Unit Price/Discount % | Total | Unit Price/Discount % | Total | Unit Price/Discount % | Total
3.49.14 | 5.05.10 | (*) Aluminium Swing Window W001,1600x1400mm |  | nr | 8 | 1452 | 11616 | 2220 | 17760 | 2220 | 17760 | 2409 | 19272 | 2234 | 17872 | 1645.36 | 13162.88 | 1594.28 | 12754.24
3.49.15 | 5.05.11 | (*) Aluminium Swing Window W002,1400x1300mm |  | nr | 2 | 1180 | 2360 | 1890 | 3780 | 1890 | 3780 | 2142 | 4284 | 1815 | 3630 | 1385.3 | 2770.6 | 1295.35 | 2590.7
3.49.16 | 5.05.12 | (*) Aluminium Swing Window W003,1100x1400mm |  | nr | 1 | 998 | 998 | 790 | 790 | 790 | 790 | 1194 | 1194 | 1536 | 1536 | 1295.28 | 1295.28 | 1096.06 | 1096.06
| Note | Note Details
3.49.17 | - | METAL WORKS
| Item Code | Description | Item Remarks | Unit of Measurement | Quantity/Base Price | Unit Price/Discount % | Total | Unit Price/Discount % | Total | Unit Price/Discount % | Total | Unit Price/Discount % | Total | Unit Price/Discount % | Total | Unit Price/Discount % | Total | Unit Price/Discount % | Total
3.49.18 | 5.05.13 | (*) Fabrication, painting and fixing of floor powder coated aluminium Staircase handrail as specified |  | m | 25 | 432 | 10800 | 880 | 22000 | 880 | 22000 | 500 | 12500 | 528 | 13200 | 580.77 | 14519.25 | 682.89 | 17072.25
3.49.19 | 5.05.15 | (*) Fabrication, painting and fixing of Aluminum powder coated Ramp handrail as specified |  | m | 22 | 648 | 14256 | 500 | 11000 | 500 | 11000 | 400 | 8800 | 528 | 11616 | 290.39 | 6388.58 | 687.01 | 15114.22
3.49.20 | 5.05.16 | (*) Spiral stair case including handrails and centroidal column as shown in detailed drawings and mentioned in Specification |  | Item | 1 | 15462 | 15462 | 65000 | 65000 | 65000 | 65000 | 30000 | 30000 | 19336 | 19336 | 18169.43 | 18169.43 | 27369.18 | 27369.18
3.49.21 | 5.05.17 | (*) Supply and install metal crescents for the Mosque and Minerate as per drawings and Specification |  | Item | 1 | 3600 | 3600 | 20000 | 20000 | 20000 | 20000 | 5000 | 5000 | 19336 | 19336 | 16132.52 | 16132.52 | 52530 | 52530
3.49.22 | 5.05.18 | (*) Fabrication, painting and fixing of Cat Ladder with roof hatch panel as specified in the Imam & Mu' Athen's Residence drawings |  | Item | 1 | 3187 | 3187 | 5000 | 5000 | 5000 | 5000 | 7000 | 7000 | 6188 | 6188 | 4839.76 | 4839.76 | 7144.08 | 7144.08
3.49.23 | 5.05.19 | (*) Fabrication, painting and fixing of Cat Ladders as specified in the Mosque drawings |  | Item | 1 | 6786 | 6786 | 20000 | 20000 | 20000 | 20000 | 15000 | 15000 | 15469 | 15469 | 29710.72 | 29710.72 | 9638.2 | 9638.2
3.49.24 | 5.05.20 | (*) Fabrication & fixing of aluminium powder caoted pergola with all support framework as per drawings and Specification. |  | Item | 1 | 3543 | 3543 | 30000 | 30000 | 30000 | 30000 | 40000 | 40000 | 62173 | 62173 | 34567.47 | 34567.47 | 26895.36 | 26895.36
| Note | Note Details
3.49.25 | - | Contractor's Adjustment
| Item Code | Description | Item Remarks | Unit of Measurement | Quantity/Base Price | Unit Price/Discount % | Total | Unit Price/Discount % | Total | Unit Price/Discount % | Total | Unit Price/Discount % | Total | Unit Price/Discount % | Total | Unit Price/Discount % | Total | Unit Price/Discount % | Total
3.49.26 | 5.05.21 | (*) The Contractor may price here any new items or additional quantity for an existing BOQ item, which are shown in the Drawings or any other Tender/Contract Documents but overlooked or not specifically mentioned herein and is necessary for the satisfactory completion of the Works/this section. Should the Contractor fail to insert any item here, it will be deemed that his lump sum Tender Price includes all such items and no claims for additional items will be entertained. |  | Sum | 1 | 0 | 0 | 0 | 0 | 0 | 0 | 0 | 0 | 0 | 0 | 0 | 0 | 83406.83 | 83406.83
| Note | Note Details
3.49.27 | - | Please attach one PDF file to be named "Additional Items for (insert bill no/name & Section No/name)" for the details of these additional items in the additional attachment area in the Commercial Envelope.
3.50 BILL NO. 5.06 – WOODEN WORKS | [5 empty] | 13 (out of 13) | 133201 | 13 (out of 13) | 253150 | 13 (out of 13) | 253150 | 13 (out of 13) | 162868 | 13 (out of 13) | 265789 | 13 (out of 13) | 204143.69 | 13 (out of 13) | 162292.09
| Note | Note Details
3.50.1 | - | WOODEN WORKS
3.50.2 | - | Wooden joinery work is to be read in conjunction with the drawings and specification.
3.50.3 | - | Mosque
| Item Code | Description | Item Remarks | Unit of Measurement | Quantity/Base Price | Unit Price/Discount % | Total | Unit Price/Discount % | Total | Unit Price/Discount % | Total | Unit Price/Discount % | Total | Unit Price/Discount % | Total | Unit Price/Discount % | Total | Unit Price/Discount % | Total
3.50.4 | 5.06.01 | (*) Double Swing Door -MD01,2000x2200mm |  | nr | 11 | 3669 | 40359 | 11430 | 125730 | 11430 | 125730 | 6500 | 71500 | 11019 | 121209 | 5673 | 62403 | 6119.45 | 67313.95
3.50.5 | 5.06.02 | (*) Single Swing Door -D02,1100x2200mm |  | nr | 3 | 1631 | 4893 | 3440 | 10320 | 3440 | 10320 | 2070 | 6210 | 2695 | 8085 | 2797.32 | 8391.96 | 1795.34 | 5386.02
3.50.6 | 5.06.03 | (*) Single Swing Door -D03,1100x2200mm |  | nr | 2 | 1788 | 3576 | 3515 | 7030 | 3515 | 7030 | 1610 | 3220 | 2567 | 5134 | 3017.37 | 6034.74 | 1917.95 | 3835.9
3.50.7 | 5.06.04 | (*) Single Swing Door -D04,1000x2200mm |  | nr | 3 | 1780 | 5340 | 4810 | 14430 | 4810 | 14430 | 1610 | 4830 | 5016 | 15048 | 3012.37 | 9037.11 | 1812.26 | 5436.78
3.50.8 | 5.06.05 | (*) Single Swing Door -D06,900x2200mm |  | nr | 14 | 1538 | 21532 | 1840 | 25760 | 1840 | 25760 | 1610 | 22540 | 2438 | 34132 | 2677.3 | 37482.2 | 1738.22 | 24335.08
| Note | Note Details
3.50.9 | - | Imam & Mu' Athen's Residence
| Item Code | Description | Item Remarks | Unit of Measurement | Quantity/Base Price | Unit Price/Discount % | Total | Unit Price/Discount % | Total | Unit Price/Discount % | Total | Unit Price/Discount % | Total | Unit Price/Discount % | Total | Unit Price/Discount % | Total | Unit Price/Discount % | Total
3.50.10 | 5.06.06 | (*) Single Swing Door -D01,1000x2200mm |  | nr | 3 | 2082 | 6246 | 4350 | 13050 | 4350 | 13050 | 2875 | 8625 | 5145 | 15435 | 3652.56 | 10957.68 | 2494.54 | 7483.62
3.50.11 | 5.06.07 | (*) Single Swing Door -D02,900x2200mm (1 Hr Fire Rated) |  | nr | 2 | 3913 | 7826 | 2695 | 5390 | 2695 | 5390 | 2070 | 4140 | 4887 | 9774 | 4142.62 | 8285.24 | 1852.92 | 3705.84
3.50.12 | 5.06.08 | (*) Single Swing Door -D03,900x2200mm |  | nr | 7 | 1538 | 10766 | 2080 | 14560 | 2080 | 14560 | 1610 | 11270 | 2309 | 16163 | 2677.3 | 18741.1 | 1772.83 | 12409.81
3.50.13 | 5.06.09 | (*) Single Swing Door -D04,800x2200mm |  | nr | 6 | 1498 | 8988 | 1780 | 10680 | 1780 | 10680 | 1610 | 9660 | 2309 | 13854 | 2627.29 | 15763.74 | 1711.64 | 10269.84
| Note | Note Details
3.50.14 | - | Vanity Counters
3.50.15 | - | Vanity countertops; comprising 20 mm thick polished granite countertop; including all necessary plywood backing, timber framing, fixing accessories; all in accordance with the Specification
| Item Code | Description | Item Remarks | Unit of Measurement | Quantity/Base Price | Unit Price/Discount % | Total | Unit Price/Discount % | Total | Unit Price/Discount % | Total | Unit Price/Discount % | Total | Unit Price/Discount % | Total | Unit Price/Discount % | Total | Unit Price/Discount % | Total
3.50.16 | 5.06.10 | (*) 1700 x 600 mm Overall size; with 2 nr opening for wash basins |  | nr | 1 | 1207 | 1207 | 1700 | 1700 | 1700 | 1700 | 1898 | 1898 | 1534 | 1534 | 1292.86 | 1292.86 | 1134.91 | 1134.91
3.50.17 | 5.06.11 | (*) 3100 x 600 mm Overall size; with 4 nr opening for wash basins |  | nr | 1 | 2201 | 2201 | 3100 | 3100 | 3100 | 3100 | 3450 | 3450 | 2797 | 2797 | 2093.03 | 2093.03 | 2069.54 | 2069.54
| Note | Note Details
3.50.18 | - | Shoe Raks
| Item Code | Description | Item Remarks | Unit of Measurement | Quantity/Base Price | Unit Price/Discount % | Total | Unit Price/Discount % | Total | Unit Price/Discount % | Total | Unit Price/Discount % | Total | Unit Price/Discount % | Total | Unit Price/Discount % | Total | Unit Price/Discount % | Total
3.50.19 | 5.06.12 | (*) WBP plywood / calcium silicate board shoe raks for male & female ablution areas as per drawings and specifications |  | Item | 1 | 20267 | 20267 | 21400 | 21400 | 21400 | 21400 | 15525 | 15525 | 22624 | 22624 | 23661.03 | 23661.03 | 18910.8 | 18910.8
| Note | Note Details
3.50.20 | - | Contractor's Adjustment
| Item Code | Description | Item Remarks | Unit of Measurement | Quantity/Base Price | Unit Price/Discount % | Total | Unit Price/Discount % | Total | Unit Price/Discount % | Total | Unit Price/Discount % | Total | Unit Price/Discount % | Total | Unit Price/Discount % | Total | Unit Price/Discount % | Total
3.50.21 | 5.06.13 | (*) The Contractor may price here any new items or additional quantity for an existing BOQ item, which are shown in the Drawings or any other Tender/Contract Documents but overlooked or not specifically mentioned herein and is necessary for the satisfactory completion of the Works/this section. Should the Contractor fail to insert any item here, it will be deemed that his lump sum Tender Price includes all such items and no claims for additional items will be entertained. |  | Sum | 1 | 0 | 0 | 0 | 0 | 0 | 0 | 0 | 0 | 0 | 0 | 0 | 0 | 0 | 0
| Note | Note Details
3.50.22 | - | Please attach one PDF file to be named "Additional Items for (insert bill no/name & Section No/name)" for the details of these additional items in the additional attachment area in the Commercial Envelope.
3.51 BILL NO. 5.07 – FLOOR, WALL AND CEILING FINISHES | [5 empty] | 41 (out of 41) | 1560749.5 | 41 (out of 41) | 1788202.5 | 41 (out of 41) | 1788202.5 | 41 (out of 41) | 1666918.5 | 41 (out of 41) | 2361341 | 41 (out of 41) | 2375195.73 | 41 (out of 41) | 2048343.08
| Note | Note Details
3.51.1 | - | FLOOR, WALL AND CEILING FINISHES
3.51.2 | - | Floor Finishes
3.51.3 | - | Porcelain floor tile
3.51.4 | - | Supply and installation of floor tiles fixing and grouting, including background
| Item Code | Description | Item Remarks | Unit of Measurement | Quantity/Base Price | Unit Price/Discount % | Total | Unit Price/Discount % | Total | Unit Price/Discount % | Total | Unit Price/Discount % | Total | Unit Price/Discount % | Total | Unit Price/Discount % | Total | Unit Price/Discount % | Total
3.51.5 | 5.07.01 | (*) 450 x 450 x 8 mm thick, porcelain tiles (F01-IM) |  | m2 | 246 | 65 | 15990 | 120 | 29520 | 120 | 29520 | 102 | 25092 | 121 | 29766 | 126.05 | 31008.3 | 126.47 | 31111.62
3.51.6 | 5.07.02 | (*) 600 x 600 x 8 mm thick, polished porcelain tiles (F02-JM) |  | m2 | 232.5 | 77 | 17902.5 | 130 | 30225 | 130 | 30225 | 160 | 37200 | 390 | 90675 | 266.08 | 61863.6 | 113.33 | 26349.225
3.51.7 | 5.07.03 | (*) 8mm thick Anti-slip pattern porcelain tiles with coved adges, for treads and risers (F05-JM) |  | m | 90 | 33 | 2970 | 160 | 14400 | 160 | 14400 | 83 | 7470 | 184 | 16560 | 192.57 | 17331.3 | 114.51 | 10305.9
3.51.8 | 5.07.04 | (*) 8 mm thick, anti-slip porcelain tiles with antiskid strips (F06-JM) |  | m2 | 66 | 77 | 5082 | 160 | 10560 | 160 | 10560 | 134 | 8844 | 156 | 10296 | 266.08 | 17561.28 | 96.14 | 6345.24
3.51.9 | 5.07.05 | (*) 600 x 600 x 10 mm thick, porcelain tiles (F07-JM) |  | m2 | 1192.5 | 73 | 87052.5 | 160 | 190800 | 160 | 190800 | 93 | 110902.5 | 390 | 465075 | 193.59 | 230856.075 | 113.33 | 135146.025
| Note | Note Details
3.51.10 | - | Porcelain floor tile skirting
| Item Code | Description | Item Remarks | Unit of Measurement | Quantity/Base Price | Unit Price/Discount % | Total | Unit Price/Discount % | Total | Unit Price/Discount % | Total | Unit Price/Discount % | Total | Unit Price/Discount % | Total | Unit Price/Discount % | Total | Unit Price/Discount % | Total
3.51.11 | 5.07.06 | (*) 100 x 450 x 8mm thick porcelain tile skirting (S01-IM) |  | m | 259.5 | 18 | 4671 | 25 | 6487.5 | 25 | 6487.5 | 22 | 5709 | 31 | 8044.5 | 71.9 | 18658.05 | 27.96 | 7255.62
3.51.12 | 5.07.07 | (*) 100 x 600 x 8mm thick porcelain tile skirting (S01-JM) |  | m | 300 | 20 | 6000 | 35 | 10500 | 35 | 10500 | 30 | 9000 | 55 | 16500 | 71.9 | 21570 | 28.97 | 8691
| Note | Note Details
3.51.13 | - | Ceramic floor tile
3.51.14 | - | Supply and installation of floor tiles fixing and grouting, including background
| Item Code | Description | Item Remarks | Unit of Measurement | Quantity/Base Price | Unit Price/Discount % | Total | Unit Price/Discount % | Total | Unit Price/Discount % | Total | Unit Price/Discount % | Total | Unit Price/Discount % | Total | Unit Price/Discount % | Total | Unit Price/Discount % | Total
3.51.15 | 5.07.08 | (*) 200 x 200 x 8 mm thick, Non slip Ceramic tiles (F02-IM) |  | m2 | 48 | 56 | 2688 | 80 | 3840 | 80 | 3840 | 84 | 4032 | 80 | 3840 | 122.05 | 5858.4 | 80.97 | 3886.56
3.51.16 | 5.07.09 | (*) 300 x 300 x 8 mm thick, Non slip ceramic tiles (F03-JM) |  | m2 | 171 | 56 | 9576 | 90 | 15390 | 90 | 15390 | 101 | 17271 | 390 | 66690 | 122.05 | 20870.55 | 81.98 | 14018.58
| Note | Note Details
3.51.17 | - | Ceramic floor tile skirting
| Item Code | Description | Item Remarks | Unit of Measurement | Quantity/Base Price | Unit Price/Discount % | Total | Unit Price/Discount % | Total | Unit Price/Discount % | Total | Unit Price/Discount % | Total | Unit Price/Discount % | Total | Unit Price/Discount % | Total | Unit Price/Discount % | Total
3.51.18 | 5.07.10 | (*) 100 x 200 x 8mm thick ceramic tile skirting (S03-IM) |  | m | 34.5 | 16 | 552 | 16 | 552 | 16 | 552 | 25 | 862.5 | 31 | 1069.5 | 71.9 | 2480.55 | 25.94 | 894.93
| Note | Note Details
3.51.19 | - | Granite Floor Tiles
3.51.20 | - | Supply and installation of floor tiles fixing and grouting, including background
| Item Code | Description | Item Remarks | Unit of Measurement | Quantity/Base Price | Unit Price/Discount % | Total | Unit Price/Discount % | Total | Unit Price/Discount % | Total | Unit Price/Discount % | Total | Unit Price/Discount % | Total | Unit Price/Discount % | Total | Unit Price/Discount % | Total
3.51.21 | 5.07.11 | (*) 450 x 450 x 20 mm thick, pre-polished granite tiles (F03-IM) |  | m2 | 36 | 450 | 16200 | 400 | 14400 | 400 | 14400 | 94 | 3384 | 224 | 8064 | 307.59 | 11073.24 | 268.16 | 9653.76
3.51.22 | 5.07.12 | (*) 20 mm thick Pre-polished granite tile for internal stair case tread and riser with chamfered edges with anti slip groves (F04-IM) |  | m | 76.5 | 450 | 34425 | 400 | 30600 | 400 | 30600 | 128 | 9792 | 192 | 14688 | 251.56 | 19244.34 | 182.43 | 13955.895
3.51.23 | 5.07.13 | (*) 20 mm thick, flamed granite tiles with anti slip strips (F05-IM) |  | m2 | 7.5 | 488 | 3660 | 450 | 3375 | 450 | 3375 | 102 | 765 | 224 | 1680 | 251.56 | 1886.7 | 418.42 | 3138.15
3.51.24 | 5.07.14 | (*) 100 x 450 x 8mm thick granite skirting (S02-IM) |  | m | 46.5 | 113 | 5254.5 | 50 | 2325 | 50 | 2325 | 21 | 976.5 | 47 | 2185.5 | 72.06 | 3350.79 | 64.69 | 3008.085
| Note | Note Details
3.51.25 | - | Terrazzo tile
3.51.26 | - | Supply and installation Terrazzo tiles fixing and grouting, including background and accessories, as per Drawings and Specification.
| Item Code | Description | Item Remarks | Unit of Measurement | Quantity/Base Price | Unit Price/Discount % | Total | Unit Price/Discount % | Total | Unit Price/Discount % | Total | Unit Price/Discount % | Total | Unit Price/Discount % | Total | Unit Price/Discount % | Total | Unit Price/Discount % | Total
3.51.27 | 5.07.15 | (*) 300 x 300 x 28 mm thick to floor (F08-JM) |  | m2 | 6 | 56 | 336 | 100 | 600 | 100 | 600 | 63 | 378 | 73 | 438 | 77.44 | 464.64 | 90.07 | 540.42
| Note | Note Details
3.51.28 | - | Terrazzo tile skirting
| Item Code | Description | Item Remarks | Unit of Measurement | Quantity/Base Price | Unit Price/Discount % | Total | Unit Price/Discount % | Total | Unit Price/Discount % | Total | Unit Price/Discount % | Total | Unit Price/Discount % | Total | Unit Price/Discount % | Total | Unit Price/Discount % | Total
3.51.29 | 5.07.16 | (*) 100 x 300 x 20mm thick terrrazzo skirting (S02-JM) |  | m | 12 | 16 | 192 | 10 | 120 | 10 | 120 | 23 | 276 | 22 | 264 | 37.64 | 451.68 | 35.04 | 420.48
| Note | Note Details
3.51.30 | - | Decorative Carpet
3.51.31 | - | Supply and installation of decorative carpet as per drawing and specification
| Item Code | Description | Item Remarks | Unit of Measurement | Quantity/Base Price | Unit Price/Discount % | Total | Unit Price/Discount % | Total | Unit Price/Discount % | Total | Unit Price/Discount % | Total | Unit Price/Discount % | Total | Unit Price/Discount % | Total | Unit Price/Discount % | Total
3.51.32 | 5.07.17 | (*) Decorative Carpet (F01-JM) |  | m2 | 1156.5 | 375 | 433687.5 | 300 | 346950 | 300 | 346950 | 288 | 333072 | 253 | 292594.5 | 408.69 | 472649.985 | 262.65 | 303754.725
| Note | Note Details
3.51.33 | - | Wooden Skirting
| Item Code | Description | Item Remarks | Unit of Measurement | Quantity/Base Price | Unit Price/Discount % | Total | Unit Price/Discount % | Total | Unit Price/Discount % | Total | Unit Price/Discount % | Total | Unit Price/Discount % | Total | Unit Price/Discount % | Total | Unit Price/Discount % | Total
3.51.34 | 5.07.18 | (*) 100 x 1200 x 20mm thick Wooden Skirting (S03-JM) |  | m | 280.5 | 57 | 15988.5 | 30 | 8415 | 30 | 8415 | 92 | 25806 | 129 | 36184.5 | 107.55 | 30167.775 | 187.25 | 52523.625
| Note | Note Details
3.51.35 | - | Threshold
| Item Code | Description | Item Remarks | Unit of Measurement | Quantity/Base Price | Unit Price/Discount % | Total | Unit Price/Discount % | Total | Unit Price/Discount % | Total | Unit Price/Discount % | Total | Unit Price/Discount % | Total | Unit Price/Discount % | Total | Unit Price/Discount % | Total
3.51.36 | 5.07.19 | (*) 30 mm thick Granite threshold, different width, from 200 - 300 mm |  | m | 24 | 165 | 3960 | 120 | 2880 | 120 | 2880 | 69 | 1656 | 135 | 3240 | 204.35 | 4904.4 | 118.98 | 2855.52
| Note | Note Details
3.51.37 | - | Paint finish to floor
| Item Code | Description | Item Remarks | Unit of Measurement | Quantity/Base Price | Unit Price/Discount % | Total | Unit Price/Discount % | Total | Unit Price/Discount % | Total | Unit Price/Discount % | Total | Unit Price/Discount % | Total | Unit Price/Discount % | Total | Unit Price/Discount % | Total
3.51.38 | 5.07.20 | (*) 50mm thick floated concrete screed with epoxy coating (F06-IM & F04-JM) |  | m2 | 141 | 57 | 8037 | 60 | 8460 | 60 | 8460 | 69 | 9729 | 74 | 10434 | 80.66 | 11373.06 | 63.1 | 8897.1
| Note | Note Details
3.51.39 | - | Wall Finishes
3.51.40 | - | Cement plaster and paint finish to internal surfaces
| Item Code | Description | Item Remarks | Unit of Measurement | Quantity/Base Price | Unit Price/Discount % | Total | Unit Price/Discount % | Total | Unit Price/Discount % | Total | Unit Price/Discount % | Total | Unit Price/Discount % | Total | Unit Price/Discount % | Total | Unit Price/Discount % | Total
3.51.41 | 5.07.21 | (*) Plaster and acrylic based washable emulsion paint finish (W01) |  | m2 | 3433.5 | 41 | 140773.5 | 48 | 164808 | 48 | 164808 | 46 | 157941 | 45 | 154507.5 | 47.42 | 162816.57 | 49.57 | 170198.595
3.51.42 | 5.07.22 | (*) Plaster and alkyd based paint finish (W02) |  | m2 | 301.5 | 45 | 13567.5 | 50 | 15075 | 50 | 15075 | 48 | 14472 | 49 | 14773.5 | 53.5 | 16130.25 | 52.42 | 15804.63
3.51.43 | 5.07.23 | (*) Plaster and haritage texture pure acralic paint (W03-JM) |  | m2 | 442.5 | 65 | 28762.5 | 80 | 35400 | 80 | 35400 | 75 | 33187.5 | 61 | 26992.5 | 83.03 | 36740.775 | 77.44 | 34267.2
| Note | Note Details
3.51.44 | - | Ceramic wall tile
3.51.45 | - | Supply and installation of wall tiles, fixing and grouting, including background
| Item Code | Description | Item Remarks | Unit of Measurement | Quantity/Base Price | Unit Price/Discount % | Total | Unit Price/Discount % | Total | Unit Price/Discount % | Total | Unit Price/Discount % | Total | Unit Price/Discount % | Total | Unit Price/Discount % | Total | Unit Price/Discount % | Total
3.51.46 | 5.07.24 | (*) 200 x 300 x 8 mm thick, Ceramic tiles (W03-IM) |  | m2 | 121.5 | 56 | 6804 | 90 | 10935 | 90 | 10935 | 78 | 9477 | 75 | 9112.5 | 117.75 | 14306.625 | 89.85 | 10916.775
3.51.47 | 5.07.25 | (*) 200 x 300 x 6 mm thick, Glazed ceramic wall tiles (W04-JM) |  | m2 | 114 | 56 | 6384 | 90 | 10260 | 90 | 10260 | 78 | 8892 | 96 | 10944 | 117.75 | 13423.5 | 89.85 | 10242.9
3.51.48 | 5.07.26 | (*) 300 x 300 x 8 mm thick, Ceramic tiles (W05-JM) |  | m2 | 478.5 | 56 | 26796 | 120 | 57420 | 120 | 57420 | 78 | 37323 | 385 | 184222.5 | 117.75 | 56343.375 | 88.85 | 42514.725
| Note | Note Details
3.51.49 | - | Cistern Enclosure including 12.5 mm thick moisture resistance gypsum backing board, Granite top, plywood backing to granite top and complete
| Item Code | Description | Item Remarks | Unit of Measurement | Quantity/Base Price | Unit Price/Discount % | Total | Unit Price/Discount % | Total | Unit Price/Discount % | Total | Unit Price/Discount % | Total | Unit Price/Discount % | Total | Unit Price/Discount % | Total | Unit Price/Discount % | Total
3.51.50 | 5.07.27 | (*) 1200 x 200 x1200 mm overall size for Toilets |  | nr | 6 | 2074 | 12444 | 400 | 2400 | 400 | 2400 | 575 | 3450 | 2063 | 12378 | 537.75 | 3226.5 | 434.31 | 2605.86
3.51.51 | 5.07.28 | (*) 1400 x 200 x1200 mm overall size for Toilets |  | nr | 1 | 3387 | 3387 | 460 | 460 | 460 | 460 | 690 | 690 | 2320 | 2320 | 591.53 | 591.53 | 506.69 | 506.69
3.51.52 | 5.07.29 | (*) 1700 x 200 x1200 mm overall size for Toilets |  | nr | 4 | 4039 | 16156 | 560 | 2240 | 560 | 2240 | 805 | 3220 | 2578 | 10312 | 672.19 | 2688.76 | 615.27 | 2461.08
3.51.53 | 5.07.30 | (*) 2300 x 200 x 1200 mm overall size for Disable Toilets |  | nr | 2 | 5310 | 10620 | 760 | 1520 | 760 | 1520 | 978 | 1956 | 2836 | 5672 | 833.51 | 1667.02 | 832.42 | 1664.84
| Note | Note Details
3.51.54 | - | Cement plaster and paint to external surfaces
| Item Code | Description | Item Remarks | Unit of Measurement | Quantity/Base Price | Unit Price/Discount % | Total | Unit Price/Discount % | Total | Unit Price/Discount % | Total | Unit Price/Discount % | Total | Unit Price/Discount % | Total | Unit Price/Discount % | Total | Unit Price/Discount % | Total
3.51.55 | 5.07.31 | (*) Plaster and haritage texture pure acralic paint to External facades |  | m2 | 2895 | 65 | 188175 | 80 | 231600 | 80 | 231600 | 81 | 234495 | 95 | 275025 | 83.03 | 240371.85 | 77.44 | 224188.8
3.51.56 | 5.07.32 | (*) Hi -tech Plaster stone to External facades |  | m2 | 630 | 57 | 35910 | 80 | 50400 | 80 | 50400 | 104 | 65520 | 67 | 42210 | 113.41 | 71448.3 | 87.55 | 55156.5
3.51.57 | 5.07.33 | (*) Internal side of parapet (without plaster) |  | m2 | 603 | 27 | 16281 | 50 | 30150 | 50 | 30150 | 17 | 10251 | 28 | 16884 | 53.78 | 32429.34 | 28.43 | 17143.29
| Note | Note Details
3.51.58 | - | GRC Decorative Works
| Item Code | Description | Item Remarks | Unit of Measurement | Quantity/Base Price | Unit Price/Discount % | Total | Unit Price/Discount % | Total | Unit Price/Discount % | Total | Unit Price/Discount % | Total | Unit Price/Discount % | Total | Unit Price/Discount % | Total | Unit Price/Discount % | Total
3.51.59 | 5.07.34 | (*) GRC decorative for external facades as specified |  | m2 | 358.5 | 436 | 156306 | 425 | 152362.5 | 425 | 152362.5 | 575 | 206137.5 | 486 | 174231 | 623.79 | 223628.715 | 426.42 | 152871.57
| Note | Note Details
3.51.60 | - | Ceiling Finishes
3.51.61 | - | Plaster board ceiling to internal surfaces
3.51.62 | - | Supply and installation Plaster board including supporting framework, fittings and accessories as specified
| Item Code | Description | Item Remarks | Unit of Measurement | Quantity/Base Price | Unit Price/Discount % | Total | Unit Price/Discount % | Total | Unit Price/Discount % | Total | Unit Price/Discount % | Total | Unit Price/Discount % | Total | Unit Price/Discount % | Total | Unit Price/Discount % | Total
3.51.63 | 5.07.35 | (*) 12 mm thick plaster board with emulsion paint (C01) |  | m2 | 1227 | 73 | 89571 | 100 | 122700 | 100 | 122700 | 115 | 141105 | 137 | 168099 | 256.51 | 314737.77 | 126.98 | 155804.46
| Note | Note Details
3.51.64 | - | Suspended acoustical ceiling to internal surfaces
3.51.65 | - | Supply and installation of metal tiles installed with clip system galvanized metal suspension system, supporting framework, fittings and accessories
| Item Code | Description | Item Remarks | Unit of Measurement | Quantity/Base Price | Unit Price/Discount % | Total | Unit Price/Discount % | Total | Unit Price/Discount % | Total | Unit Price/Discount % | Total | Unit Price/Discount % | Total | Unit Price/Discount % | Total | Unit Price/Discount % | Total
3.51.66 | 5.07.36 | (*) 600 x 600 mm aluminium ceiling tiles (C02) |  | m2 | 349.5 | 81 | 28309.5 | 85 | 29707.5 | 85 | 29707.5 | 92 | 32154 | 116 | 40542 | 172.08 | 60141.96 | 134.56 | 47028.72
| Note | Note Details
3.51.67 | - | Cement plaster and paint finish to internal surfaces
| Item Code | Description | Item Remarks | Unit of Measurement | Quantity/Base Price | Unit Price/Discount % | Total | Unit Price/Discount % | Total | Unit Price/Discount % | Total | Unit Price/Discount % | Total | Unit Price/Discount % | Total | Unit Price/Discount % | Total | Unit Price/Discount % | Total
3.51.68 | 5.07.37 | (*) Plaster and washable emulsion paint to soffits and ceiling (C03) |  | m2 | 675 | 42 | 28350 | 60 | 40500 | 60 | 40500 | 46 | 31050 | 45 | 30375 | 54.85 | 37023.75 | 49.57 | 33459.75
3.51.69 | 5.07.38 | (*) Plaster and pure acrylic paint with crack bridgeable and anti carbonation properties to ceiling (C04-JM) |  | m2 | 1174.5 | 44 | 51678 | 70 | 82215 | 70 | 82215 | 52 | 61074 | 58 | 68121 | 69.91 | 82109.295 | 57.15 | 67122.675
| Note | Note Details
3.51.70 | - | Ablusion counter
| Item Code | Description | Item Remarks | Unit of Measurement | Quantity/Base Price | Unit Price/Discount % | Total | Unit Price/Discount % | Total | Unit Price/Discount % | Total | Unit Price/Discount % | Total | Unit Price/Discount % | Total | Unit Price/Discount % | Total | Unit Price/Discount % | Total
3.51.71 | 5.07.39 | (*) Ablusion countertops; comprising 20 mm thick polished granite countertop; including light weight concrete fill, concrete top, all necessary fixing accessories; all in accordance with the Specification |  | m | 23 | 750 | 17250 | 350 | 8050 | 350 | 8050 | 46 | 1058 | 773 | 17779 | 225.32 | 5182.36 | 192.91 | 4436.93
3.51.72 | 5.07.40 | (*) Ablusion seat tops; comprising 20 mm thick polished granite seat top; including ablusion seat as per drawing and all necessary fixing accessories; all in accordance with the Specification |  | nr | 24 | 375 | 9000 | 400 | 9600 | 400 | 9600 | 52 | 1248 | 773 | 18552 | 241.99 | 5807.76 | 852.5 | 20460
| Note | Note Details
3.51.73 | - | Contractor's Adjustment
| Item Code | Description | Item Remarks | Unit of Measurement | Quantity/Base Price | Unit Price/Discount % | Total | Unit Price/Discount % | Total | Unit Price/Discount % | Total | Unit Price/Discount % | Total | Unit Price/Discount % | Total | Unit Price/Discount % | Total | Unit Price/Discount % | Total
3.51.74 | 5.07.41 | (*) The Contractor may price here any new items or additional quantity for an existing BOQ item, which are shown in the Drawings or any other Tender/Contract Documents but overlooked or not specifically mentioned herein and is necessary for the satisfactory completion of the Works/this section. Should the Contractor fail to insert any item here, it will be deemed that his lump sum Tender Price includes all such items and no claims for additional items will be entertained. |  | Sum | 1 | 0 | 0 | 0 | 0 | 0 | 0 | 0 | 0 | 0 | 0 | 10755.01 | 10755.01 | 336734.63 | 336734.63
| Note | Note Details
3.51.75 | - | Please attach one PDF file to be named "Additional Items for (insert bill no/name & Section No/name)" for the details of these additional items in the additional attachment area in the Commercial Envelope.
3.52 BILL NO. 5.08 – KITCHEN CABINETS AND WARDROBES | [5 empty] | 3 (out of 3) | 20215 | 3 (out of 3) | 27100 | 3 (out of 3) | 27100 | 3 (out of 3) | 13520 | 3 (out of 3) | 34301 | 3 (out of 3) | 54661.81 | 3 (out of 3) | 29754.31
| Note | Note Details
3.52.1 | - | KITCHEN CABINETS
| Item Code | Description | Item Remarks | Unit of Measurement | Quantity/Base Price | Unit Price/Discount % | Total | Unit Price/Discount % | Total | Unit Price/Discount % | Total | Unit Price/Discount % | Total | Unit Price/Discount % | Total | Unit Price/Discount % | Total | Unit Price/Discount % | Total
3.52.2 | 5.08.01 | (*) Supply & fix kitchen cabinet (Base and wall units) with Moisture resistant white Melamine MDF shutters in post formed laminated MDF, drawers including Kitchen sink, Cooker Hood, Mixer and Counter Top all complete as per detail drawings and Specification. |  | Item | 1 | 7370 | 7370 | 13000 | 13000 | 13000 | 13000 | 5200 | 5200 | 16769 | 16769 | 18974.1 | 18974.1 | 13205.75 | 13205.75
| Note | Note Details
3.52.3 | - | WARDROBES
| Item Code | Description | Item Remarks | Unit of Measurement | Quantity/Base Price | Unit Price/Discount % | Total | Unit Price/Discount % | Total | Unit Price/Discount % | Total | Unit Price/Discount % | Total | Unit Price/Discount % | Total | Unit Price/Discount % | Total | Unit Price/Discount % | Total
3.52.4 | 5.08.02 | (*) Supply & fix wardrobes with Moisture resistant MDF, shutters in post formed laminated MDF including all complete accessories as per detail drawings and Specification. |  | Item | 1 | 12845 | 12845 | 14100 | 14100 | 14100 | 14100 | 8320 | 8320 | 17532 | 17532 | 35687.71 | 35687.71 | 16548.56 | 16548.56
| Note | Note Details
3.52.5 | - | Contractor's Adjustment
| Item Code | Description | Item Remarks | Unit of Measurement | Quantity/Base Price | Unit Price/Discount % | Total | Unit Price/Discount % | Total | Unit Price/Discount % | Total | Unit Price/Discount % | Total | Unit Price/Discount % | Total | Unit Price/Discount % | Total | Unit Price/Discount % | Total
3.52.6 | 5.08.03 | (*) The Contractor may price here any new items or additional quantity for an existing BOQ item, which are shown in the Drawings or any other Tender/Contract Documents but overlooked or not specifically mentioned herein and is necessary for the satisfactory completion of the Works/this section. Should the Contractor fail to insert any item here, it will be deemed that his lump sum Tender Price includes all such items and no claims for additional items will be entertained. |  | Sum | 1 | 0 | 0 | 0 | 0 | 0 | 0 | 0 | 0 | 0 | 0 | 0 | 0 | 0 | 0
| Note | Note Details
3.52.7 | - | Please attach one PDF file to be named "Additional Items for (insert bill no/name & Section No/name)" for the details of these additional items in the additional attachment area in the Commercial Envelope.
3.53 BILL NO. 5.09 – CONVEYING SYSTEMS | [5 empty] | 2 (out of 2) | 215930 | 2 (out of 2) | 300000 | 2 (out of 2) | 300000 | 2 (out of 2) | 312000 | 2 (out of 2) | 386728 | 2 (out of 2) | 264057.04 | 2 (out of 2) | 294168
| Note | Note Details
3.53.1 | - | ELECTRIC TRACTION ELEVATORS
3.53.2 | - | Supply and install Elevator including car, and landing doors, landing door frames, controls, hall buttons and lanterns, car lighting, safety equipment, elevator machinery, counterweights, ropes, door sill angles, hoist beams, buffers, guide rails, catladder, holding down and anchor bolts and builder's work in connection with lift, testing and commissioning, warranty and maintenance period, etc
| Item Code | Description | Item Remarks | Unit of Measurement | Quantity/Base Price | Unit Price/Discount % | Total | Unit Price/Discount % | Total | Unit Price/Discount % | Total | Unit Price/Discount % | Total | Unit Price/Discount % | Total | Unit Price/Discount % | Total | Unit Price/Discount % | Total
3.53.3 | 5.09.01 | (*) Passenger/service elevator, serving Ground & First floor (2 stop) |  | nr | 2 | 107965 | 215930 | 150000 | 300000 | 150000 | 300000 | 156000 | 312000 | 193364 | 386728 | 132028.52 | 264057.04 | 147084 | 294168
| Note | Note Details
3.53.4 | - | Contractor's Adjustment
| Item Code | Description | Item Remarks | Unit of Measurement | Quantity/Base Price | Unit Price/Discount % | Total | Unit Price/Discount % | Total | Unit Price/Discount % | Total | Unit Price/Discount % | Total | Unit Price/Discount % | Total | Unit Price/Discount % | Total | Unit Price/Discount % | Total
3.53.5 | 5.08.03 | (*) The Contractor may price here any new items or additional quantity for an existing BOQ item, which are shown in the Drawings or any other Tender/Contract Documents but overlooked or not specifically mentioned herein and is necessary for the satisfactory completion of the Works/this section. Should the Contractor fail to insert any item here, it will be deemed that his lump sum Tender Price includes all such items and no claims for additional items will be entertained. |  | Sum | 1 | 0 | 0 | 0 | 0 | 0 | 0 | 0 | 0 | 0 | 0 | 0 | 0 | 0 | 0
| Note | Note Details
3.53.6 | - | Please attach one PDF file to be named "Additional Items for (insert bill no/name & Section No/name)" for the details of these additional items in the additional attachment area in the Commercial Envelope.
3.54 BILL NO. 5.10 – ELECTRICAL INSTALLATION | [5 empty] | 127 (out of 127) | 1275883 | 127 (out of 127) | 1697944 | 127 (out of 127) | 1697944 | 127 (out of 127) | 1411120 | 127 (out of 127) | 855748 | 127 (out of 127) | 1502579.76 | 127 (out of 127) | 2460532.24
| Note | Note Details
3.54.1 | - | ELECTRICAL WORKS
3.54.2 | - | ELECTRICAL INSTALLATIONS
| Item Code | Description | Item Remarks | Unit of Measurement | Quantity/Base Price | Unit Price/Discount % | Total | Unit Price/Discount % | Total | Unit Price/Discount % | Total | Unit Price/Discount % | Total | Unit Price/Discount % | Total | Unit Price/Discount % | Total | Unit Price/Discount % | Total
3.54.3 | 5.10.01 | (*) Allow for all works required & shown on drawings for house connection and incoming main installation including liaising and paying connection charges for acquiring main supply, coordination with AADC & ETISALT/ Service provider for obtaining permanent power and telephone connection to the masjid and imam building, approvals from local authorities for various services like electricity, telephone, etc. also for complying with latest wiring regulations of the relevant authorities |  | Item | 1 | 1275883 | 1275883 | 53295 | 53295 | 53295 | 53295 | 5200 | 5200 | 0 | 0 | 0 | 0 | 0 | 0
| Note | Note Details
3.54.4 | - | MAIN DISTRIBUTION BOARD
| Item Code | Description | Item Remarks | Unit of Measurement | Quantity/Base Price | Unit Price/Discount % | Total | Unit Price/Discount % | Total | Unit Price/Discount % | Total | Unit Price/Discount % | Total | Unit Price/Discount % | Total | Unit Price/Discount % | Total | Unit Price/Discount % | Total
3.54.5 | 5.10.02 | (*) Supply, install, test & connect low voltage main distribution board comprising all breakers bus-bars, meters, indicator all in accordance with specification and as detailed in drawing. |  | nr | 1 | 0 | 0 | 20000 | 20000 | 20000 | 20000 | 127400 | 127400 | 15647 | 15647 | 31344.06 | 31344.06 | 0 | 0
| Note | Note Details
3.54.6 | - | FINAL DISTRIBUTION BOARDS
3.54.7 | - | Supply, install, test and connect all final distribution board MCB boards, including MCBIS-9ka contactor, cable termination etc… as per Specification and drawings.
| Item Code | Description | Item Remarks | Unit of Measurement | Quantity/Base Price | Unit Price/Discount % | Total | Unit Price/Discount % | Total | Unit Price/Discount % | Total | Unit Price/Discount % | Total | Unit Price/Discount % | Total | Unit Price/Discount % | Total | Unit Price/Discount % | Total
3.54.8 | 5.10.03 | (*) LP-JM-G |  | nr | 1 | 0 | 0 | 3583 | 3583 | 3583 | 3583 | 4108 | 4108 | 2588 | 2588 | 3541.41 | 3541.41 | 0 | 0
3.54.9 | 5.10.04 | (*) PP-JM-G |  | nr | 1 | 0 | 0 | 3276 | 3276 | 3276 | 3276 | 4316 | 4316 | 3224 | 3224 | 2245.65 | 2245.65 | 0 | 0
3.54.10 | 5.10.05 | (*) UDB-JM-G |  | nr | 1 | 0 | 0 | 1600 | 1600 | 1600 | 1600 | 1716 | 1716 | 1706 | 1706 | 1238.98 | 1238.98 | 0 | 0
3.54.11 | 5.10.06 | (*) LP-JM-F |  | nr | 1 | 0 | 0 | 2745 | 2745 | 2745 | 2745 | 2028 | 2028 | 1918 | 1918 | 3541.41 | 3541.41 | 0 | 0
3.54.12 | 5.10.07 | (*) PP-JM-F |  | nr | 1 | 0 | 0 | 2453 | 2453 | 2453 | 2453 | 4316 | 4316 | 2118 | 2118 | 2245.65 | 2245.65 | 0 | 0
3.54.13 | 5.10.08 | (*) DB-JM-R |  | nr | 1 | 0 | 0 | 2000 | 2000 | 2000 | 2000 | 4524 | 4524 | 2376 | 2376 | 1238.98 | 1238.98 | 0 | 0
3.54.14 | 5.10.09 | (*) MCC-JM-R |  | nr | 1 | 0 | 0 | 14224 | 14224 | 14224 | 14224 | 40560 | 40560 | 20000 | 20000 | 5781.89 | 5781.89 | 0 | 0
3.54.15 | 5.10.10 | (*) DB-IM-G |  | nr | 1 | 0 | 0 | 2683 | 2683 | 2683 | 2683 | 4108 | 4108 | 2118 | 2118 | 1238.98 | 1238.98 | 0 | 0
3.54.16 | 5.10.11 | (*) DB-IM-F |  | nr | 1 | 0 | 0 | 2683 | 2683 | 2683 | 2683 | 4316 | 4316 | 2118 | 2118 | 1238.98 | 1238.98 | 0 | 0
3.54.17 | 5.10.12 | (*) DB-IM-R |  | nr | 1 | 0 | 0 | 2151 | 2151 | 2151 | 2151 | 4524 | 4524 | 2118 | 2118 | 1238.98 | 1238.98 | 0 | 0
3.54.18 | 5.10.13 | (*) LCP-JM-G |  | nr | 1 | 0 | 0 | 6000 | 6000 | 6000 | 6000 | 26000 | 26000 | 3529 | 3529 | 7865.44 | 7865.44 | 0 | 0
| Note | Note Details
3.54.19 | - | UNINTERRUPTABLE POWER SUPPLY (UPS)
3.54.20 | - | Supply, installation, testing and commissioning of UPS system 50Hz. UPS unit including all necessary accessories, ancillary works and all materials required to complete installation as per Specification and drawings
| Item Code | Description | Item Remarks | Unit of Measurement | Quantity/Base Price | Unit Price/Discount % | Total | Unit Price/Discount % | Total | Unit Price/Discount % | Total | Unit Price/Discount % | Total | Unit Price/Discount % | Total | Unit Price/Discount % | Total | Unit Price/Discount % | Total
3.54.21 | 5.10.14 | (*) UPS, 8KVA - 30 Min. |  | nr | 1 | 0 | 0 | 30000 | 30000 | 30000 | 30000 | 17653 | 17653 | 29412 | 29412 | 26844.51 | 26844.51 | 0 | 0
| Note | Note Details
3.54.22 | - | CAPACITOR BANK (POWER FACTOR CORRECTION UNIT)
3.54.23 | - | Supply, installation, testing and commissioning of capacitor bank for 400V power supply system on main distribution board to improve power factor of the system to 0.92 as per Specification and drawings.
| Item Code | Description | Item Remarks | Unit of Measurement | Quantity/Base Price | Unit Price/Discount % | Total | Unit Price/Discount % | Total | Unit Price/Discount % | Total | Unit Price/Discount % | Total | Unit Price/Discount % | Total | Unit Price/Discount % | Total | Unit Price/Discount % | Total
3.54.24 | 5.10.15 | (*) (3x25) KVAR |  | nr | 1 | 0 | 0 | 10164 | 10164 | 10164 | 10164 | 25282 | 25282 | 7059 | 7059 | 10324.81 | 10324.81 | 0 | 0
| Note | Note Details
3.54.25 | - | LOW VOLTAGE CABLES
3.54.26 | - | Supply, installation, testing and commissioning of low voltage armoured XLPE insulated, PVC sheathed, copper conductors multicore cables as specified below including all conduits, cable trays, pull boxes, termination, identification, related civil works, fitting & fixation accessories as per Specification and drawings.
| Item Code | Description | Item Remarks | Unit of Measurement | Quantity/Base Price | Unit Price/Discount % | Total | Unit Price/Discount % | Total | Unit Price/Discount % | Total | Unit Price/Discount % | Total | Unit Price/Discount % | Total | Unit Price/Discount % | Total | Unit Price/Discount % | Total
3.54.27 | 5.10.16 | (*) MDB to LP-JM-G (4Cx10mm2 XLPE/SWA/PVC +1Cx10mm2 Y/G) |  | m | 10 | 0 | 0 | 35 | 350 | 35 | 350 | 28 | 280 | 35 | 350 | 52.41 | 524.1 | 0 | 0
3.54.28 | 5.10.17 | (*) MDB to PP-JM-G (4Cx16mm2 XLPE/SWA/PVC +1Cx16mm2 Y/G) |  | m | 10 | 0 | 0 | 47 | 470 | 47 | 470 | 36 | 360 | 45 | 450 | 69.81 | 698.1 | 0 | 0
3.54.29 | 5.10.18 | (*) MDB to UDB-JM-G (4Cx10mm2 XLPE/SWA/PVC +1Cx10mm2 Y/G) |  | m | 10 | 0 | 0 | 35 | 350 | 35 | 350 | 28 | 280 | 35 | 350 | 52.41 | 524.1 | 0 | 0
3.54.30 | 5.10.19 | (*) MDB to LP-JM-F (4Cx10mm2 XLPE/SWA/PVC +1Cx10mm2 Y/G) |  | m | 15 | 0 | 0 | 35 | 525 | 35 | 525 | 28 | 420 | 35 | 525 | 52.41 | 786.15 | 0 | 0
3.54.31 | 5.10.20 | (*) MDB to PP-JM-F (4Cx16mm2 XLPE/SWA/PVC +1Cx16mm2 Y/G) |  | m | 15 | 0 | 0 | 47 | 705 | 47 | 705 | 36 | 540 | 45 | 675 | 69.81 | 1047.15 | 0 | 0
3.54.32 | 5.10.21 | (*) MDB to MCC-JM-R (4Cx120mm2 XLPE/SWA/PVC +1Cx70mm2 Y/G) |  | m | 20 | 0 | 0 | 450 | 9000 | 450 | 9000 | 267 | 5340 | 184 | 3680 | 586.81 | 11736.2 | 0 | 0
3.54.33 | 5.10.22 | (*) MDB to DB-JM-R (4Cx25mm2 XLPE/SWA/PVC +1Cx16mm2 Y/G) |  | m | 20 | 0 | 0 | 60 | 1200 | 60 | 1200 | 43 | 860 | 53 | 1060 | 96.31 | 1926.2 | 0 | 0
3.54.34 | 5.10.23 | (*) MDB to DB-IM-G (4Cx16mm2 XLPE/SWA/PVC +1Cx16mm2 Y/G) |  | m | 35 | 0 | 0 | 47 | 1645 | 47 | 1645 | 36 | 1260 | 45 | 1575 | 69.81 | 2443.35 | 0 | 0
3.54.35 | 5.10.24 | (*) MDB to DB-IM-F (4Cx16mm2 XLPE/SWA/PVC +1Cx16mm2 Y/G) |  | m | 70 | 0 | 0 | 47 | 3290 | 47 | 3290 | 36 | 2520 | 45 | 3150 | 69.81 | 4886.7 | 0 | 0
3.54.36 | 5.10.25 | (*) MDB to DB-IM-R (4Cx25mm2 XLPE/SWA/PVC +1Cx16mm2 Y/G) |  | m | 50 | 0 | 0 | 60 | 3000 | 60 | 3000 | 43 | 2150 | 53 | 2650 | 96.31 | 4815.5 | 0 | 0
3.54.37 | 5.10.26 | (*) MDB to Elevator (4Cx10mm2 XLPE/SWA/PVC +1Cx10mm2 Y/G) |  | m | 55 | 0 | 0 | 35 | 1925 | 35 | 1925 | 23 | 1265 | 35 | 1925 | 52.41 | 2882.55 | 0 | 0
3.54.38 | 5.10.27 | (*) MDB to Elevator (4Cx10mm2 XLPE/SWA/PVC +1Cx10mm2 Y/G) |  | m | 60 | 0 | 0 | 35 | 2100 | 35 | 2100 | 23 | 1380 | 35 | 2100 | 52.41 | 3144.6 | 0 | 0
3.54.39 | 5.10.28 | (*) MDB to CAPACITOR BANK (4Cx70mm2 XLPE/SWA/PVC +1Cx35mm2 Y/G) |  | m | 10 | 0 | 0 | 140 | 1400 | 140 | 1400 | 90 | 900 | 116 | 1160 | 69.81 | 698.1 | 0 | 0
3.54.40 | 5.10.29 | (*) MDB to SPD (4Cx16mm2 XLPE/SWA/PVC +1Cx16mm2 Y/G) |  | m | 10 | 0 | 0 | 47 | 470 | 47 | 470 | 36 | 360 | 45 | 450 | 69.81 | 698.1 | 0 | 0
| Note | Note Details
3.54.41 | - | LIGHTING SWITCHES
3.54.42 | - | Supply, installation, connecting, testing and commissioning of lighting switches 10A, 230V & sensors as specified below including pvc conduits, conduit fittings, boxes, earthing terminations, copper conductors up to switches, accessories and all necessary civil works as per Specification and drawings.
| Item Code | Description | Item Remarks | Unit of Measurement | Quantity/Base Price | Unit Price/Discount % | Total | Unit Price/Discount % | Total | Unit Price/Discount % | Total | Unit Price/Discount % | Total | Unit Price/Discount % | Total | Unit Price/Discount % | Total | Unit Price/Discount % | Total
3.54.43 | 5.10.30 | (*) 1 gang 1 way Switch |  | nr | 14 | 0 | 0 | 240 | 3360 | 240 | 3360 | 133 | 1862 | 171 | 2394 | 326.68 | 4573.52 | 0 | 0
3.54.44 | 5.10.31 | (*) 2 gang 1 way Switch |  | nr | 1 | 0 | 0 | 280 | 280 | 280 | 280 | 99 | 99 | 176 | 176 | 335.76 | 335.76 | 0 | 0
3.54.45 | 5.10.32 | (*) 3 gang 1 way Switch |  | nr | 5 | 0 | 0 | 320 | 1600 | 320 | 1600 | 106 | 530 | 182 | 910 | 338.65 | 1693.25 | 0 | 0
3.54.46 | 5.10.33 | (*) 1 gang 2 way switch |  | nr | 10 | 0 | 0 | 280 | 2800 | 280 | 2800 | 99 | 990 | 176 | 1760 | 327.09 | 3270.9 | 0 | 0
3.54.47 | 5.10.34 | (*) 1 gang 1 way switch W/P |  | nr | 4 | 0 | 0 | 320 | 1280 | 320 | 1280 | 190 | 760 | 207 | 828 | 330.39 | 1321.56 | 0 | 0
3.54.48 | 5.10.35 | (*) 2 gang 1 way switch W/P |  | nr | 2 | 0 | 0 | 430 | 860 | 430 | 860 | 208 | 416 | 213 | 426 | 328.74 | 657.48 | 0 | 0
3.54.49 | 5.10.36 | (*) Movement sensor |  | nr | 4 | 0 | 0 | 2000 | 8000 | 2000 | 8000 | 527 | 2108 | 294 | 1176 | 681.44 | 2725.76 | 0 | 0
3.54.50 | 5.10.37 | (*) Occupancy sensor |  | nr | 6 | 0 | 0 | 1800 | 10800 | 1800 | 10800 | 527 | 3162 | 353 | 2118 | 681.44 | 4088.64 | 0 | 0
3.54.51 | 5.10.38 | (*) Door bell |  | nr | 2 | 0 | 0 | 300 | 600 | 300 | 600 | 137 | 274 | 71 | 142 | 375.82 | 751.64 | 0 | 0
3.54.52 | 5.10.39 | (*) Bell push button |  | nr | 2 | 0 | 0 | 320 | 640 | 320 | 640 | 99 | 198 | 24 | 48 | 334.52 | 669.04 | 0 | 0
| Note | Note Details
3.54.53 | - | POWER SOCKETS
3.54.54 | - | Supply, installation, connecting, testing and commissioning of normal and power sockets as specified below including pvc conduits, conduit fittings, boxes, earthing terminations, copper conductors, all fixings supports and all necessary works from the panel boards to socket outlets as per Specification and drawings.
| Item Code | Description | Item Remarks | Unit of Measurement | Quantity/Base Price | Unit Price/Discount % | Total | Unit Price/Discount % | Total | Unit Price/Discount % | Total | Unit Price/Discount % | Total | Unit Price/Discount % | Total | Unit Price/Discount % | Total | Unit Price/Discount % | Total
3.54.55 | 5.10.40 | (*) 13A single switched socket |  | nr | 64 | 0 | 0 | 280 | 17920 | 280 | 17920 | 167 | 10688 | 169 | 10816 | 351.04 | 22466.56 | 0 | 0
3.54.56 | 5.10.41 | (*) 13A weather proof single switched socket |  | nr | 39 | 0 | 0 | 400 | 15600 | 400 | 15600 | 202 | 7878 | 194 | 7566 | 465.86 | 18168.54 | 0 | 0
3.54.57 | 5.10.42 | (*) 13A twin switched socket |  | nr | 57 | 0 | 0 | 320 | 18240 | 320 | 18240 | 178 | 10146 | 181 | 10317 | 360.13 | 20527.41 | 0 | 0
3.54.58 | 5.10.43 | (*) 13A weather proof twin switched socket |  | nr | 2 | 0 | 0 | 450 | 900 | 450 | 900 | 239 | 478 | 206 | 412 | 492.95 | 985.9 | 0 | 0
3.54.59 | 5.10.44 | (*) 15A weather proof single switched socket |  | nr | 1 | 0 | 0 | 480 | 480 | 480 | 480 | 229 | 229 | 224 | 224 | 536.89 | 536.89 | 0 | 0
3.54.60 | 5.10.45 | (*) Shaver socket outlet |  | nr | 4 | 0 | 0 | 380 | 1520 | 380 | 1520 | 265 | 1060 | 306 | 1224 | 483.2 | 1932.8 | 0 | 0
3.54.61 | 5.10.46 | (*) 20A DP switch with outlet for A/C |  | nr | 12 | 0 | 0 | 350 | 4200 | 350 | 4200 | 196 | 2352 | 186 | 2232 | 341.13 | 4093.56 | 0 | 0
3.54.62 | 5.10.47 | (*) 20A Flex outlet |  | nr | 7 | 0 | 0 | 300 | 2100 | 300 | 2100 | 147 | 1029 | 129 | 903 | 346.91 | 2428.37 | 0 | 0
3.54.63 | 5.10.48 | (*) 45A cooker control unit |  | nr | 2 | 0 | 0 | 400 | 800 | 400 | 800 | 411 | 822 | 214 | 428 | 355.17 | 710.34 | 0 | 0
3.54.64 | 5.10.49 | (*) DP socket outlet for cooker control |  | nr | 2 | 0 | 0 | 300 | 600 | 300 | 600 | 196 | 392 | 186 | 372 | 342.78 | 685.56 | 0 | 0
3.54.65 | 5.10.50 | (*) 20A DP switch with neon indicator for WH |  | nr | 7 | 0 | 0 | 350 | 2450 | 350 | 2450 | 196 | 1372 | 186 | 1302 | 341.13 | 2387.91 | 0 | 0
3.54.66 | 5.10.51 | (*) Hand dryer outlet |  | nr | 3 | 0 | 0 | 320 | 960 | 320 | 960 | 196 | 588 | 169 | 507 | 347.33 | 1041.99 | 0 | 0
3.54.67 | 5.10.52 | (*) Exhaust fan point (with 3A fused spur flexible outlet) |  | nr | 7 | 0 | 0 | 300 | 2100 | 300 | 2100 | 167 | 1169 | 127 | 889 | 342.78 | 2399.46 | 0 | 0
3.54.68 | 5.10.53 | (*) Electrical Outlet For (Water Tape sensor, wifi Access point , Intercom unit) |  | nr | 35 | 0 | 0 | 280 | 9800 | 280 | 9800 | 167 | 5845 | 169 | 5915 | 355.17 | 12430.95 | 0 | 0
3.54.69 | 5.10.54 | (*) KWH meter outside the electrical room with GRP enclosure as per AADC requirements. |  | nr | 1 | 0 | 0 | 2500 | 2500 | 2500 | 2500 | 167 | 167 | 2941 | 2941 | 0 | 0 | 0 | 0
| Note | Note Details
3.54.70 | - | ISOLATORS
3.54.71 | - | Supply, installation, connecting, testing and commissioning of isolators as specified below including pvc conduits, conduit fittings, boxes, earthing terminations, copper conductors, all fixings supports and all necessary works from the panel boards to isolators as per Specification and drawings.
| Item Code | Description | Item Remarks | Unit of Measurement | Quantity/Base Price | Unit Price/Discount % | Total | Unit Price/Discount % | Total | Unit Price/Discount % | Total | Unit Price/Discount % | Total | Unit Price/Discount % | Total | Unit Price/Discount % | Total | Unit Price/Discount % | Total
3.54.72 | 5.10.55 | (*) 16A SPN Isolator |  | nr | 2 | 0 | 0 | 320 | 640 | 320 | 640 | 1035 | 2070 | 212 | 424 | 465.03 | 930.06 | 0 | 0
3.54.73 | 5.10.56 | (*) 20A Weather proof SPN Isolator |  | nr | 9 | 0 | 0 | 330 | 2970 | 330 | 2970 | 1035 | 9315 | 235 | 2115 | 481.55 | 4333.95 | 0 | 0
3.54.74 | 5.10.57 | (*) 32A SPN Isolator |  | nr | 3 | 0 | 0 | 360 | 1080 | 360 | 1080 | 1036 | 3108 | 280 | 840 | 512.94 | 1538.82 | 0 | 0
3.54.75 | 5.10.58 | (*) 32A Weather proof SPN Isolator |  | nr | 7 | 0 | 0 | 370 | 2590 | 370 | 2590 | 1036 | 7252 | 304 | 2128 | 532.93 | 3730.51 | 0 | 0
3.54.76 | 5.10.59 | (*) 40A Weather proof SPN Isolator |  | nr | 2 | 0 | 0 | 375 | 750 | 375 | 750 | 1036 | 2072 | 304 | 608 | 576.54 | 1153.08 | 0 | 0
3.54.77 | 5.10.60 | (*) 50A Weather proof SPN Isolator |  | nr | 1 | 0 | 0 | 380 | 380 | 380 | 380 | 1036 | 1036 | 318 | 318 | 613.71 | 613.71 | 0 | 0
3.54.78 | 5.10.61 | (*) 63A SPN Isolator |  | nr | 1 | 0 | 0 | 420 | 420 | 420 | 420 | 1102 | 1102 | 482 | 482 | 595.54 | 595.54 | 0 | 0
3.54.79 | 5.10.62 | (*) 63A Weather proof SPN Isolator |  | nr | 1 | 0 | 0 | 430 | 430 | 430 | 430 | 1102 | 1102 | 506 | 506 | 663.27 | 663.27 | 0 | 0
3.54.80 | 5.10.63 | (*) 20A Weather proof TP Isolator |  | nr | 2 | 0 | 0 | 360 | 720 | 360 | 720 | 1476 | 2952 | 218 | 436 | 479.78 | 959.56 | 0 | 0
3.54.81 | 5.10.64 | (*) 40A TP Isolator |  | nr | 1 | 0 | 0 | 400 | 400 | 400 | 400 | 1476 | 1476 | 515 | 515 | 563.32 | 563.32 | 0 | 0
3.54.82 | 5.10.65 | (*) 40A Weather proof TP Isolator |  | nr | 4 | 0 | 0 | 410 | 1640 | 410 | 1640 | 1476 | 5904 | 539 | 2156 | 573.23 | 2292.92 | 0 | 0
3.54.83 | 5.10.66 | (*) 50A Weather proof TP Isolator |  | nr | 2 | 0 | 0 | 520 | 1040 | 520 | 1040 | 1664 | 3328 | 748 | 1496 | 633.78 | 1267.56 | 0 | 0
3.54.84 | 5.10.67 | (*) 63A Weather proof TP Isolator |  | nr | 1 | 0 | 0 | 750 | 750 | 750 | 750 | 1884 | 1884 | 953 | 953 | 687.22 | 687.22 | 0 | 0
3.54.85 | 5.10.68 | (*) 100A Weather proof TP Isolator |  | nr | 1 | 0 | 0 | 950 | 950 | 950 | 950 | 1958 | 1958 | 1388 | 1388 | 828.46 | 828.46 | 0 | 0
3.54.86 | 5.10.69 | (*) 320A Weather proof TP Isolator |  | nr | 2 | 0 | 0 | 2800 | 5600 | 2800 | 5600 | 4628 | 9256 | 1765 | 3530 | 3196.56 | 6393.12 | 0 | 0
| Note | Note Details
3.54.87 | - | LIGHT FITTINGS
3.54.88 | - | Supply, installation, connecting, testing and commissioning of lighting fixtures including all lamps, mounting brackets, suspension cords, accessories and all necessary auxiliary works as per Specification and drawings.
| Item Code | Description | Item Remarks | Unit of Measurement | Quantity/Base Price | Unit Price/Discount % | Total | Unit Price/Discount % | Total | Unit Price/Discount % | Total | Unit Price/Discount % | Total | Unit Price/Discount % | Total | Unit Price/Discount % | Total | Unit Price/Discount % | Total
3.54.89 | 5.10.70 | (*) Type F1 |  | nr | 47 | 0 | 0 | 900 | 42300 | 900 | 42300 | 196 | 9212 | 135 | 6345 | 623.63 | 29310.61 | 0 | 0
3.54.90 | 5.10.71 | (*) Type F2 |  | nr | 41 | 0 | 0 | 511 | 20951 | 511 | 20951 | 221 | 9061 | 112 | 4592 | 623.63 | 25568.83 | 0 | 0
3.54.91 | 5.10.72 | (*) Type F3 |  | nr | 9 | 0 | 0 | 755 | 6795 | 755 | 6795 | 231 | 2079 | 218 | 1962 | 842.24 | 7580.16 | 0 | 0
3.54.92 | 5.10.73 | (*) Type F4 |  | nr | 278 | 0 | 0 | 550 | 152900 | 550 | 152900 | 203 | 56434 | 135 | 37530 | 1465.5 | 407409 | 0 | 0
3.54.93 | 5.10.74 | (*) Type F5 |  | nr | 85 | 0 | 0 | 1142 | 97070 | 1142 | 97070 | 330 | 28050 | 265 | 22525 | 427.57 | 36343.45 | 0 | 0
3.54.94 | 5.10.75 | (*) Type F6 |  | nr | 40 | 0 | 0 | 462 | 18480 | 462 | 18480 | 234 | 9360 | 359 | 14360 | 1465.5 | 58620 | 0 | 0
3.54.95 | 5.10.76 | (*) Type F7 |  | nr | 8 | 0 | 0 | 620 | 4960 | 620 | 4960 | 333 | 2664 | 359 | 2872 | 1465.5 | 11724 | 0 | 0
3.54.96 | 5.10.77 | (*) Type F8 |  | nr | 9 | 0 | 0 | 153 | 1377 | 153 | 1377 | 290 | 2610 | 206 | 1854 | 1561.99 | 14057.91 | 0 | 0
3.54.97 | 5.10.78 | (*) Type F9 |  | nr | 2 | 0 | 0 | 330 | 660 | 330 | 660 | 307 | 614 | 288 | 576 | 829.5 | 1659 | 0 | 0
3.54.98 | 5.10.79 | (*) Type F10 |  | nr | 4 | 0 | 0 | 282 | 1128 | 282 | 1128 | 328 | 1312 | 265 | 1060 | 2103.66 | 8414.64 | 0 | 0
3.54.99 | 5.10.80 | (*) Type F11 |  | nr | 16 | 0 | 0 | 568 | 9088 | 568 | 9088 | 913 | 14608 | 218 | 3488 | 432.92 | 6926.72 | 0 | 0
3.54.100 | 5.10.81 | (*) Type F12 |  | nr | 7 | 0 | 0 | 25000 | 175000 | 25000 | 175000 | 2912 | 20384 | 647 | 4529 | 4129.92 | 28909.44 | 0 | 0
3.54.101 | 5.10.82 | (*) Type F13 |  | nr | 1 | 0 | 0 | 100000 | 100000 | 100000 | 100000 | 4940 | 4940 | 11765 | 11765 | 25812.03 | 25812.03 | 0 | 0
3.54.102 | 5.10.83 | (*) Type F14 |  | nr | 78 | 0 | 0 | 450 | 35100 | 450 | 35100 | 270 | 21060 | 159 | 12402 | 676.64 | 52777.92 | 0 | 0
3.54.103 | 5.10.84 | (*) Type F15 |  | nr | 14 | 0 | 0 | 492 | 6888 | 492 | 6888 | 281 | 3934 | 182 | 2548 | 571.45 | 8000.3 | 0 | 0
3.54.104 | 5.10.85 | (*) Type F16 |  | nr | 12 | 0 | 0 | 502 | 6024 | 502 | 6024 | 307 | 3684 | 676 | 8112 | 571.45 | 6857.4 | 0 | 0
3.54.105 | 5.10.86 | (*) Type F17 |  | nr | 2 | 0 | 0 | 343 | 686 | 343 | 686 | 395 | 790 | 406 | 812 | 571.45 | 1142.9 | 0 | 0
| Note | Note Details
3.54.106 | - | LIGHTING POINTS
3.54.107 | - | Supply, installation, connecting, testing and commissioning of lighting points including conduits, conduit fittings, boxes, copper conductors not less than 2.5 mm² wiring for lighting points, earthing terminations, accessories and all necessary civil works as per Specification and drawings.
| Item Code | Description | Item Remarks | Unit of Measurement | Quantity/Base Price | Unit Price/Discount % | Total | Unit Price/Discount % | Total | Unit Price/Discount % | Total | Unit Price/Discount % | Total | Unit Price/Discount % | Total | Unit Price/Discount % | Total | Unit Price/Discount % | Total
3.54.108 | 5.10.87 | (*) Lighting Point |  | nr | 626 | 0 | 0 | 355 | 222230 | 355 | 222230 | 187 | 117062 | 106 | 66356 | 309.74 | 193897.24 | 0 | 0
| Note | Note Details
3.54.109 | - | EARTHING SYSTEM
| Item Code | Description | Item Remarks | Unit of Measurement | Quantity/Base Price | Unit Price/Discount % | Total | Unit Price/Discount % | Total | Unit Price/Discount % | Total | Unit Price/Discount % | Total | Unit Price/Discount % | Total | Unit Price/Discount % | Total | Unit Price/Discount % | Total
3.54.110 | 5.10.88 | (*) Supply, installation, testing and commissioning of a complete protective earthing system for the building, earthing should be done with proper cables as per B.S including earthing pits, earthing electrodes, potential equalizing bar, bare copper conductors, fixing brackets, test links, suspensions, drilling, all necessary accessories, ancillary works and all materials required to complete installation as per Specification, drawings and to be approved from AADC & Etisalat. |  | Item | 1 | 0 | 0 | 15000 | 15000 | 15000 | 15000 | 78957 | 78957 | 11765 | 11765 | 13009.09 | 13009.09 | 0 | 0
| Note | Note Details
3.54.111 | - | LIGHTNING PROTECTION SYSTEM
| Item Code | Description | Item Remarks | Unit of Measurement | Quantity/Base Price | Unit Price/Discount % | Total | Unit Price/Discount % | Total | Unit Price/Discount % | Total | Unit Price/Discount % | Total | Unit Price/Discount % | Total | Unit Price/Discount % | Total | Unit Price/Discount % | Total
3.54.112 | 5.10.89 | (*) Supply, installation, testing and commissioning of a complete lightning protection system for the building including air terminals, tinned bare copper conductors, all necessary accessories, ancillary works and all materials required to complete installation as per Specification and drawings and to be approved from local authorities . |  | Item | 1 | 0 | 0 | 175000 | 175000 | 175000 | 175000 | 124645 | 124645 | 17647 | 17647 | 28156.95 | 28156.95 | 0 | 0
| Note | Note Details
3.54.113 | - | CENTRAL MONITORING SYSTEM (CMS)
| Item Code | Description | Item Remarks | Unit of Measurement | Quantity/Base Price | Unit Price/Discount % | Total | Unit Price/Discount % | Total | Unit Price/Discount % | Total | Unit Price/Discount % | Total | Unit Price/Discount % | Total | Unit Price/Discount % | Total | Unit Price/Discount % | Total
3.54.114 | 5.10.90 | (*) Supply, installation, testing and commissioning of a complete central monitoring system for all electrical & water meters in the building including pvc conduits, conduit fittings, boxes, earthing terminations, copper conductors, connections to all meters, all necessary accessories, ancillary works and all materials required to complete installation. |  | Item | 1 | 0 | 0 | 50000 | 50000 | 50000 | 50000 | 154960 | 154960 | 58824 | 58824 | 18584.66 | 18584.66 | 0 | 0
| Note | Note Details
3.54.115 | - | LOW CURRENT SYSTEMS
3.54.116 | - | FIRE ALARM SYSTEM
3.54.117 | - | Supply, installation, connecting, testing and commissioning of fire alarm system as specified below including analogue addressable fire alarm control panel (FACP) complete with batteries and charger, software, cables, conduits, trunking, fire alarm devices like smoke detector, heat detectors, manual station, sounder, control module, monitor module ...etc. and all accessories required to complete installation as per specifications and drawings.
| Item Code | Description | Item Remarks | Unit of Measurement | Quantity/Base Price | Unit Price/Discount % | Total | Unit Price/Discount % | Total | Unit Price/Discount % | Total | Unit Price/Discount % | Total | Unit Price/Discount % | Total | Unit Price/Discount % | Total | Unit Price/Discount % | Total
3.54.118 | 5.10.91 | (*) Fire alarm point including cables, conduits boxes & all accessories up to next device and/or up to respective fire alarm control panel and from mosque to imam and mu'than building |  | nr | 81 | 0 | 0 | 100 | 8100 | 100 | 8100 | 426 | 34506 | 245 | 19845 | 402.67 | 32616.27 | 0 | 0
3.54.119 | 5.10.92 | (*) Addressable fire alarm control panel 3 loops including complete interface with public address system. |  | nr | 1 | 0 | 0 | 10000 | 10000 | 10000 | 10000 | 25480 | 25480 | 7492 | 7492 | 7433.86 | 7433.86 | 0 | 0
3.54.120 | 5.10.93 | (*) Addressable smoke detector |  | nr | 40 | 0 | 0 | 150 | 6000 | 150 | 6000 | 286 | 11440 | 162 | 6480 | 139.38 | 5575.2 | 0 | 0
3.54.121 | 5.10.94 | (*) Addressable wall smoke detector |  | nr | 4 | 0 | 0 | 150 | 600 | 150 | 600 | 364 | 1456 | 234 | 936 | 167.26 | 669.04 | 0 | 0
3.54.122 | 5.10.95 | (*) Addressable heat detector |  | nr | 2 | 0 | 0 | 200 | 400 | 200 | 400 | 572 | 1144 | 172 | 344 | 185.85 | 371.7 | 0 | 0
3.54.123 | 5.10.96 | (*) Multi smoke & heat detector |  | nr | 3 | 0 | 0 | 250 | 750 | 250 | 750 | 286 | 858 | 451 | 1353 | 325.23 | 975.69 | 0 | 0
3.54.124 | 5.10.97 | (*) Addressable manual call point |  | nr | 15 | 0 | 0 | 120 | 1800 | 120 | 1800 | 468 | 7020 | 216 | 3240 | 139.38 | 2090.7 | 0 | 0
3.54.125 | 5.10.98 | (*) Addressable control module |  | nr | 3 | 0 | 0 | 200 | 600 | 200 | 600 | 192 | 576 | 253 | 759 | 139.38 | 418.14 | 0 | 0
3.54.126 | 5.10.99 | (*) Addressable fire alarm bell with strobe |  | nr | 14 | 0 | 0 | 250 | 3500 | 250 | 3500 | 988 | 13832 | 361 | 5054 | 232.31 | 3252.34 | 0 | 0
| Note | Note Details
3.54.127 | - | TELEPHONE, DATA AND TV SYSTEMS
3.54.128 | - | Supply, installation, connecting, testing and commissioning of communication systems including all conduits, duct, wires, cables, boxes, socket outlet , utility connection and and all accessories required to complete installation as per specifications, Etisalat requirements and drawings.
| Item Code | Description | Item Remarks | Unit of Measurement | Quantity/Base Price | Unit Price/Discount % | Total | Unit Price/Discount % | Total | Unit Price/Discount % | Total | Unit Price/Discount % | Total | Unit Price/Discount % | Total | Unit Price/Discount % | Total | Unit Price/Discount % | Total
3.54.129 | 5.10.100 | (*) Data rack 42U |  | nr | 1 | 0 | 0 | 3000 | 3000 | 3000 | 3000 | 2444 | 2444 | 3176 | 3176 | 7433.86 | 7433.86 | 0 | 0
3.54.130 | 5.10.101 | (*) Data rack 19U |  | nr | 1 | 0 | 0 | 2000 | 2000 | 2000 | 2000 | 468 | 468 | 1765 | 1765 | 7433.86 | 7433.86 | 0 | 0
3.54.131 | 5.10.102 | (*) POE switch 24 ports |  | nr | 1 | 0 | 0 | 2500 | 2500 | 2500 | 2500 | 26000 | 26000 | 4953 | 4953 | 0 | 0 | 0 | 0
3.54.132 | 5.10.103 | (*) Network switch 24 ports |  | nr | 2 | 0 | 0 | 4000 | 8000 | 4000 | 8000 | 2080 | 4160 | 14118 | 28236 | 0 | 0 | 0 | 0
3.54.133 | 5.10.104 | (*) UTP patch panel 24 ports |  | nr | 3 | 0 | 0 | 200 | 600 | 200 | 600 | 259 | 777 | 4953 | 14859 | 0 | 0 | 0 | 0
3.54.134 | 5.10.105 | (*) Fiber optic patch panel single mode12 ports |  | nr | 1 | 0 | 0 | 400 | 400 | 400 | 400 | 1155 | 1155 | 588 | 588 | 0 | 0 | 0 | 0
3.54.135 | 5.10.106 | (*) Fiber optic patch panel multi mode12 ports |  | nr | 2 | 0 | 0 | 250 | 500 | 250 | 500 | 116 | 232 | 1412 | 2824 | 0 | 0 | 0 | 0
3.54.136 | 5.10.107 | (*) Telephone socket |  | nr | 14 | 0 | 0 | 100 | 1400 | 100 | 1400 | 62 | 868 | 476 | 6664 | 392.34 | 5492.76 | 0 | 0
3.54.137 | 5.10.108 | (*) Data socket |  | nr | 18 | 0 | 0 | 110 | 1980 | 110 | 1980 | 62 | 1116 | 476 | 8568 | 392.34 | 7062.12 | 0 | 0
3.54.138 | 5.10.109 | (*) TV socket |  | nr | 2 | 0 | 0 | 110 | 220 | 110 | 220 | 62 | 124 | 476 | 952 | 392.34 | 784.68 | 0 | 0
3.54.139 | 5.10.110 | (*) Wireless access point |  | nr | 2 | 0 | 0 | 250 | 500 | 250 | 500 | 62 | 124 | 476 | 952 | 392.34 | 784.68 | 0 | 0
3.54.140 | 5.10.111 | (*) Communication outlets including cat6 cables, conduits, boxes and all accessories |  | nr | 36 | 0 | 0 | 600 | 21600 | 600 | 21600 | 312 | 11232 | 0 | 0 | 0 | 0 | 0 | 0
| Note | Note Details
3.54.141 | - | PUBLIC ADDRESS SYSTEM
3.54.142 | - | Supply, installation, testing and handing over the following:
| Item Code | Description | Item Remarks | Unit of Measurement | Quantity/Base Price | Unit Price/Discount % | Total | Unit Price/Discount % | Total | Unit Price/Discount % | Total | Unit Price/Discount % | Total | Unit Price/Discount % | Total | Unit Price/Discount % | Total | Unit Price/Discount % | Total
3.54.143 | 5.10.112 | (*) Public Address system rack (PAR) for mosque including all equipments, cables, conduits & all accessories as shown on the drawings and for complete work. |  | nr | 1 | 0 | 0 | 18000 | 18000 | 18000 | 18000 | 76949 | 76949 | 44706 | 44706 | 8363.1 | 8363.1 | 0 | 0
3.54.144 | 5.10.113 | (*) Wall mounted public address speaker 30w |  | nr | 28 | 0 | 0 | 950 | 26600 | 950 | 26600 | 0 | 0 | 1353 | 37884 | 638.38 | 17874.64 | 0 | 0
3.54.145 | 5.10.114 | (*) Wall mounted horn speaker 50w |  | nr | 3 | 0 | 0 | 1000 | 3000 | 1000 | 3000 | 0 | 0 | 788 | 2364 | 638.38 | 1915.14 | 0 | 0
3.54.146 | 5.10.115 | (*) Ceiling public address speaker 6w |  | nr | 23 | 0 | 0 | 350 | 8050 | 350 | 8050 | 0 | 0 | 412 | 9476 | 362.4 | 8335.2 | 0 | 0
3.54.147 | 5.10.116 | (*) Volume control |  | nr | 3 | 0 | 0 | 250 | 750 | 250 | 750 | 0 | 0 | 765 | 2295 | 199.32 | 597.96 | 0 | 0
3.54.148 | 5.10.117 | (*) Floor microphone stand |  | nr | 2 | 0 | 0 | 500 | 1000 | 500 | 1000 | 0 | 0 | 641 | 1282 | 884.26 | 1768.52 | 0 | 0
3.54.149 | 5.10.118 | (*) Public address outlet including cables, conduits, boxes and all accessories |  | nr | 59 | 0 | 0 | 150 | 8850 | 150 | 8850 | 0 | 0 | 129 | 7611 | 402.67 | 23757.53 | 0 | 0
| Note | Note Details
3.54.150 | - | INTERCOM SYSTEM
3.54.151 | - | Supply, install, test and connect inclusive of all conduits, duct, wires, cables, boxes, socket outlet , utility connection as shown on drawing
| Item Code | Description | Item Remarks | Unit of Measurement | Quantity/Base Price | Unit Price/Discount % | Total | Unit Price/Discount % | Total | Unit Price/Discount % | Total | Unit Price/Discount % | Total | Unit Price/Discount % | Total | Unit Price/Discount % | Total | Unit Price/Discount % | Total
3.54.152 | 5.10.119 | (*) Master Intercom calling unit complete with all accessories |  | nr | 1 | 0 | 0 | 750 | 750 | 750 | 750 | 3640 | 3640 | 2118 | 2118 | 3006.59 | 3006.59 | 0 | 0
3.54.153 | 5.10.120 | (*) Slave Intercom receiving unit |  | nr | 2 | 0 | 0 | 550 | 1100 | 550 | 1100 | 1394 | 2788 | 1176 | 2352 | 1166.7 | 2333.4 | 0 | 0
| Note | Note Details
3.54.154 | - | IP CCTV SYSTEM
3.54.155 | - | Supply, installation, connecting, testing and commissioning of IP CCTV system as specified below comprising of CCTV server with complete network video recorder, printers, monitor, programs and CCTV IP cameras including outlet boxes, pull boxes, conduits, conduit fittings, trunking, cables and all accessories required to complete installation as per Specification and drawings.
| Item Code | Description | Item Remarks | Unit of Measurement | Quantity/Base Price | Unit Price/Discount % | Total | Unit Price/Discount % | Total | Unit Price/Discount % | Total | Unit Price/Discount % | Total | Unit Price/Discount % | Total | Unit Price/Discount % | Total | Unit Price/Discount % | Total
3.54.156 | 5.10.121 | (*) Computer workstation including software, all required licenses and antivirus |  | nr | 1 | 0 | 0 | 20000 | 20000 | 20000 | 20000 | 61916 | 61916 | 9941 | 9941 | 48134.27 | 48134.27 | 0 | 0
3.54.157 | 5.10.122 | (*) Network video recorder (NVR) |  | nr | 1 | 0 | 0 | 40000 | 40000 | 40000 | 40000 | 0 | 0 | 47059 | 47059 | 0 | 0 | 0 | 0
3.54.158 | 5.10.123 | (*) 32 inch color monitoring screen (LCD) |  | nr | 2 | 0 | 0 | 1000 | 2000 | 1000 | 2000 | 0 | 0 | 1882 | 3764 | 929.23 | 1858.46 | 0 | 0
3.54.159 | 5.10.124 | (*) Wall mounted IP camera, fixed type, weather proof, 1080p resolution |  | nr | 6 | 0 | 0 | 2000 | 12000 | 2000 | 12000 | 0 | 0 | 3529 | 21174 | 4181.55 | 25089.3 | 0 | 0
3.54.160 | 5.10.125 | (*) CCTV outlet including cat6 cables, conduits, boxes and all accessories |  | nr | 6 | 0 | 0 | 120 | 720 | 120 | 720 | 0 | 0 | 476 | 2856 | 402.67 | 2416.02 | 0 | 0
| Note | Note Details
3.54.161 | - | MASTER CLOCK SYSTEM
| Item Code | Description | Item Remarks | Unit of Measurement | Quantity/Base Price | Unit Price/Discount % | Total | Unit Price/Discount % | Total | Unit Price/Discount % | Total | Unit Price/Discount % | Total | Unit Price/Discount % | Total | Unit Price/Discount % | Total | Unit Price/Discount % | Total
3.54.162 | 5.10.126 | (*) Supply, installation, connecting, testing and commissioning of master clock system including all conduits, cat 6 cables, cable trays, cable fittings, ancillary works and all accessories required to complete installation as per Specification and drawings. |  | Item | 1 | 0 | 0 | 25000 | 25000 | 25000 | 25000 | 52000 | 52000 | 47059 | 47059 | 15796.96 | 15796.96 | 0 | 0
| Note | Note Details
3.54.163 | - | Contractor's Adjustment
| Item Code | Description | Item Remarks | Unit of Measurement | Quantity/Base Price | Unit Price/Discount % | Total | Unit Price/Discount % | Total | Unit Price/Discount % | Total | Unit Price/Discount % | Total | Unit Price/Discount % | Total | Unit Price/Discount % | Total | Unit Price/Discount % | Total
3.54.164 | 5.10.127 | (*) The Contractor may price here any new items or additional quantity for an existing BOQ item, which are shown in the Drawings or any other Tender/Contract Documents but overlooked or not specifically mentioned herein and is necessary for the satisfactory completion of the Works/this section. Should the Contractor fail to insert any item here, it will be deemed that his lump sum Tender Price includes all such items and no claims for additional items will be entertained. |  | Sum | 1 | 0 | 0 | 0 | 0 | 0 | 0 | 0 | 0 | 12891 | 12891 | 0 | 0 | 2460532.24 | 2460532.24
| Note | Note Details
3.54.165 | - | Please attach one PDF file to be named "Additional Items for (insert bill no/name & Section No/name)" for the details of these additional items in the additional attachment area in the Commercial Envelope.
3.55 BILL NO. 5.11 – SANISANITARY, WATER SUPPLY, DRAINAGE AND FIRE PROTECTION | [5 empty] | 74 (out of 74) | 322739 | 74 (out of 74) | 687780 | 74 (out of 74) | 687780 | 74 (out of 74) | 677080 | 74 (out of 74) | 466569 | 74 (out of 74) | 463160.67 | 74 (out of 74) | 0
| Note | Note Details
3.55.1 | - | SANITARY, WATER SUPPLY, DRAINAGE AND FIRE PROTECTION
| Item Code | Description | Item Remarks | Unit of Measurement | Quantity/Base Price | Unit Price/Discount % | Total | Unit Price/Discount % | Total | Unit Price/Discount % | Total | Unit Price/Discount % | Total | Unit Price/Discount % | Total | Unit Price/Discount % | Total | Unit Price/Discount % | Total
3.55.2 | 5.11.01 | (*) Allow for house connections including liaising and paying connection charges for acquiring main supply and return discharge to main lines, coordination with AADC / ADSSC for obtaining permanent connection to masjid and imam building, approvals from local authorities for various services like water, sewer, etc. also for complying with latest regulations of the relevant authorities. |  | Item | 1 | 322739 | 322739 | 7000 | 7000 | 7000 | 7000 | 5200 | 5200 | 10000 | 10000 | 0 | 0 | 0 | 0
| Note | Note Details
3.55.3 | - | WATER SUPPLY
3.55.4 | - | Supply and install cold & hot water pipe work from poly propylene random (PPR) with fittings including all builders work and utility connection etc.
3.55.5 | - | Pipes of all diameters as shown on the drawings in the running length fixing in support.
| Item Code | Description | Item Remarks | Unit of Measurement | Quantity/Base Price | Unit Price/Discount % | Total | Unit Price/Discount % | Total | Unit Price/Discount % | Total | Unit Price/Discount % | Total | Unit Price/Discount % | Total | Unit Price/Discount % | Total | Unit Price/Discount % | Total
3.55.6 | 5.11.02 | (*) 75mm |  | m | 50 | 0 | 0 | 85 | 4250 | 85 | 4250 | 71 | 3550 | 129 | 6450 | 211.45 | 10572.5 | 0 | 0
3.55.7 | 5.11.03 | (*) 63 mm |  | m | 50 | 0 | 0 | 70 | 3500 | 70 | 3500 | 57 | 2850 | 74 | 3700 | 171.8 | 8590 | 0 | 0
3.55.8 | 5.11.04 | (*) 50 mm |  | m | 130 | 0 | 0 | 60 | 7800 | 60 | 7800 | 47 | 6110 | 56 | 7280 | 132.16 | 17180.8 | 0 | 0
3.55.9 | 5.11.05 | (*) 40mm |  | m | 80 | 0 | 0 | 50 | 4000 | 50 | 4000 | 42 | 3360 | 53 | 4240 | 105.73 | 8458.4 | 0 | 0
3.55.10 | 5.11.06 | (*) 32 mm |  | m | 60 | 0 | 0 | 40 | 2400 | 40 | 2400 | 31 | 1860 | 32 | 1920 | 79.29 | 4757.4 | 0 | 0
3.55.11 | 5.11.07 | (*) 25 mm |  | m | 90 | 0 | 0 | 37 | 3330 | 37 | 3330 | 25 | 2250 | 28 | 2520 | 66.08 | 5947.2 | 0 | 0
3.55.12 | 5.11.08 | (*) 20 mm |  | m | 120 | 0 | 0 | 34 | 4080 | 34 | 4080 | 22 | 2640 | 21 | 2520 | 52.86 | 6343.2 | 0 | 0
3.55.13 | 5.11.09 | (*) 16 mm PPR Pipe embedded in walls |  | m | 300 | 0 | 0 | 29 | 8700 | 29 | 8700 | 20 | 6000 | 19 | 5700 | 26.43 | 7929 | 0 | 0
3.55.14 | 5.11.10 | (*) Insulation for exposed pipe work in roof using rigid fiber glass 25mm thick having density 28kg/m3 with glass reinforced aluminium foil/kraft paper laminate with canvas cloth foster coating. |  | Item | 1 | 0 | 0 | 14000 | 14000 | 14000 | 14000 | 15600 | 15600 | 1765 | 1765 | 2839.32 | 2839.32 | 0 | 0
3.55.15 | 5.11.11 | (*) Protection for under ground pipes by sleeves |  | Item | 1 | 0 | 0 | 5000 | 5000 | 5000 | 5000 | 8320 | 8320 | 1412 | 1412 | 795.01 | 795.01 | 0 | 0
| Note | Note Details
3.55.16 | - | OTHER VALVES
| Item Code | Description | Item Remarks | Unit of Measurement | Quantity/Base Price | Unit Price/Discount % | Total | Unit Price/Discount % | Total | Unit Price/Discount % | Total | Unit Price/Discount % | Total | Unit Price/Discount % | Total | Unit Price/Discount % | Total | Unit Price/Discount % | Total
3.55.17 | 5.11.12 | (*) Gate Valves |  | nr | 36 | 0 | 0 | 300 | 10800 | 300 | 10800 | 156 | 5616 | 76 | 2736 | 69.69 | 2508.84 | 0 | 0
3.55.18 | 5.11.13 | (*) Angle Valves 1/2" |  | nr | 95 | 0 | 0 | 60 | 5700 | 60 | 5700 | 187 | 17765 | 47 | 4465 | 13.94 | 1324.3 | 0 | 0
3.55.19 | 5.11.14 | (*) Float Ball Valve |  | nr | 3 | 0 | 0 | 100 | 300 | 100 | 300 | 343 | 1029 | 118 | 354 | 278.77 | 836.31 | 0 | 0
3.55.20 | 5.11.15 | (*) Hose bib |  | nr | 3 | 0 | 0 | 200 | 600 | 200 | 600 | 100 | 300 | 44 | 132 | 41.82 | 125.46 | 0 | 0
3.55.21 | 5.11.16 | (*) Non Return Valves |  | nr | 2 | 0 | 0 | 150 | 300 | 150 | 300 | 125 | 250 | 212 | 424 | 167.26 | 334.52 | 0 | 0
3.55.22 | 5.11.17 | (*) Air Vent |  | nr | 4 | 0 | 0 | 200 | 800 | 200 | 800 | 520 | 2080 | 588 | 2352 | 48.78 | 195.12 | 0 | 0
| Note | Note Details
3.55.23 | - | ELECTRIC WATER HEATERS
| Item Code | Description | Item Remarks | Unit of Measurement | Quantity/Base Price | Unit Price/Discount % | Total | Unit Price/Discount % | Total | Unit Price/Discount % | Total | Unit Price/Discount % | Total | Unit Price/Discount % | Total | Unit Price/Discount % | Total | Unit Price/Discount % | Total
3.55.24 | 5.11.18 | (*) EWH 150 litter |  | nr | 2 | 0 | 0 | 2500 | 5000 | 2500 | 5000 | 1144 | 2288 | 1824 | 3648 | 726.87 | 1453.74 | 0 | 0
3.55.25 | 5.11.19 | (*) EWH 50 litter |  | nr | 5 | 0 | 0 | 550 | 2750 | 550 | 2750 | 463 | 2315 | 441 | 2205 | 255.54 | 1277.7 | 0 | 0
3.55.26 | 5.11.20 | (*) EWH 30 litter |  | nr | 4 | 0 | 0 | 350 | 1400 | 350 | 1400 | 416 | 1664 | 424 | 1696 | 232.82 | 931.28 | 0 | 0
3.55.27 | 5.11.21 | (*) Meter as per Estidama for external water usage |  | nr | 2 | 0 | 0 | 850 | 1700 | 850 | 1700 | 1872 | 3744 | 941 | 1882 | 987.31 | 1974.62 | 0 | 0
3.55.28 | 5.11.22 | (*) Meter as per Estidama for internal water usage |  | nr | 8 | 0 | 0 | 850 | 6800 | 850 | 6800 | 1872 | 14976 | 941 | 7528 | 1842.98 | 14743.84 | 0 | 0
3.55.29 | 5.11.23 | (*) UV-Filtration System |  | nr | 3 | 0 | 0 | 5500 | 16500 | 5500 | 16500 | 27144 | 81432 | 5647 | 16941 | 2808.35 | 8425.05 | 0 | 0
3.55.30 | 5.11.24 | (*) Supply & install horizontal / vertical type GRP water tank at ground floor level capacity as shown in drawings, complete with valves, fittings & all associated accessories & works as specified and shown on the drawings. |  | nr | 1 | 0 | 0 | 121648 | 121648 | 121648 | 121648 | 94640 | 94640 | 35571 | 35571 | 45811.19 | 45811.19 | 0 | 0
3.55.31 | 5.11.25 | (*) Ditto but capacity as shown in drawings to be installed at roof level |  | nr | 2 | 0 | 0 | 34000 | 68000 | 34000 | 68000 | 82160 | 164320 | 17584 | 35168 | 23892.9 | 47785.8 | 0 | 0
| Note | Note Details
3.55.32 | - | Supply & install water meter with GRP box 60x25x20 cm as per AA requirements.
| Item Code | Description | Item Remarks | Unit of Measurement | Quantity/Base Price | Unit Price/Discount % | Total | Unit Price/Discount % | Total | Unit Price/Discount % | Total | Unit Price/Discount % | Total | Unit Price/Discount % | Total | Unit Price/Discount % | Total | Unit Price/Discount % | Total
3.55.33 | 5.11.26 | (*) Meter 2'' dia. |  | nr | 1 | 0 | 0 | 5000 | 5000 | 5000 | 5000 | 4368 | 4368 | 2353 | 2353 | 263.28 | 263.28 | 0 | 0
3.55.34 | 5.11.27 | (*) Supply & install testing & commissioning of fully packaged automatic water transfer pump set (one working & one stand by) complete with control panel switches etc , complete with all connections with foundation and covers |  | Item | 1 | 0 | 0 | 12000 | 12000 | 12000 | 12000 | 8528 | 8528 | 11176 | 11176 | 6231.02 | 6231.02 | 0 | 0
3.55.35 | 5.11.28 | (*) Ditto, but booster pump set, 2 duty , 1 standby with pressure vessel with foundation and cover |  | Item | 1 | 0 | 0 | 15000 | 15000 | 15000 | 15000 | 17888 | 17888 | 11882 | 11882 | 7130.57 | 7130.57 | 0 | 0
3.55.36 | 5.11.29 | (*) External Pipes for water supply |  | Item | 1 | 0 | 0 | 15000 | 15000 | 15000 | 15000 | 15600 | 15600 | 1765 | 1765 | 6607.88 | 6607.88 | 0 | 0
| Note | Note Details
3.55.37 | - | DRAINAGE
3.55.38 | - | EXTERNAL PIPES
3.55.39 | - | Supply and install buried external drainage pipes in UPVC class 10 with all associated builder works and utility connection.
| Item Code | Description | Item Remarks | Unit of Measurement | Quantity/Base Price | Unit Price/Discount % | Total | Unit Price/Discount % | Total | Unit Price/Discount % | Total | Unit Price/Discount % | Total | Unit Price/Discount % | Total | Unit Price/Discount % | Total | Unit Price/Discount % | Total
3.55.40 | 5.11.30 | (*) 6'' dia. CL-10 |  | Item | 1 | 0 | 0 | 11000 | 11000 | 11000 | 11000 | 13520 | 13520 | 25 | 25 | 4862.99 | 4862.99 | 0 | 0
3.55.41 | 5.11.31 | (*) Supply and install 4" rain water pipes from rain water gutters as shown on the drawings. |  | Item | 1 | 0 | 0 | 6000 | 6000 | 6000 | 6000 | 1144 | 1144 | 1765 | 1765 | 2855.64 | 2855.64 | 0 | 0
3.55.42 | 5.11.32 | (*) Supply and install Roof Drain |  | nr | 10 | 0 | 0 | 1125 | 11250 | 1125 | 11250 | 68 | 680 | 729 | 7290 | 209.08 | 2090.8 | 0 | 0
| Note | Note Details
3.55.43 | - | INTERNAL PIPES
3.55.44 | - | Rain water, Vent , Soil and Waste pipe work PVC with fittings
| Item Code | Description | Item Remarks | Unit of Measurement | Quantity/Base Price | Unit Price/Discount % | Total | Unit Price/Discount % | Total | Unit Price/Discount % | Total | Unit Price/Discount % | Total | Unit Price/Discount % | Total | Unit Price/Discount % | Total | Unit Price/Discount % | Total
3.55.45 | 5.11.33 | (*) 4" dia. Internal Pipes and Fittings |  | m | 130 | 0 | 0 | 60 | 7800 | 60 | 7800 | 51 | 6630 | 39 | 5070 | 171.8 | 22334 | 0 | 0
3.55.46 | 5.11.34 | (*) 3" dia. Internal Pipes and Fittings |  | m | 90 | 0 | 0 | 55 | 4950 | 55 | 4950 | 36 | 3240 | 42 | 3780 | 145.37 | 13083.3 | 0 | 0
3.55.47 | 5.11.35 | (*) 2" dia. Internal Pipes and Fittings |  | m | 80 | 0 | 0 | 50 | 4000 | 50 | 4000 | 33 | 2640 | 35 | 2800 | 118.94 | 9515.2 | 0 | 0
3.55.48 | 5.11.36 | (*) Supply and Install vent piping in uPVC according to the approved drawings, including cover on top. |  | Item | 1 | 0 | 0 | 3200 | 3200 | 3200 | 3200 | 13000 | 13000 | 588 | 588 | 1718.05 | 1718.05 | 0 | 0
| Note | Note Details
3.55.49 | - | Supply and install floor traps 4" in bathrooms, toilets, kitchens, balconies, and all wet rooms, with approved Chromium plate cover and grating.
| Item Code | Description | Item Remarks | Unit of Measurement | Quantity/Base Price | Unit Price/Discount % | Total | Unit Price/Discount % | Total | Unit Price/Discount % | Total | Unit Price/Discount % | Total | Unit Price/Discount % | Total | Unit Price/Discount % | Total | Unit Price/Discount % | Total
3.55.50 | 5.11.37 | (*) Floor Drain (PVC) 110x75x50mm |  | nr | 20 | 0 | 0 | 520 | 10400 | 520 | 10400 | 101 | 2020 | 2065 | 41300 | 69.69 | 1393.8 | 0 | 0
3.55.51 | 5.11.38 | (*) Floor Drain (PVC) 110x75x75mm |  | nr | 12 | 0 | 0 | 520 | 6240 | 520 | 6240 | 105 | 1260 | 229 | 2748 | 90.6 | 1087.2 | 0 | 0
3.55.52 | 5.11.39 | (*) Galvanized steel grating for abulation area and pump room |  | Item | 1 | 0 | 0 | 8000 | 8000 | 8000 | 8000 | 7800 | 7800 | 0 | 0 | 278.77 | 278.77 | 0 | 0
3.55.53 | 5.11.40 | (*) Supply and fix 110mm type Floor Clean Outs with covers as required |  | nr | 13 | 0 | 0 | 550 | 7150 | 550 | 7150 | 333 | 4329 | 176 | 2288 | 76.66 | 996.58 | 0 | 0
3.55.54 | 5.11.41 | (*) Supply and fix 75mm type Floor Clean Outs with covers as required |  | nr | 6 | 0 | 0 | 520 | 3120 | 520 | 3120 | 333 | 1998 | 129 | 774 | 55.75 | 334.5 | 0 | 0
3.55.55 | 5.11.42 | (*) Supply and install Gully Trap (GT) with medium DI cover and all builder's work as per the relevant authority requirements. Cover and frame shall be light duty. |  | nr | 5 | 0 | 0 | 1600 | 8000 | 1600 | 8000 | 288 | 1440 | 586 | 2930 | 115.64 | 578.2 | 0 | 0
3.55.56 | 5.11.43 | (*) Supply and install Inspection Chamber (IC) with medium DI cover and all builder's work as per the relevant authority requirements. Cover and frame shall be light duty. |  | nr | 7 | 0 | 0 | 3800 | 26600 | 3800 | 26600 | 1820 | 12740 | 1289 | 9023 | 206.5 | 1445.5 | 0 | 0
3.55.57 | 5.11.44 | (*) Allow for all builder's work in connection with plumbing and drainage installation |  | Item | 1 | 0 | 0 | 23745 | 23745 | 23745 | 23745 | 10400 | 10400 | 0 | 0 | 0 | 0 | 0 | 0
| Note | Note Details
3.55.58 | - | SANITARY WARE
3.55.59 | - | Supply and installation of sanitary fittings including all necessary adhesive, fixing, nailing, screwing and the like as per specifications and as shown on drawings.
| Item Code | Description | Item Remarks | Unit of Measurement | Quantity/Base Price | Unit Price/Discount % | Total | Unit Price/Discount % | Total | Unit Price/Discount % | Total | Unit Price/Discount % | Total | Unit Price/Discount % | Total | Unit Price/Discount % | Total | Unit Price/Discount % | Total
3.55.60 | 5.11.45 | (*) Water Closet (WC) with concealed flush tank, flush plate, etc. |  | nr | 18 | 0 | 0 | 1500 | 27000 | 1500 | 27000 | 967 | 17406 | 1412 | 25416 | 2168.44 | 39031.92 | 0 | 0
3.55.61 | 5.11.46 | (*) Below counter wash basin |  | nr | 6 | 0 | 0 | 400 | 2400 | 400 | 2400 | 156 | 936 | 412 | 2472 | 510.22 | 3061.32 | 0 | 0
3.55.62 | 5.11.47 | (*) Wall hang wash basin |  | nr | 5 | 0 | 0 | 750 | 3750 | 750 | 3750 | 182 | 910 | 588 | 2940 | 605.89 | 3029.45 | 0 | 0
3.55.63 | 5.11.48 | (*) Bath Tub |  | nr | 2 | 0 | 0 | 713 | 1426 | 713 | 1426 | 312 | 624 | 706 | 1412 | 637.77 | 1275.54 | 0 | 0
3.55.64 | 5.11.49 | (*) Sink mounted normal mixer |  | nr | 5 | 0 | 0 | 350 | 1750 | 350 | 1750 | 182 | 910 | 353 | 1765 | 510.22 | 2551.1 | 0 | 0
3.55.65 | 5.11.50 | (*) Self closing with timer mixer |  | nr | 5 | 0 | 0 | 770 | 3850 | 770 | 3850 | 312 | 1560 | 565 | 2825 | 382.67 | 1913.35 | 0 | 0
3.55.66 | 5.11.51 | (*) Adjustable shower mixer |  | nr | 2 | 0 | 0 | 750 | 1500 | 750 | 1500 | 364 | 728 | 271 | 542 | 376.29 | 752.58 | 0 | 0
3.55.67 | 5.11.52 | (*) Shower mixer |  | nr | 2 | 0 | 0 | 550 | 1100 | 550 | 1100 | 312 | 624 | 341 | 682 | 255.12 | 510.24 | 0 | 0
3.55.68 | 5.11.53 | (*) Stainless steel self closing tap |  | nr | 19 | 0 | 0 | 650 | 12350 | 650 | 12350 | 187 | 3553 | 624 | 11856 | 344.39 | 6543.41 | 0 | 0
3.55.69 | 5.11.54 | (*) Liquid soap dispenser |  | nr | 5 | 0 | 0 | 191 | 955 | 191 | 955 | 52 | 260 | 306 | 1530 | 255.12 | 1275.6 | 0 | 0
3.55.70 | 5.11.55 | (*) Crome plated soap dish |  | nr | 4 | 0 | 0 | 100 | 400 | 100 | 400 | 62 | 248 | 153 | 612 | 95.67 | 382.68 | 0 | 0
3.55.71 | 5.11.56 | (*) Toilet paper holder with cover |  | nr | 13 | 0 | 0 | 100 | 1300 | 100 | 1300 | 42 | 546 | 82 | 1066 | 114.8 | 1492.4 | 0 | 0
3.55.72 | 5.11.57 | (*) Shut of spray with 1200mm hose, angle stop, bracket, etc. |  | nr | 13 | 0 | 0 | 120 | 1560 | 120 | 1560 | 62 | 806 | 88 | 1144 | 153.07 | 1989.91 | 0 | 0
3.55.73 | 5.11.58 | (*) Combine paper tower dispenser and waste bin |  | nr | 2 | 0 | 0 | 1200 | 2400 | 1200 | 2400 | 1560 | 3120 | 565 | 1130 | 1275.56 | 2551.12 | 0 | 0
3.55.74 | 5.11.59 | (*) Hand drayer |  | nr | 2 | 0 | 0 | 2138 | 4276 | 2138 | 4276 | 832 | 1664 | 447 | 894 | 1148 | 2296 | 0 | 0
3.55.75 | 5.11.60 | (*) Towel rail |  | nr | 6 | 0 | 0 | 100 | 600 | 100 | 600 | 73 | 438 | 106 | 636 | 102.04 | 612.24 | 0 | 0
3.55.76 | 5.11.61 | (*) Horizontal grab rail |  | nr | 2 | 0 | 0 | 400 | 800 | 400 | 800 | 520 | 1040 | 182 | 364 | 267.87 | 535.74 | 0 | 0
3.55.77 | 5.11.62 | (*) Vertical grab rail |  | nr | 2 | 0 | 0 | 250 | 500 | 250 | 500 | 520 | 1040 | 182 | 364 | 739.82 | 1479.64 | 0 | 0
3.55.78 | 5.11.63 | (*) Ablution Tap |  | nr | 24 | 0 | 0 | 650 | 15600 | 650 | 15600 | 208 | 4992 | 347 | 8328 | 344.39 | 8265.36 | 0 | 0
| Note | Note Details
3.55.79 | - | 6 mm Thick quality mirror; complete with plywood backing, framing, clips, support and all necessary accessories as required; fixed to concrete/block wall; all in accordance with the Specifications and subject to Engineer's approval
| Item Code | Description | Item Remarks | Unit of Measurement | Quantity/Base Price | Unit Price/Discount % | Total | Unit Price/Discount % | Total | Unit Price/Discount % | Total | Unit Price/Discount % | Total | Unit Price/Discount % | Total | Unit Price/Discount % | Total | Unit Price/Discount % | Total
3.55.80 | 5.11.64 | (*) 450 mm x 1150 mm High overall |  | nr | 5 | 0 | 0 | 300 | 1500 | 300 | 1500 | 208 | 1040 | 400 | 2000 | 0 | 0 | 0 | 0
3.55.81 | 5.11.65 | (*) 1630 mm x 1100 mm High overall |  | nr | 2 | 0 | 0 | 750 | 1500 | 750 | 1500 | 364 | 728 | 1387 | 2774 | 0 | 0 | 0 | 0
| Note | Note Details
3.55.82 | - | FIRE FIGHTING SYSTEM
3.55.83 | - | Supply & Install fire protection requirement and materials as specified shown on the drawing with requirement of civil defence, fire extinguishers.
3.55.84 | - | Fire Extinguishers
| Item Code | Description | Item Remarks | Unit of Measurement | Quantity/Base Price | Unit Price/Discount % | Total | Unit Price/Discount % | Total | Unit Price/Discount % | Total | Unit Price/Discount % | Total | Unit Price/Discount % | Total | Unit Price/Discount % | Total | Unit Price/Discount % | Total
3.55.85 | 5.11.66 | (*) CO2 fire extinguisher- 2.2 Kg |  | nr | 5 | 0 | 0 | 320 | 1600 | 320 | 1600 | 187 | 935 | 247 | 1235 | 340.72 | 1703.6 | 0 | 0
3.55.86 | 5.11.67 | (*) Dry Powder Extinguisher |  | nr | 11 | 0 | 0 | 300 | 3300 | 300 | 3300 | 125 | 1375 | 176 | 1936 | 204.43 | 2248.73 | 0 | 0
| Note | Note Details
3.55.87 | - | Fire Hose Cabinet
| Item Code | Description | Item Remarks | Unit of Measurement | Quantity/Base Price | Unit Price/Discount % | Total | Unit Price/Discount % | Total | Unit Price/Discount % | Total | Unit Price/Discount % | Total | Unit Price/Discount % | Total | Unit Price/Discount % | Total | Unit Price/Discount % | Total
3.55.88 | 5.11.68 | (*) Fire cabinet including (FHC-2) hose reel (25m-30m length) +FE-1) include all accessories |  | nr | 5 | 0 | 0 | 13000 | 65000 | 13000 | 65000 | 4680 | 23400 | 17647 | 88235 | 7950.1 | 39750.5 | 0 | 0
| Note | Note Details
3.55.89 | - | Fire protection pipework
3.55.90 | - | Supply and install firefighting pipe work with fittings including all builders work and utility connection etc as shown in the drawings.
| Item Code | Description | Item Remarks | Unit of Measurement | Quantity/Base Price | Unit Price/Discount % | Total | Unit Price/Discount % | Total | Unit Price/Discount % | Total | Unit Price/Discount % | Total | Unit Price/Discount % | Total | Unit Price/Discount % | Total | Unit Price/Discount % | Total
3.55.91 | 5.11.69 | (*) 40mm dia. |  | m | 45 | 0 | 0 | 90 | 4050 | 90 | 4050 | 57 | 2565 | 21 | 945 | 371.69 | 16726.05 | 0 | 0
3.55.92 | 5.11.70 | (*) 100mm dia. |  | m | 30 | 0 | 0 | 150 | 4500 | 150 | 4500 | 192 | 5760 | 59 | 1770 | 619.49 | 18584.7 | 0 | 0
| Note | Note Details
3.55.93 | - | Fire Department Connection
| Item Code | Description | Item Remarks | Unit of Measurement | Quantity/Base Price | Unit Price/Discount % | Total | Unit Price/Discount % | Total | Unit Price/Discount % | Total | Unit Price/Discount % | Total | Unit Price/Discount % | Total | Unit Price/Discount % | Total | Unit Price/Discount % | Total
3.55.94 | 5.11.71 | (*) Supply & Installing FDC (65x65x100mm) |  | nr | 1 | 0 | 0 | 10000 | 10000 | 10000 | 10000 | 5200 | 5200 | 4706 | 4706 | 5368.9 | 5368.9 | 0 | 0
| Note | Note Details
3.55.95 | - | Alarm Check Valve
| Item Code | Description | Item Remarks | Unit of Measurement | Quantity/Base Price | Unit Price/Discount % | Total | Unit Price/Discount % | Total | Unit Price/Discount % | Total | Unit Price/Discount % | Total | Unit Price/Discount % | Total | Unit Price/Discount % | Total | Unit Price/Discount % | Total
3.55.96 | 5.11.72 | (*) Supply & Installing ACV 100mm |  | nr | 2 | 0 | 0 | 6500 | 13000 | 6500 | 13000 | 5824 | 11648 | 10471 | 20942 | 3097.44 | 6194.88 | 0 | 0
3.55.97 | 5.11.73 | (*) Allow for testing and commissioning |  | Item | 1 | 0 | 0 | 5000 | 5000 | 5000 | 5000 | 3640 | 3640 | 5882 | 5882 | 9085.83 | 9085.83 | 0 | 0
| Note | Note Details
3.55.98 | - | Contractor's Adjustment
| Item Code | Description | Item Remarks | Unit of Measurement | Quantity/Base Price | Unit Price/Discount % | Total | Unit Price/Discount % | Total | Unit Price/Discount % | Total | Unit Price/Discount % | Total | Unit Price/Discount % | Total | Unit Price/Discount % | Total | Unit Price/Discount % | Total
3.55.99 | 5.11.74 | (*) The Contractor may price here any new items or additional quantity for an existing BOQ item, which are shown in the Drawings or any other Tender/Contract Documents but overlooked or not specifically mentioned herein and is necessary for the satisfactory completion of the Works/this section. Should the Contractor fail to insert any item here, it will be deemed that his lump sum Tender Price includes all such items and no claims for additional items will be entertained. |  | Sum | 1 | 0 | 0 | 0 | 0 | 0 | 0 | 0 | 0 | 0 | 0 | 0 | 0 | 0 | 0
| Note | Note Details
3.55.100 | - | Please attach one PDF file to be named "Additional Items for (insert bill no/name & Section No/name)" for the details of these additional items in the additional attachment area in the Commercial Envelope.
3.56 BILL NO. 5.12 – AIR CONDITIONING WORKS | [5 empty] | 43 (out of 43) | 1216148 | 43 (out of 43) | 1657700 | 43 (out of 43) | 1657700 | 43 (out of 43) | 1574046 | 43 (out of 43) | 1031700 | 43 (out of 43) | 1142370.72 | 43 (out of 43) | 0
| Note | Note Details
3.56.1 | - | AIR CONDITIONING AND VENTILATION SYSTEM
3.56.2 | - | The Contractor is referred to the Drawings and Specification for all details related to this section of the Works and he is to include for complying with all the requirements contained therein, whether or not they are specifically mentioned within the item descriptions
3.56.3 | - | Air handling units (DX-TYPE and the fins to be coated by anti corrosion material) with refrigerant 410A at maximum EER complete with cooling coil, with motorize volume dampers, fresh air sand louver, air filter, fan, flex, connections, fixing, supporting, vibration isolator and sound attenuator with all required accessories according to drawings and specification.
| Item Code | Description | Item Remarks | Unit of Measurement | Quantity/Base Price | Unit Price/Discount % | Total | Unit Price/Discount % | Total | Unit Price/Discount % | Total | Unit Price/Discount % | Total | Unit Price/Discount % | Total | Unit Price/Discount % | Total | Unit Price/Discount % | Total
3.56.4 | 5.12.01 | (*) AHU-JM-01 Supply air 4090 L/S, Total Cooling Capacity 138.70 kW |  | nr | 2 | 0 | 0 | 285860 | 571720 | 285860 | 571720 | 260000 | 520000 | 135294 | 270588 | 128884.62 | 257769.24 | 0 | 0
3.56.5 | 5.12.02 | (*) AHU-JM-02 Supply air 1716 L/S, Total Cooling Capacity 52.70 kW |  | nr | 1 | 1216148 | 1216148 | 140000 | 140000 | 140000 | 140000 | 161200 | 161200 | 61176 | 61176 | 24485.29 | 24485.29 | 0 | 0
3.56.6 | 5.12.03 | (*) AHU-JM-03 Supply air 1121 L/S, Total Cooling Capacity 29.40 kW |  | nr | 1 | 0 | 0 | 110000 | 110000 | 110000 | 110000 | 161200 | 161200 | 55294 | 55294 | 13659.73 | 13659.73 | 0 | 0
| Note | Note Details
3.56.7 | - | Condesnsing unit (DX-TYPE) and the fins to be coated by anti corrosion material) with refrigerant 410A at maximum EER complete with fans, compressor, reffregrant piping, condenser with DC inverter, flex, connections, fixing, supporting and vibration isolator with all required accessories according to drawings and specification.
| Item Code | Description | Item Remarks | Unit of Measurement | Quantity/Base Price | Unit Price/Discount % | Total | Unit Price/Discount % | Total | Unit Price/Discount % | Total | Unit Price/Discount % | Total | Unit Price/Discount % | Total | Unit Price/Discount % | Total | Unit Price/Discount % | Total
3.56.8 | 5.12.04 | (*) CU-JM-01, Total Cooling Capacity 138.70 kW |  | nr | 2 | 0 | 0 | 6000 | 12000 | 6000 | 12000 | 88400 | 176800 | 0 | 0 | 128884.62 | 257769.24 | 0 | 0
3.56.9 | 5.12.05 | (*) CU-JM-02, Cooling Capacity 52.70 kW |  | nr | 1 | 0 | 0 | 4500 | 4500 | 4500 | 4500 | 54080 | 54080 | 0 | 0 | 24485.29 | 24485.29 | 0 | 0
3.56.10 | 5.12.06 | (*) CU-JM-03, Cooling Capacity 29.40 kW |  | nr | 1 | 0 | 0 | 3500 | 3500 | 3500 | 3500 | 28080 | 28080 | 0 | 0 | 13659.73 | 13659.73 | 0 | 0
| Note | Note Details
3.56.11 | - | Modular type VRF outdoor units equipped with highly efficient scroll compressors with all inverter type compressor(s), special acryl precoated heat exchanger, low noise condenser fan. The outdoor and indoor units shall be integrated with special super wiring system with a central monitoring remote controller into one common wiring including structural frame work platforms required as per site conditions. All refrigerant piping system shall be imported. Refrigerant should be R410A.
| Item Code | Description | Item Remarks | Unit of Measurement | Quantity/Base Price | Unit Price/Discount % | Total | Unit Price/Discount % | Total | Unit Price/Discount % | Total | Unit Price/Discount % | Total | Unit Price/Discount % | Total | Unit Price/Discount % | Total | Unit Price/Discount % | Total
3.56.12 | 5.12.07 | (*) CU-1, Cooling Capacity 17.90 kW |  | nr | 1 | 0 | 0 | 10000 | 10000 | 10000 | 10000 | 19240 | 19240 | 0 | 0 | 0 | 0 | 0 | 0
| Note | Note Details
3.56.13 | - | Split air conditioning unit concealed type(VRF) with cooling coil, electronic expansion valve and multispeed fan motor, The blower shall be dynamicaly balanced and designed for silent operation,the filters shall be Plasma and synthetic washable media type arranged for convenient cleaning and replacement, room thermostat (wireless type), with all required accessories according to drawings and specification (cooling only).
| Item Code | Description | Item Remarks | Unit of Measurement | Quantity/Base Price | Unit Price/Discount % | Total | Unit Price/Discount % | Total | Unit Price/Discount % | Total | Unit Price/Discount % | Total | Unit Price/Discount % | Total | Unit Price/Discount % | Total | Unit Price/Discount % | Total
3.56.14 | 5.12.08 | (*) IDU-G1, Cooling Capacity 1.50 kW |  | nr | 2 | 0 | 0 | 2500 | 5000 | 2500 | 5000 | 3640 | 7280 | 3824 | 7648 | 2477.95 | 4955.9 | 0 | 0
3.56.15 | 5.12.09 | (*) IDU-G2, Cooling Capacity 1.80 Kw |  | nr | 2 | 0 | 0 | 2500 | 5000 | 2500 | 5000 | 3640 | 7280 | 4412 | 8824 | 2973.55 | 5947.1 | 0 | 0
3.56.16 | 5.12.10 | (*) FCU-G1, Cooling Capacity 1.80 kW |  | nr | 1 | 0 | 0 | 2500 | 2500 | 2500 | 2500 | 3640 | 3640 | 5294 | 5294 | 1486.77 | 1486.77 | 0 | 0
3.56.17 | 5.12.11 | (*) IDU-F1, Cooling Capacity 1.80 kW |  | nr | 2 | 0 | 0 | 2500 | 5000 | 2500 | 5000 | 3640 | 7280 | 4412 | 8824 | 2973.55 | 5947.1 | 0 | 0
3.56.18 | 5.12.12 | (*) IDU-F2, Cooling Capacity 2.00 kW |  | nr | 2 | 0 | 0 | 3000 | 6000 | 3000 | 6000 | 3640 | 7280 | 5294 | 10588 | 3303.94 | 6607.88 | 0 | 0
3.56.19 | 5.12.13 | (*) FCU-F1, Cooling Capacity 1.90 kW |  | nr | 1 | 0 | 0 | 3000 | 3000 | 3000 | 3000 | 3640 | 3640 | 5294 | 5294 | 1569.37 | 1569.37 | 0 | 0
| Note | Note Details
3.56.20 | - | HVAC unitary air conditioners (Concealed/Mini-Split) with HVAC refrigerant piping and specialities
3.56.21 | - | Split air conditioning unit concealed type consisting of indoor (fan coil) & outdoor (condensing unit with DC inverter), and use refrigerant 410 A at maximum EER as per estidama requirement (the fins to be coated by anti corrosion material) complete with cooling coil, air filter, fans, electrical motor, room thermostat (wireless type), with all required accessories according to drawings and specification (cooling only).
| Item Code | Description | Item Remarks | Unit of Measurement | Quantity/Base Price | Unit Price/Discount % | Total | Unit Price/Discount % | Total | Unit Price/Discount % | Total | Unit Price/Discount % | Total | Unit Price/Discount % | Total | Unit Price/Discount % | Total | Unit Price/Discount % | Total
3.56.22 | 5.12.14 | (*) FCU/JM/01, Cooling Capacity 1.40 kW |  | nr | 2 | 0 | 0 | 3000 | 6000 | 3000 | 6000 | 3640 | 7280 | 3529 | 7058 | 2312.76 | 4625.52 | 0 | 0
3.56.23 | 5.12.15 | (*) FCU/JM/02, Cooling Capacity 2.30 kW |  | nr | 1 | 0 | 0 | 4500 | 4500 | 4500 | 4500 | 3640 | 3640 | 4706 | 4706 | 1899.77 | 1899.77 | 0 | 0
3.56.24 | 5.12.16 | (*) FCU/JM/03, Cooling Capacity 3.90 kW |  | nr | 1 | 0 | 0 | 5000 | 5000 | 5000 | 5000 | 5461 | 5461 | 5882 | 5882 | 3221.34 | 3221.34 | 0 | 0
3.56.25 | 5.12.17 | (*) FCU/JM/04, Cooling Capacity 7.70 kW |  | nr | 1 | 0 | 0 | 7500 | 7500 | 7500 | 7500 | 7800 | 7800 | 14706 | 14706 | 6194.89 | 6194.89 | 0 | 0
| Note | Note Details
3.56.26 | - | Decorative-Split air conditioning unit high wall type consisting of indoor &outdoor (condensing unit), and use refrigerant 410 A at maximum EER as per estidama requirement (the fins to be coated by anti corrosion material) complete with cooling coil, air filter, fans, electrical motor, room thermostat (wireless type), with all required accessories according to drawings and specification (cooling only).
| Item Code | Description | Item Remarks | Unit of Measurement | Quantity/Base Price | Unit Price/Discount % | Total | Unit Price/Discount % | Total | Unit Price/Discount % | Total | Unit Price/Discount % | Total | Unit Price/Discount % | Total | Unit Price/Discount % | Total | Unit Price/Discount % | Total
3.56.27 | 5.12.18 | (*) AC-01/CU-01, Cooling Capacity 1.40 kW |  | nr | 2 | 0 | 0 | 2500 | 5000 | 2500 | 5000 | 6760 | 13520 | 3529 | 7058 | 2312.76 | 4625.52 | 0 | 0
| Note | Note Details
3.56.28 | - | HVAC Fans
3.56.29 | - | Exhaust air centrifugal inline fan complete with back draft damper, electric motor, weather proof housing,direct drive motor, control panel to be connected and interface with BMS system, and all required accessories according to drawings and specification.
| Item Code | Description | Item Remarks | Unit of Measurement | Quantity/Base Price | Unit Price/Discount % | Total | Unit Price/Discount % | Total | Unit Price/Discount % | Total | Unit Price/Discount % | Total | Unit Price/Discount % | Total | Unit Price/Discount % | Total | Unit Price/Discount % | Total
3.56.30 | 5.12.19 | (*) EF/JM/01, air flow rate 250 l/s |  | nr | 1 | 0 | 0 | 2000 | 2000 | 2000 | 2000 | 7356 | 7356 | 941 | 941 | 1314.35 | 1314.35 | 0 | 0
3.56.31 | 5.12.20 | (*) EF/JM/02, air flow rate 250 l/s |  | nr | 1 | 0 | 0 | 2000 | 2000 | 2000 | 2000 | 7356 | 7356 | 941 | 941 | 1314.35 | 1314.35 | 0 | 0
3.56.32 | 5.12.21 | (*) EF/JM/03, air flow rate 350 l/s |  | nr | 1 | 0 | 0 | 2100 | 2100 | 2100 | 2100 | 7356 | 7356 | 1294 | 1294 | 2006.01 | 2006.01 | 0 | 0
3.56.33 | 5.12.22 | (*) EF/IM/01, air flow rate 50 l/s |  | nr | 2 | 0 | 0 | 1000 | 2000 | 1000 | 2000 | 416 | 832 | 294 | 588 | 235.41 | 470.82 | 0 | 0
3.56.34 | 5.12.23 | (*) EF/IM/02, air flow rate 25 l/s |  | nr | 5 | 0 | 0 | 650 | 3250 | 650 | 3250 | 416 | 2080 | 235 | 1175 | 235.41 | 1177.05 | 0 | 0
| Note | Note Details
3.56.35 | - | Sheet Metal Ductwork and Accessories
| Item Code | Description | Item Remarks | Unit of Measurement | Quantity/Base Price | Unit Price/Discount % | Total | Unit Price/Discount % | Total | Unit Price/Discount % | Total | Unit Price/Discount % | Total | Unit Price/Discount % | Total | Unit Price/Discount % | Total | Unit Price/Discount % | Total
3.56.36 | 5.12.24 | (*) Galvanized sheet metal Rectangular duct work (G 90) for supply air, return air, fresh air and exhaust duct as per SMACNA standard including Tee, Elbow, Branches, transition, support and hanger. The length shall be taken along the center line over all fitting and it is understood that the unit rate of duct work will include all hanger support, volume and fire smoke dampers and all other accessories as per drawings and specification. |  | Kg | 4200 | 0 | 0 | 95 | 399000 | 95 | 399000 | 27 | 113400 | 41 | 172200 | 61.95 | 260190 | 0 | 0
3.56.37 | 5.12.25 | (*) Thermal insulation (Fiber Glass) 25 mm thickness of 24 kg/m3 density with reinforced Aluminum Vapour barrier as per drawings and specification. |  | m2 | 720 | 0 | 0 | 35 | 25200 | 35 | 25200 | 57 | 41040 | 53 | 38160 | 154.87 | 111506.4 | 0 | 0
3.56.38 | 5.12.26 | (*) 50mm thk. Insulation to exposed ducts |  | m2 | 320 | 0 | 0 | 55 | 17600 | 55 | 17600 | 57 | 18240 | 100 | 32000 | 64.53 | 20649.6 | 0 | 0
3.56.39 | 5.12.27 | (*) 0.8 mm thick Aluminum cladding for the exposed duct as per drawings and specification. |  | Item | 1 | 0 | 0 | 10000 | 10000 | 10000 | 10000 | 26000 | 26000 | 2353 | 2353 | 0 | 0 | 0 | 0
3.56.40 | 5.12.28 | (*) Acoustical duct lining for supply and return duct work 25mm thickness at 48 kg/m³ density(for 3m length) |  | Item | 1 | 0 | 0 | 2500 | 2500 | 2500 | 2500 | 15600 | 15600 | 2353 | 2353 | 12389.77 | 12389.77 | 0 | 0
| Note | Note Details
3.56.41 | - | Air Terminals
3.56.42 | - | Exhaust air ceiling diffuser fabricated of extruded aluminum and are polyester powder coated complete all accessories according to the drawings and specification.
| Item Code | Description | Item Remarks | Unit of Measurement | Quantity/Base Price | Unit Price/Discount % | Total | Unit Price/Discount % | Total | Unit Price/Discount % | Total | Unit Price/Discount % | Total | Unit Price/Discount % | Total | Unit Price/Discount % | Total | Unit Price/Discount % | Total
3.56.43 | 5.12.29 | (*) 150mm X 150mm |  | nr | 32 | 0 | 0 | 80 | 2560 | 80 | 2560 | 73 | 2336 | 353 | 11296 | 188.58 | 6034.56 | 0 | 0
3.56.44 | 5.12.30 | (*) 200mm X 200mm |  | nr | 1 | 0 | 0 | 100 | 100 | 100 | 100 | 78 | 78 | 412 | 412 | 188.58 | 188.58 | 0 | 0
3.56.45 | 5.12.31 | (*) 250mm X 250mm |  | nr | 1 | 0 | 0 | 150 | 150 | 150 | 150 | 88 | 88 | 424 | 424 | 188.58 | 188.58 | 0 | 0
| Note | Note Details
3.56.46 | - | Supply air grill double deflection with adjustable blades fabricated of extruded aluminum and are polyester powder coated complete with opposed blade volume damper and all accessories according to the drawings and specification.
| Item Code | Description | Item Remarks | Unit of Measurement | Quantity/Base Price | Unit Price/Discount % | Total | Unit Price/Discount % | Total | Unit Price/Discount % | Total | Unit Price/Discount % | Total | Unit Price/Discount % | Total | Unit Price/Discount % | Total | Unit Price/Discount % | Total
3.56.47 | 5.12.32 | (*) 300mm X 200mm |  | nr | 1 | 0 | 0 | 80 | 80 | 80 | 80 | 187 | 187 | 529 | 529 | 5358.58 | 5358.58 | 0 | 0
3.56.48 | 5.12.33 | (*) 600mm X 150mm |  | nr | 4 | 0 | 0 | 120 | 480 | 120 | 480 | 250 | 1000 | 588 | 2352 | 0 | 0 | 0 | 0
| Note | Note Details
3.56.49 | - | Return air grill fabricated of extruded aluminum and are polyester powder coated complete with opposed blade volume damper and all accessories according to the drawings and specification.
| Item Code | Description | Item Remarks | Unit of Measurement | Quantity/Base Price | Unit Price/Discount % | Total | Unit Price/Discount % | Total | Unit Price/Discount % | Total | Unit Price/Discount % | Total | Unit Price/Discount % | Total | Unit Price/Discount % | Total | Unit Price/Discount % | Total
3.56.50 | 5.12.34 | (*) 600mm X 150mm |  | nr | 4 | 0 | 0 | 115 | 460 | 115 | 460 | 250 | 1000 | 471 | 1884 | 163.79 | 655.16 | 0 | 0
3.56.51 | 5.12.35 | (*) 500mm X 150mm |  | nr | 54 | 0 | 0 | 110 | 5940 | 110 | 5940 | 229 | 12366 | 471 | 25434 | 163.79 | 8844.66 | 0 | 0
3.56.52 | 5.12.36 | (*) 300mm X 200mm |  | nr | 1 | 0 | 0 | 75 | 75 | 75 | 75 | 198 | 198 | 412 | 412 | 163.79 | 163.79 | 0 | 0
| Note | Note Details
3.56.53 | - | Supply Linear Slot Diffuser fabricated of extruded aluminum and polyester powder coated complete , opposed blade volume dampers ,plenum box with acoustical internal insulation, the spigot flexible duct shall control the flow from face of linear diffuser and all accessories according to drawings and specification.
| Item Code | Description | Item Remarks | Unit of Measurement | Quantity/Base Price | Unit Price/Discount % | Total | Unit Price/Discount % | Total | Unit Price/Discount % | Total | Unit Price/Discount % | Total | Unit Price/Discount % | Total | Unit Price/Discount % | Total | Unit Price/Discount % | Total
3.56.54 | 5.12.37 | (*) 25mm 2 slots, 12000 mm length |  | nr | 90 | 0 | 0 | 1800 | 162000 | 1800 | 162000 | 276 | 24840 | 2235 | 201150 | 590.06 | 53105.4 | 0 | 0
| Note | Note Details
3.56.55 | - | Supply air ceiling diffuser fabricated of extruded aluminum and are polyester powder coated complete all accessories according to the drawings and specification.
| Item Code | Description | Item Remarks | Unit of Measurement | Quantity/Base Price | Unit Price/Discount % | Total | Unit Price/Discount % | Total | Unit Price/Discount % | Total | Unit Price/Discount % | Total | Unit Price/Discount % | Total | Unit Price/Discount % | Total | Unit Price/Discount % | Total
3.56.56 | 5.12.38 | (*) 300mm X 300mm |  | nr | 1 | 0 | 0 | 145 | 145 | 145 | 145 | 104 | 104 | 471 | 471 | 0 | 0 | 0 | 0
| Note | Note Details
3.56.57 | - | Return air ceiling diffuser fabricated of extruded aluminum and are polyester powder coated complete all accessories according to the drawings and specification.
| Item Code | Description | Item Remarks | Unit of Measurement | Quantity/Base Price | Unit Price/Discount % | Total | Unit Price/Discount % | Total | Unit Price/Discount % | Total | Unit Price/Discount % | Total | Unit Price/Discount % | Total | Unit Price/Discount % | Total | Unit Price/Discount % | Total
3.56.58 | 5.12.39 | (*) 300mm X 300mm |  | nr | 1 | 0 | 0 | 140 | 140 | 140 | 140 | 104 | 104 | 324 | 324 | 0 | 0 | 0 | 0
| Note | Note Details
3.56.59 | - | Return Linear Slot Diffuser fabricated of extruded aluminum and polyester powder coated complete, and all accessories according to drawings and specification.
| Item Code | Description | Item Remarks | Unit of Measurement | Quantity/Base Price | Unit Price/Discount % | Total | Unit Price/Discount % | Total | Unit Price/Discount % | Total | Unit Price/Discount % | Total | Unit Price/Discount % | Total | Unit Price/Discount % | Total | Unit Price/Discount % | Total
3.56.60 | 5.12.40 | (*) 25mm 2 slots 1200 mm length |  | nr | 34 | 0 | 0 | 1800 | 61200 | 1800 | 61200 | 276 | 9384 | 1529 | 51986 | 526.57 | 17903.38 | 0 | 0
3.56.61 | 5.12.41 | (*) Drain UPVC pipes from HVAC equipment to the nearest plumbing floor drain point including all fitting, bend and all ancillary connections as per drawings and specification. |  | Item | 1 | 0 | 0 | 2500 | 2500 | 2500 | 2500 | 36400 | 36400 | 1765 | 1765 | 0 | 0 | 0 | 0
3.56.62 | 5.12.42 | (*) Balancing, Testing, Commissioning of HVAC System: Shall include all equipment's and tools required in performing Testing, commissioning and operation of HVAC equipment, adjusting and air balancing of HVAC system. . |  | Item | 1 | 0 | 0 | 50000 | 50000 | 50000 | 50000 | 52000 | 52000 | 8316 | 8316 | 0 | 0 | 0 | 0
| Note | Note Details
3.56.63 | - | Contractor's Adjustment
| Item Code | Description | Item Remarks | Unit of Measurement | Quantity/Base Price | Unit Price/Discount % | Total | Unit Price/Discount % | Total | Unit Price/Discount % | Total | Unit Price/Discount % | Total | Unit Price/Discount % | Total | Unit Price/Discount % | Total | Unit Price/Discount % | Total
3.56.64 | 5.12.43 | (*) The Contractor may price here any new items or additional quantity for an existing BOQ item, which are shown in the Drawings or any other Tender/Contract Documents but overlooked or not specifically mentioned herein and is necessary for the satisfactory completion of the Works/this section. Should the Contractor fail to insert any item here, it will be deemed that his lump sum Tender Price includes all such items and no claims for additional items will be entertained. |  | Sum | 1 | 0 | 0 | 0 | 0 | 0 | 0 | 0 | 0 | 0 | 0 | 0 | 0 | 0 | 0
| Note | Note Details
3.56.65 | - | Please attach one PDF file to be named "Additional Items for (insert bill no/name & Section No/name)" for the details of these additional items in the additional attachment area in the Commercial Envelope.
3.57 BILL NO. 5.13 – EXTERNAL WORKS AND CAR PARKING | [5 empty] | 6 (out of 6) | 114329 | 6 (out of 6) | 225475 | 6 (out of 6) | 225475 | 6 (out of 6) | 180720 | 6 (out of 6) | 163775 | 6 (out of 6) | 177026.1 | 6 (out of 6) | 213666.96
| Note | Note Details
3.57.1 | - | EXTERIOR PAVING AND TILES
3.57.2 | - | All Paving and tiles of approved colour and patterns laid as per manufacturer’s Specification. Pavings and tiles are laid as per standard pattern over 50mm black sand distributed / installation materials as shown in the drawings.
3.57.3 | - | Characteristic strength of paving blocks not be less than 49N/mm2 and coloured throughout.
| Item Code | Description | Item Remarks | Unit of Measurement | Quantity/Base Price | Unit Price/Discount % | Total | Unit Price/Discount % | Total | Unit Price/Discount % | Total | Unit Price/Discount % | Total | Unit Price/Discount % | Total | Unit Price/Discount % | Total | Unit Price/Discount % | Total
3.57.4 | 5.13.01 | (*) 60mm thick interlocking concrete pavers |  | m2 | 1140 | 54 | 61560 | 125 | 142500 | 125 | 142500 | 72 | 82080 | 65 | 74100 | 86.04 | 98085.6 | 78.94 | 89991.6
3.57.5 | 5.13.02 | (*) 60mm thick precast granix tiles |  | m2 | 325 | 65 | 21125 | 125 | 40625 | 125 | 40625 | 216 | 70200 | 190 | 61750 | 129.06 | 41944.5 | 186.77 | 60700.25
3.57.6 | 5.13.03 | (*) Concrete curb stone 600 x 200 x 150mm |  | m | 300 | 87 | 26100 | 60 | 18000 | 60 | 18000 | 78 | 23400 | 68 | 20400 | 73.13 | 21939 | 82.75 | 24825
| Note | Note Details
3.57.7 | - | BICYCLE RACKS
| Item Code | Description | Item Remarks | Unit of Measurement | Quantity/Base Price | Unit Price/Discount % | Total | Unit Price/Discount % | Total | Unit Price/Discount % | Total | Unit Price/Discount % | Total | Unit Price/Discount % | Total | Unit Price/Discount % | Total | Unit Price/Discount % | Total
3.57.8 | 5.13.04 | (*) Supply and install bicycle racks and accessories as mentioned in drawing |  | nr | 6 | 864 | 5184 | 4000 | 24000 | 4000 | 24000 | 540 | 3240 | 180 | 1080 | 2151 | 12906 | 472.77 | 2836.62
| Note | Note Details
3.57.9 | - | SIGNAGE FOR JUMA MOSQUE & IMAM BUILDING
| Item Code | Description | Item Remarks | Unit of Measurement | Quantity/Base Price | Unit Price/Discount % | Total | Unit Price/Discount % | Total | Unit Price/Discount % | Total | Unit Price/Discount % | Total | Unit Price/Discount % | Total | Unit Price/Discount % | Total | Unit Price/Discount % | Total
3.57.10 | 5.13.05 | (*) Address numbering signs for Juma Mosque and Imam Building to comply with the authority requirements, specification and drawings |  | nr | 1 | 360 | 360 | 350 | 350 | 350 | 350 | 1800 | 1800 | 6445 | 6445 | 2151 | 2151 | 210.12 | 210.12
| Note | Note Details
3.57.11 | - | Contractor's Adjustment
| Item Code | Description | Item Remarks | Unit of Measurement | Quantity/Base Price | Unit Price/Discount % | Total | Unit Price/Discount % | Total | Unit Price/Discount % | Total | Unit Price/Discount % | Total | Unit Price/Discount % | Total | Unit Price/Discount % | Total | Unit Price/Discount % | Total
3.57.12 | 5.13.06 | (*) The Contractor may price here any new items or additional quantity for an existing BOQ item, which are shown in the Drawings or any other Tender/Contract Documents but overlooked or not specifically mentioned herein and is necessary for the satisfactory completion of the Works/this section. Should the Contractor fail to insert any item here, it will be deemed that his lump sum Tender Price includes all such items and no claims for additional items will be entertained. |  | Sum | 1 | 0 | 0 | 0 | 0 | 0 | 0 | 0 | 0 | 0 | 0 | 0 | 0 | 35103.37 | 35103.37
| Note | Note Details
3.57.13 | - | Please attach one PDF file to be named "Additional Items for (insert bill no/name & Section No/name)" for the details of these additional items in the additional attachment area in the Commercial Envelope.
3.58 BILL NO. 6 - LOCAL MOSQUE, 2 Nos. | [5 empty] | 0 (out of 0) | 0 | 0 (out of 0) | 0 | 0 (out of 0) | 0 | 0 (out of 0) | 0 | 0 (out of 0) | 0 | 0 (out of 0) | 0 | 0 (out of 0) | 0
3.59 BILL NO. 6.01 – EARTHWORK & EXCAVATION | [5 empty] | 7 (out of 7) | 190702 | 7 (out of 7) | 197750 | 7 (out of 7) | 197750 | 7 (out of 7) | 152260 | 7 (out of 7) | 122932 | 7 (out of 7) | 141315.1 | 7 (out of 7) | 260623.76
| Note | Note Details
3.59.1 | - | EARTHWORKS
3.59.2 | - | SOIL INVESTIGATION
| Item Code | Description | Item Remarks | Unit of Measurement | Quantity/Base Price | Unit Price/Discount % | Total | Unit Price/Discount % | Total | Unit Price/Discount % | Total | Unit Price/Discount % | Total | Unit Price/Discount % | Total | Unit Price/Discount % | Total | Unit Price/Discount % | Total
3.59.3 | 6.01.01 | (*) Borehole, minimum 30 meters deep each including necessary site and laboratory test, Soil Investigation Report. |  | nr | 2 | 111 | 222 | 2700 | 5400 | 2700 | 5400 | 4200 | 8400 | 6961 | 13922 | 4302 | 8604 | 4398.75 | 8797.5
| Note | Note Details
3.59.4 | - | EARTHWORKS AND EXCAVATIONS
| Item Code | Description | Item Remarks | Unit of Measurement | Quantity/Base Price | Unit Price/Discount % | Total | Unit Price/Discount % | Total | Unit Price/Discount % | Total | Unit Price/Discount % | Total | Unit Price/Discount % | Total | Unit Price/Discount % | Total | Unit Price/Discount % | Total
3.59.5 | 6.01.02 | (*) General site clearance, levelling and preparation over the total area of the Plot |  | m2 | 3250 | 4 | 13000 | 3 | 9750 | 3 | 9750 | 4 | 13000 | 3 | 9750 | 1.81 | 5882.5 | 3.41 | 11082.5
3.59.6 | 6.01.03 | (*) Excavation up to a depth of 210cm from the existing ground to remove the loose top soil |  | m3 | 3100 | 8 | 24800 | 15 | 46500 | 15 | 46500 | 8 | 24800 | 6 | 18600 | 8.6 | 26660 | 15.15 | 46965
3.59.7 | 6.01.04 | (*) Backfilling & compaction with imported material up to the bottom of the raft slab, placed on the existing ground level as per the drawings |  | m3 | 1740 | 52 | 90480 | 40 | 69600 | 40 | 69600 | 24 | 41760 | 19 | 33060 | 28.39 | 49398.6 | 33.31 | 57959.4
3.59.8 | 6.01.05 | (*) Disposal of excavated surplus material to approved tip , including hauling (to designated location as may be instructed by the Engineer) |  | m3 | 3000 | 15 | 45000 | 15 | 45000 | 15 | 45000 | 20 | 60000 | 13 | 39000 | 10.76 | 32280 | 17.09 | 51270
3.59.9 | 6.01.06 | (*) Applying Chemical Anti-Termite material under building foundations, beams, ground slabs on grid and external perimeter of the building as specified, Allow for materials, labours, tools etc all as approved by the Engineer. |  | m2 | 4300 | 4 | 17200 | 5 | 21500 | 5 | 21500 | 1 | 4300 | 2 | 8600 | 4.3 | 18490 | 2.93 | 12599
| Note | Note Details
3.59.10 | - | Contractor's Adjustment
| Item Code | Description | Item Remarks | Unit of Measurement | Quantity/Base Price | Unit Price/Discount % | Total | Unit Price/Discount % | Total | Unit Price/Discount % | Total | Unit Price/Discount % | Total | Unit Price/Discount % | Total | Unit Price/Discount % | Total | Unit Price/Discount % | Total
3.59.11 | 6.01.07 | (*) The Contractor may price here any new items or additional quantity for an existing BOQ item, which are shown in the Drawings or any other Tender/Contract Documents but overlooked or not specifically mentioned herein and is necessary for the satisfactory completion of the Works/this section. Should the Contractor fail to insert any item here, it will be deemed that his lump sum Tender Price includes all such items and no claims for additional items will be entertained. |  | Sum | 1 | 0 | 0 | 0 | 0 | 0 | 0 | 0 | 0 | 0 | 0 | 0 | 0 | 71950.36 | 71950.36
| Note | Note Details
3.59.12 | - | Please attach one PDF file to be named "Additional Items for (insert bill no/name & Section No/name)" for the details of these additional items in the additional attachment area in the Commercial Envelope.
3.60 BILL NO. 6.02 – CONCRETE WORKS | [5 empty] | 19 (out of 19) | 2986051 | 19 (out of 19) | 2763335 | 19 (out of 19) | 2763335 | 19 (out of 19) | 3001806 | 19 (out of 19) | 3234046 | 19 (out of 19) | 2876512.87 | 19 (out of 19) | 4658852.82
| Note | Note Details
3.60.1 | - | SUB-STRUCTURE
3.60.2 | - | Plain in situ cement concrete in SRCas blinding layer including form work with compressive strength 20 N/mm2,in accordance with drawings Specification
| Item Code | Description | Item Remarks | Unit of Measurement | Quantity/Base Price | Unit Price/Discount % | Total | Unit Price/Discount % | Total | Unit Price/Discount % | Total | Unit Price/Discount % | Total | Unit Price/Discount % | Total | Unit Price/Discount % | Total | Unit Price/Discount % | Total
3.60.3 | 6.02.01 | (*) 100mm thick blinding under foundations as shown in drawings. |  | m3 | 132 | 270 | 35640 | 31 | 4092 | 31 | 4092 | 455 | 60060 | 475 | 62700 | 440.96 | 58206.72 | 343.61 | 45356.52
3.60.4 | 6.02.02 | (*) 50mm thick blinding under tie beams as shown in drawings. |  | m3 | 26 | 280 | 7280 | 23 | 598 | 23 | 598 | 455 | 11830 | 475 | 12350 | 440.96 | 11464.96 | 343.61 | 8933.86
3.60.5 | 6.02.03 | (*) 100mm thick blinding under slab on grade as shown in drawings. |  | m3 | 290 | 270 | 78300 | 31 | 8990 | 31 | 8990 | 392 | 113680 | 381 | 110490 | 440.96 | 127878.4 | 343.61 | 99646.9
| Note | Note Details
3.60.6 | - | Reinforced in situ cement concrete in MSRC including form work and reinforcement as detailed in drawing with compressive strength 40N/mm2 as specified.
| Item Code | Description | Item Remarks | Unit of Measurement | Quantity/Base Price | Unit Price/Discount % | Total | Unit Price/Discount % | Total | Unit Price/Discount % | Total | Unit Price/Discount % | Total | Unit Price/Discount % | Total | Unit Price/Discount % | Total | Unit Price/Discount % | Total
3.60.7 | 6.02.04 | (*) Footings |  | m3 | 664 | 536 | 355904 | 770 | 511280 | 770 | 511280 | 882 | 585648 | 798 | 529872 | 914.18 | 607015.52 | 922.01 | 612214.64
3.60.8 | 6.02.05 | (*) Tie beams |  | m3 | 270 | 1335 | 360450 | 1310 | 353700 | 1310 | 353700 | 1148 | 309960 | 1324 | 357480 | 914.18 | 246828.6 | 1705.49 | 460482.3
3.60.9 | 6.02.06 | (*) Ground beams |  | m3 | 90 | 1335 | 120150 | 1150 | 103500 | 1150 | 103500 | 1092 | 98280 | 1212 | 109080 | 914.18 | 82276.2 | 1845.51 | 166095.9
3.60.10 | 6.02.07 | (*) Columns neck and walls neck under the ground level |  | m3 | 60 | 1503 | 90180 | 2010 | 120600 | 2010 | 120600 | 1442 | 86520 | 2732 | 163920 | 967.95 | 58077 | 2379.99 | 142799.4
3.60.11 | 6.02.08 | (*) Steps and Ramp including foundation. |  | m3 | 10 | 948 | 9480 | 1000 | 10000 | 1000 | 10000 | 994 | 9940 | 1045 | 10450 | 914.18 | 9141.8 | 1727.66 | 17276.6
3.60.12 | 6.02.09 | (*) Slab on grade placed on the existing ground level after removing the loose top soil and compacting with imported material. |  | m3 | 470 | 443 | 208210 | 515 | 242050 | 515 | 242050 | 728 | 342160 | 756 | 355320 | 623.79 | 293181.3 | 679.53 | 319379.1
| Note | Note Details
3.60.13 | - | SUNDRIES
| Item Code | Description | Item Remarks | Unit of Measurement | Quantity/Base Price | Unit Price/Discount % | Total | Unit Price/Discount % | Total | Unit Price/Discount % | Total | Unit Price/Discount % | Total | Unit Price/Discount % | Total | Unit Price/Discount % | Total | Unit Price/Discount % | Total
3.60.14 | 6.02.10 | (*) 1 layers of 1000 gauge sheet laid under foundation, tie beams, ground beam, grade slab, etc. as shown in drawings |  | m2 | 4700 | 5 | 23500 | 5 | 23500 | 5 | 23500 | 3 | 14100 | 3 | 14100 | 3.23 | 15181 | 4.96 | 23312
3.60.15 | 6.02.11 | (*) Prepare surface & apply Fluid applied rubberized asphalt as per drawings and specifications |  | m2 | 11800 | 26 | 306800 | 7 | 82600 | 7 | 82600 | 10 | 118000 | 15 | 177000 | 26.89 | 317302 | 15.16 | 178888
| Note | Note Details
3.60.16 | - | SUPER-STRUCTURE
3.60.17 | - | Reinforced in situ cement concrete in OPC including form work and reinforcement as detailed in drawing with compressive strength 40N/mm2 as specified.
| Item Code | Description | Item Remarks | Unit of Measurement | Quantity/Base Price | Unit Price/Discount % | Total | Unit Price/Discount % | Total | Unit Price/Discount % | Total | Unit Price/Discount % | Total | Unit Price/Discount % | Total | Unit Price/Discount % | Total | Unit Price/Discount % | Total
3.60.18 | 6.02.12 | (*) Reinforced Concrete Columns and Walls |  | m3 | 240 | 1902 | 456480 | 1570 | 376800 | 1570 | 376800 | 1302 | 312480 | 1556 | 373440 | 967.95 | 232308 | 1924.93 | 461983.2
3.60.19 | 6.02.13 | (*) Reinforced Concrete Beams |  | m3 | 300 | 1426 | 427800 | 1200 | 360000 | 1200 | 360000 | 1204 | 361200 | 1236 | 370800 | 967.95 | 290385 | 1720.68 | 516204
| Note | Note Details
3.60.20 | - | Reinforcement Slabs
| Item Code | Description | Item Remarks | Unit of Measurement | Quantity/Base Price | Unit Price/Discount % | Total | Unit Price/Discount % | Total | Unit Price/Discount % | Total | Unit Price/Discount % | Total | Unit Price/Discount % | Total | Unit Price/Discount % | Total | Unit Price/Discount % | Total
3.60.21 | 6.02.14 | (*) Solid Slab with 120mm thick |  | m3 | 3 | 1195 | 3585 | 1275 | 3825 | 1275 | 3825 | 1148 | 3444 | 1278 | 3834 | 1021.73 | 3065.19 | 1409.01 | 4227.03
3.60.22 | 6.02.15 | (*) Solid Slab with 180mm thick |  | m3 | 466 | 966 | 450156 | 1100 | 512600 | 1100 | 512600 | 1120 | 521920 | 1144 | 533104 | 1021.73 | 476126.18 | 1295.68 | 603786.88
3.60.23 | 6.02.16 | (*) Solid Slab with 200mm thick |  | m3 | 30 | 918 | 27540 | 1040 | 31200 | 1040 | 31200 | 1120 | 33600 | 1120 | 33600 | 1021.73 | 30651.9 | 1230.54 | 36916.2
3.60.24 | 6.02.17 | (*) MEP Pads |  | m3 | 8 | 1292 | 10336 | 1000 | 8000 | 1000 | 8000 | 1078 | 8624 | 952 | 7616 | 967.95 | 7743.6 | 1007.66 | 8061.28
3.60.25 | 6.02.18 | (*) Upstand |  | m3 | 10 | 1426 | 14260 | 1000 | 10000 | 1000 | 10000 | 1036 | 10360 | 889 | 8890 | 967.95 | 9679.5 | 1689.23 | 16892.3
| Note | Note Details
3.60.26 | - | Contractor's Adjustment
| Item Code | Description | Item Remarks | Unit of Measurement | Quantity/Base Price | Unit Price/Discount % | Total | Unit Price/Discount % | Total | Unit Price/Discount % | Total | Unit Price/Discount % | Total | Unit Price/Discount % | Total | Unit Price/Discount % | Total | Unit Price/Discount % | Total
3.60.27 | 6.02.19 | (*) The Contractor may price here any new items or additional quantity for an existing BOQ item, which are shown in the Drawings or any other Tender/Contract Documents but overlooked or not specifically mentioned herein and is necessary for the satisfactory completion of the Works/this section. Should the Contractor fail to insert any item here, it will be deemed that his lump sum Tender Price includes all such items and no claims for additional items will be entertained. |  | Sum | 1 | 0 | 0 | 0 | 0 | 0 | 0 | 0 | 0 | 0 | 0 | 0 | 0 | 936396.71 | 936396.71
| Note | Note Details
3.60.28 | - | Please attach one PDF file to be named "Additional Items for (insert bill no/name & Section No/name)" for the details of these additional items in the additional attachment area in the Commercial Envelope.
3.61 BILL NO. 6.03 – BLOCK WORKS | [5 empty] | 24 (out of 24) | 265860 | 24 (out of 24) | 380340 | 24 (out of 24) | 380340 | 24 (out of 24) | 322010 | 24 (out of 24) | 345238 | 24 (out of 24) | 384987.15 | 24 (out of 24) | 410559.34
| Note | Note Details
3.61.1 | - | CONCRETE MASONRY UNITS
3.61.2 | - | Hollow / Solid concrete masonry units bedded in mortar including reinforcement and anchoring where necessary as per drawings and Specification.
| Item Code | Description | Item Remarks | Unit of Measurement | Quantity/Base Price | Unit Price/Discount % | Total | Unit Price/Discount % | Total | Unit Price/Discount % | Total | Unit Price/Discount % | Total | Unit Price/Discount % | Total | Unit Price/Discount % | Total | Unit Price/Discount % | Total
3.61.3 | 6.03.01 | (*) Wall Type W04 |  | m2 | 70 | 129 | 9030 | 185 | 12950 | 185 | 12950 | 178 | 12460 | 175 | 12250 | 182.84 | 12798.8 | 155.83 | 10908.1
3.61.4 | 6.03.02 | (*) Wall Type W05 |  | m2 | 80 | 125 | 10000 | 185 | 14800 | 185 | 14800 | 144 | 11520 | 175 | 14000 | 182.84 | 14627.2 | 155.83 | 12466.4
3.61.5 | 6.03.03 | (*) Wall Type W06 |  | m2 | 860 | 104 | 89440 | 135 | 116100 | 135 | 116100 | 119 | 102340 | 142 | 122120 | 136.59 | 117467.4 | 129.64 | 111490.4
3.61.6 | 6.03.04 | (*) Wall Type W07 |  | m2 | 50 | 104 | 5200 | 135 | 6750 | 135 | 6750 | 119 | 5950 | 142 | 7100 | 136.59 | 6829.5 | 129.64 | 6482
3.61.7 | 6.03.05 | (*) Wall Type W08 |  | m2 | 220 | 108 | 23760 | 135 | 29700 | 135 | 29700 | 119 | 26180 | 142 | 31240 | 136.59 | 30049.8 | 129.64 | 28520.8
3.61.8 | 6.03.06 | (*) Wall Type W10 |  | m2 | 460 | 63 | 28980 | 108 | 49680 | 108 | 49680 | 61 | 28060 | 76 | 34960 | 86.04 | 39578.4 | 84.15 | 38709
3.61.9 | 6.03.07 | (*) Wall Type W11 |  | m2 | 100 | 63 | 6300 | 108 | 10800 | 108 | 10800 | 61 | 6100 | 76 | 7600 | 86.04 | 8604 | 84.15 | 8415
3.61.10 | 6.03.08 | (*) Wall Type W12 |  | m2 | 30 | 63 | 1890 | 80 | 2400 | 80 | 2400 | 61 | 1830 | 76 | 2280 | 86.04 | 2581.2 | 84.15 | 2524.5
3.61.11 | 6.03.09 | (*) Wall Type W13 |  | m2 | 60 | 63 | 3780 | 80 | 4800 | 80 | 4800 | 61 | 3660 | 76 | 4560 | 86.04 | 5162.4 | 84.15 | 5049
3.61.12 | 6.03.10 | (*) Wall Type W14 |  | m2 | 480 | 53 | 25440 | 77 | 36960 | 77 | 36960 | 55 | 26400 | 66 | 31680 | 77.44 | 37171.2 | 69.04 | 33139.2
3.61.13 | 6.03.11 | (*) Wall Type W15 |  | m2 | 300 | 49 | 14700 | 77 | 23100 | 77 | 23100 | 55 | 16500 | 66 | 19800 | 77.44 | 23232 | 69.04 | 20712
3.61.14 | 6.03.12 | (*) Wall Type W16 |  | m2 | 210 | 49 | 10290 | 77 | 16170 | 77 | 16170 | 55 | 11550 | 66 | 13860 | 77.44 | 16262.4 | 69.04 | 14498.4
3.61.15 | 6.03.13 | (*) Wall Type W17 |  | m2 | 180 | 49 | 8820 | 77 | 13860 | 77 | 13860 | 55 | 9900 | 66 | 11880 | 77.44 | 13939.2 | 69.04 | 12427.2
3.61.16 | 6.03.14 | (*) Wall Type W19 |  | m2 | 10 | 125 | 1250 | 185 | 1850 | 185 | 1850 | 144 | 1440 | 175 | 1750 | 182.84 | 1828.4 | 155.83 | 1558.3
3.61.17 | 6.03.15 | (*) Wall Type W20 |  | m2 | 20 | 104 | 2080 | 135 | 2700 | 135 | 2700 | 119 | 2380 | 142 | 2840 | 136.59 | 2731.8 | 129.64 | 2592.8
3.61.18 | 6.03.16 | (*) Wall Type W21 |  | m2 | 30 | 92 | 2760 | 108 | 3240 | 108 | 3240 | 95 | 2850 | 116 | 3480 | 136.59 | 4097.7 | 109.9 | 3297
3.61.19 | 6.03.17 | (*) Wall Type W22 |  | m2 | 20 | 92 | 1840 | 108 | 2160 | 108 | 2160 | 95 | 1900 | 116 | 2320 | 136.59 | 2731.8 | 109.9 | 2198
3.61.20 | 6.03.18 | (*) Wall Type W23 |  | m2 | 130 | 68 | 8840 | 77 | 10010 | 77 | 10010 | 95 | 12350 | 93 | 12090 | 86.04 | 11185.2 | 105.09 | 13661.7
3.61.21 | 6.03.19 | (*) Wall Type W24 |  | m2 | 30 | 70 | 2100 | 77 | 2310 | 77 | 2310 | 80 | 2400 | 75 | 2250 | 86.04 | 2581.2 | 82.56 | 2476.8
| Note | Note Details
3.61.22 | - | DAMP PROOF COURSE
| Item Code | Description | Item Remarks | Unit of Measurement | Quantity/Base Price | Unit Price/Discount % | Total | Unit Price/Discount % | Total | Unit Price/Discount % | Total | Unit Price/Discount % | Total | Unit Price/Discount % | Total | Unit Price/Discount % | Total | Unit Price/Discount % | Total
3.61.23 | 6.03.20 | (*) Dampproof course for all type of walls |  | item | 1 | 9360 | 9360 | 20000 | 20000 | 20000 | 20000 | 4200 | 4200 | 3589 | 3589 | 15395.03 | 15395.03 | 0 | 0
| Note | Note Details
3.61.24 | - | SUNDRIES
| Item Code | Description | Item Remarks | Unit of Measurement | Quantity/Base Price | Unit Price/Discount % | Total | Unit Price/Discount % | Total | Unit Price/Discount % | Total | Unit Price/Discount % | Total | Unit Price/Discount % | Total | Unit Price/Discount % | Total | Unit Price/Discount % | Total
3.61.25 | 6.03.21 | (*) Allow for horizontal reinforcing galvanized steel mesh. |  | Item | 1 | 0 | 0 | 0 | 0 | 0 | 0 | 12024 | 12024 | 0 | 0 | 0 | 0 | 0 | 0
3.61.26 | 6.03.22 | (*) Allow for galvanized ties between block partitions and concrete columns. |  | Item | 1 | 0 | 0 | 0 | 0 | 0 | 0 | 8016 | 8016 | 0 | 0 | 0 | 0 | 0 | 0
3.61.27 | 6.03.23 | (*) Allow for insulation between tops of concrete block partitions and underside of structure. |  | Item | 1 | 0 | 0 | 0 | 0 | 0 | 0 | 12000 | 12000 | 3589 | 3589 | 16132.52 | 16132.52 | 13207.42 | 13207.42
| Note | Note Details
3.61.28 | - | Contractor's Adjustment
| Item Code | Description | Item Remarks | Unit of Measurement | Quantity/Base Price | Unit Price/Discount % | Total | Unit Price/Discount % | Total | Unit Price/Discount % | Total | Unit Price/Discount % | Total | Unit Price/Discount % | Total | Unit Price/Discount % | Total | Unit Price/Discount % | Total
3.61.29 | 6.03.24 | (*) The Contractor may price here any new items or additional quantity for an existing BOQ item, which are shown in the Drawings or any other Tender/Contract Documents but overlooked or not specifically mentioned herein and is necessary for the satisfactory completion of the Works/this section. Should the Contractor fail to insert any item here, it will be deemed that his lump sum Tender Price includes all such items and no claims for additional items will be entertained. |  | Sum | 1 | 0 | 0 | 0 | 0 | 0 | 0 | 0 | 0 | 0 | 0 | 0 | 0 | 66225.32 | 66225.32
| Note | Note Details
3.61.30 | - | Please attach one PDF file to be named "Additional Items for (insert bill no/name & Section No/name)" for the details of these additional items in the additional attachment area in the Commercial Envelope.
3.62 BILL NO. 6.04 – WATERPROOFING AND ROOFING | [5 empty] | 9 (out of 9) | 469230 | 9 (out of 9) | 228410 | 9 (out of 9) | 228410 | 9 (out of 9) | 303340 | 9 (out of 9) | 597120 | 9 (out of 9) | 495584.6 | 9 (out of 9) | 632576.98
| Note | Note Details
3.62.1 | - | WATERPROOFING FOR ROOF AND TOP OF ROOF
| Item Code | Description | Item Remarks | Unit of Measurement | Quantity/Base Price | Unit Price/Discount % | Total | Unit Price/Discount % | Total | Unit Price/Discount % | Total | Unit Price/Discount % | Total | Unit Price/Discount % | Total | Unit Price/Discount % | Total | Unit Price/Discount % | Total
3.62.2 | 6.04.01 | (*) concrete Screed to slope |  | m2 | 2500 | 30 | 75000 | 24 | 60000 | 24 | 60000 | 18 | 45000 | 40 | 100000 | 26.89 | 67225 | 23.2 | 58000
3.62.3 | 6.04.02 | (*) Liquid Elastomeric |  | m2 | 2500 | 44 | 110000 | 8 | 20000 | 8 | 20000 | 12 | 30000 | 26 | 65000 | 21.51 | 53775 | 0 | 0
3.62.4 | 6.04.03 | (*) Polyurethane foam of thickness 35mm with density 45-50 kg/m3 |  | m2 | 2500 | 54 | 135000 | 36 | 90000 | 36 | 90000 | 36 | 90000 | 122 | 305000 | 31.19 | 77975 | 189.52 | 473800
3.62.5 | 6.04.04 | (*) Filter membrane |  | m2 | 2500 | 15 | 37500 | 5 | 12500 | 5 | 12500 | 3 | 7500 | 5 | 12500 | 25.81 | 64525 | 0 | 0
3.62.6 | 6.04.05 | (*) Gravel Paving as per drawings |  | m2 | 2500 | 36 | 90000 | 10 | 25000 | 10 | 25000 | 42 | 105000 | 32 | 80000 | 80.66 | 201650 | 11.37 | 28425
| Note | Note Details
3.62.7 | - | FLASHINGS
| Item Code | Description | Item Remarks | Unit of Measurement | Quantity/Base Price | Unit Price/Discount % | Total | Unit Price/Discount % | Total | Unit Price/Discount % | Total | Unit Price/Discount % | Total | Unit Price/Discount % | Total | Unit Price/Discount % | Total | Unit Price/Discount % | Total
3.62.8 | 6.04.06 | (*) 100x100mm angle fillet / tile |  | m | 780 | 15 | 11700 | 25 | 19500 | 25 | 19500 | 30 | 23400 | 27 | 21060 | 16.13 | 12581.4 | 4.36 | 3400.8
| Note | Note Details
3.62.9 | - | KITCHEN, STORE, BATHROOMS, WET AREAS & BALCONIES
| Item Code | Description | Item Remarks | Unit of Measurement | Quantity/Base Price | Unit Price/Discount % | Total | Unit Price/Discount % | Total | Unit Price/Discount % | Total | Unit Price/Discount % | Total | Unit Price/Discount % | Total | Unit Price/Discount % | Total | Unit Price/Discount % | Total
3.62.10 | 6.04.09 | (*) Prepare surface and apply 2 coats of rubberised bitumen emulsion for G.F Wet areas. |  | m2 | 190 | 31 | 5890 | 5 | 950 | 5 | 950 | 8 | 1520 | 52 | 9880 | 48.4 | 9196 | 36.52 | 6938.8
3.62.11 | 6.04.10 | (*) ditto, Vertically, 300 mm high |  | m | 230 | 18 | 4140 | 2 | 460 | 2 | 460 | 4 | 920 | 16 | 3680 | 37.64 | 8657.2 | 14.21 | 3268.3
| Note | Note Details
3.62.12 | - | Contractor's Adjustment
| Item Code | Description | Item Remarks | Unit of Measurement | Quantity/Base Price | Unit Price/Discount % | Total | Unit Price/Discount % | Total | Unit Price/Discount % | Total | Unit Price/Discount % | Total | Unit Price/Discount % | Total | Unit Price/Discount % | Total | Unit Price/Discount % | Total
3.62.13 | 6.04.11 | (*) The Contractor may price here any new items or additional quantity for an existing BOQ item, which are shown in the Drawings or any other Tender/Contract Documents but overlooked or not specifically mentioned herein and is necessary for the satisfactory completion of the Works/this section. Should the Contractor fail to insert any item here, it will be deemed that his lump sum Tender Price includes all such items and no claims for additional items will be entertained. |  | Sum | 1 | 0 | 0 | 0 | 0 | 0 | 0 | 0 | 0 | 0 | 0 | 0 | 0 | 58744.08 | 58744.08
| Note | Note Details
3.62.14 | - | Please attach one PDF file to be named "Additional Items for (insert bill no/name & Section No/name)" for the details of these additional items in the additional attachment area in the Commercial Envelope.
3.63 BILL NO. 6.05 – ALUMINIUM AND METAL WORKS | [5 empty] | 17 (out of 17) | 180517 | 17 (out of 17) | 375360 | 17 (out of 17) | 375360 | 17 (out of 17) | 219670 | 17 (out of 17) | 344124 | 17 (out of 17) | 364635.09 | 17 (out of 17) | 427362.42
| Note | Note Details
3.63.1 | - | ALUMINUM & METAL WORK ALL ALUMINUM WORK IS TO BE READ IN CONJUNCTION WITH DRAWINGS
3.63.2 | - | ALUMINIUM DOORS AND WINDOWS
3.63.3 | - | Mosque
| Item Code | Description | Item Remarks | Unit of Measurement | Quantity/Base Price | Unit Price/Discount % | Total | Unit Price/Discount % | Total | Unit Price/Discount % | Total | Unit Price/Discount % | Total | Unit Price/Discount % | Total | Unit Price/Discount % | Total | Unit Price/Discount % | Total
3.63.4 | 6.05.01 | (*) Single Swing Door - SD08, 1000x2200mm |  | nr | 8 | 1426 | 11408 | 3290 | 26320 | 3290 | 26320 | 2238 | 17904 | 2581 | 20648 | 2595.56 | 20764.48 | 1622.46 | 12979.68
3.63.5 | 6.05.02 | (*) Double Swing Louver Door - SD09, 2000x2200mm |  | nr | 2 | 2852 | 5704 | 5080 | 10160 | 5080 | 10160 | 3928 | 7856 | 5162 | 10324 | 4811.04 | 9622.08 | 3244.91 | 6489.82
3.63.6 | 6.05.03 | (*) Aluminium Fixed Window W001, 600x2000mm |  | nr | 16 | 670 | 10720 | 715 | 11440 | 715 | 11440 | 932 | 14912 | 1197 | 19152 | 1209.94 | 19359.04 | 854.08 | 13665.28
3.63.7 | 6.05.04 | (*) Aluminium Fixed Window W002, 2000x1200mm |  | nr | 14 | 1340 | 18760 | 1440 | 20160 | 1440 | 20160 | 1779 | 24906 | 2393 | 33502 | 2175.47 | 30456.58 | 3131.61 | 43842.54
3.63.8 | 6.05.05 | (*) Aluminium Fixed Window W003, 5800x600mm |  | nr | 4 | 1942 | 7768 | 2120 | 8480 | 2120 | 8480 | 2676 | 10704 | 3470 | 13880 | 3000.65 | 12002.6 | 2476.82 | 9907.28
3.63.9 | 6.05.06 | (*) Aluminium Fixed Window W004, 4750x600mm |  | nr | 8 | 1591 | 12728 | 1770 | 14160 | 1770 | 14160 | 2210 | 17680 | 2845 | 22760 | 2490.54 | 19924.32 | 2028.43 | 16227.44
3.63.10 | 6.05.07 | (*) Aluminium Fixed Window W005, 500x500mm |  | nr | 4 | 270 | 1080 | 330 | 1320 | 330 | 1320 | 313 | 1252 | 352 | 1408 | 392.56 | 1570.24 | 533.8 | 2135.2
| Note | Note Details
3.63.11 | - | Imam & Mu' Athen's Residence
| Item Code | Description | Item Remarks | Unit of Measurement | Quantity/Base Price | Unit Price/Discount % | Total | Unit Price/Discount % | Total | Unit Price/Discount % | Total | Unit Price/Discount % | Total | Unit Price/Discount % | Total | Unit Price/Discount % | Total | Unit Price/Discount % | Total
3.63.12 | 6.05.08 | (*) Aluminium Sliding Window W001,1600x1400mm |  | nr | 10 | 1452 | 14520 | 2635 | 26350 | 2635 | 26350 | 2404 | 24040 | 2229 | 22290 | 1597.12 | 15971.2 | 1594.28 | 15942.8
3.63.13 | 6.05.09 | (*) Aluminium Sliding Window W001,1400x1300mm |  | nr | 2 | 1180 | 2360 | 1985 | 3970 | 1985 | 3970 | 2158 | 4316 | 1818 | 3636 | 1376.64 | 2753.28 | 1295.35 | 2590.7
| Note | Note Details
3.63.14 | - | METAL WORKS
| Item Code | Description | Item Remarks | Unit of Measurement | Quantity/Base Price | Unit Price/Discount % | Total | Unit Price/Discount % | Total | Unit Price/Discount % | Total | Unit Price/Discount % | Total | Unit Price/Discount % | Total | Unit Price/Discount % | Total | Unit Price/Discount % | Total
3.63.15 | 6.05.10 | (*) Fabrication, painting and fixing of Aluminum powder coated handrail for ramps & stairs as specified |  | m | 32 | 648 | 20736 | 0 | 0 | 0 | 0 | 550 | 17600 | 528 | 16896 | 290.39 | 9292.48 | 687.01 | 21984.32
3.63.16 | 6.05.11 | (*) Fabrication, painting and fixing of Aluminum powder coated floor mounted handrail for ramps & stairs as specified |  | m | 40 | 432 | 17280 | 800 | 32000 | 800 | 32000 | 550 | 22000 | 528 | 21120 | 290.39 | 11615.6 | 687.01 | 27480.4
3.63.17 | 6.05.12 | (*) Fabrication, painting and fixing of Aluminum powder coated wall mounted handrail for ramps & stairs as specified |  | m | 20 | 540 | 10800 | 800 | 16000 | 800 | 16000 | 350 | 7000 | 176 | 3520 | 290.39 | 5807.8 | 367.71 | 7354.2
3.63.18 | 6.05.13 | (*) Spiral stair case including handrails and centroidal column as shown in detailed drawings and mentioned in Specification |  | Item | 1 | 23261 | 23261 | 120000 | 120000 | 120000 | 120000 | 15000 | 15000 | 38673 | 38673 | 36338.85 | 36338.85 | 27369.18 | 27369.18
3.63.19 | 6.05.14 | (*) Supply and install metal crescents for the Mosque and Minerate as per drawings and Specification |  | Item | 1 | 7200 | 7200 | 40000 | 40000 | 40000 | 40000 | 5000 | 5000 | 38673 | 38673 | 32265.03 | 32265.03 | 52530 | 52530
3.63.20 | 6.05.15 | (*) Fabrication, painting and fixing of Cat Ladders as specified in the drawings |  | Item | 1 | 9107 | 9107 | 5000 | 5000 | 5000 | 5000 | 12000 | 12000 | 15469 | 15469 | 67756.57 | 67756.57 | 9638.2 | 9638.2
3.63.21 | 6.05.16 | (*) Fabrication & fixing of aluminium powder caoted pergola with all support framework as per drawings and Specification. |  | Item | 1 | 7085 | 7085 | 40000 | 40000 | 40000 | 40000 | 17500 | 17500 | 62173 | 62173 | 69134.94 | 69134.94 | 33619.2 | 33619.2
| Note | Note Details
3.63.22 | - | Contractor's Adjustment
| Item Code | Description | Item Remarks | Unit of Measurement | Quantity/Base Price | Unit Price/Discount % | Total | Unit Price/Discount % | Total | Unit Price/Discount % | Total | Unit Price/Discount % | Total | Unit Price/Discount % | Total | Unit Price/Discount % | Total | Unit Price/Discount % | Total
3.63.23 | 6.05.17 | (*) The Contractor may price here any new items or additional quantity for an existing BOQ item, which are shown in the Drawings or any other Tender/Contract Documents but overlooked or not specifically mentioned herein and is necessary for the satisfactory completion of the Works/this section. Should the Contractor fail to insert any item here, it will be deemed that his lump sum Tender Price includes all such items and no claims for additional items will be entertained. |  | Sum | 1 | 0 | 0 | 0 | 0 | 0 | 0 | 0 | 0 | 0 | 0 | 0 | 0 | 123606.18 | 123606.18
| Note | Note Details
3.63.24 | - | Please attach one PDF file to be named "Additional Items for (insert bill no/name & Section No/name)" for the details of these additional items in the additional attachment area in the Commercial Envelope.
3.64 BILL NO. 6.06 – WOODEN WORKS | [5 empty] | 15 (out of 15) | 206959 | 15 (out of 15) | 351990 | 15 (out of 15) | 351990 | 15 (out of 15) | 208840 | 15 (out of 15) | 355663 | 15 (out of 15) | 311098.23 | 15 (out of 15) | 223397.24
| Note | Note Details
3.64.1 | - | WOODEN WORKS
3.64.2 | - | Wooden joinery work is to be read in conjunction with the drawings and specification.
3.64.3 | - | Mosque
| Item Code | Description | Item Remarks | Unit of Measurement | Quantity/Base Price | Unit Price/Discount % | Total | Unit Price/Discount % | Total | Unit Price/Discount % | Total | Unit Price/Discount % | Total | Unit Price/Discount % | Total | Unit Price/Discount % | Total | Unit Price/Discount % | Total
3.64.4 | 6.06.01 | (*) Double Swing Door -MD01,2000x2200mm |  | nr | 10 | 3669 | 36690 | 11430 | 114300 | 11430 | 114300 | 5750 | 57500 | 11019 | 110190 | 5673 | 56730 | 6119.45 | 61194.5
3.64.5 | 6.06.02 | (*) Double Swing Door -MD02,1800x2200mm |  | nr | 4 | 3492 | 13968 | 11100 | 44400 | 11100 | 44400 | 5750 | 23000 | 11019 | 44076 | 5422.95 | 21691.8 | 5571.89 | 22287.56
3.64.6 | 6.06.03 | (*) Single Swing Door -D03,1000x2200mm |  | nr | 4 | 1563 | 6252 | 3390 | 13560 | 3390 | 13560 | 1610 | 6440 | 2760 | 11040 | 2707.31 | 10829.24 | 1768.76 | 7075.04
3.64.7 | 6.06.04 | (*) Single Swing Door -D04,1000x2200mm |  | nr | 4 | 1741 | 6964 | 3465 | 13860 | 3465 | 13860 | 1610 | 6440 | 2567 | 10268 | 2957.36 | 11829.44 | 1886.42 | 7545.68
3.64.8 | 6.06.05 | (*) Single Swing Door -D05,1000x2200mm |  | nr | 2 | 2082 | 4164 | 6555 | 13110 | 6555 | 13110 | 1610 | 3220 | 5209 | 10418 | 3437.46 | 6874.92 | 2494.54 | 4989.08
3.64.9 | 6.06.06 | (*) Single Swing Door -D06,900x2200mm |  | nr | 2 | 2010 | 4020 | 3560 | 7120 | 3560 | 7120 | 1610 | 3220 | 2309 | 4618 | 3342.44 | 6684.88 | 2460.05 | 4920.1
3.64.10 | 6.06.07 | (*) Single Swing Door -D07,900x2200mm |  | nr | 12 | 2010 | 24120 | 1840 | 22080 | 1840 | 22080 | 1610 | 19320 | 2309 | 27708 | 2677.3 | 32127.6 | 1738.22 | 20858.64
| Note | Note Details
3.64.11 | - | Imam & Mu' Athen's Residence
| Item Code | Description | Item Remarks | Unit of Measurement | Quantity/Base Price | Unit Price/Discount % | Total | Unit Price/Discount % | Total | Unit Price/Discount % | Total | Unit Price/Discount % | Total | Unit Price/Discount % | Total | Unit Price/Discount % | Total | Unit Price/Discount % | Total
3.64.12 | 6.06.08 | (*) Single Swing Door -D01,1000x2200mm |  | nr | 6 | 1563 | 9378 | 3530 | 21180 | 3530 | 21180 | 1610 | 9660 | 5145 | 30870 | 3652.56 | 21915.36 | 2494.54 | 14967.24
3.64.13 | 6.06.09 | (*) Single Swing Door -D02,900x2200mm (1 Hr Fire Rated) |  | nr | 4 | 3103 | 12412 | 2695 | 10780 | 2695 | 10780 | 2070 | 8280 | 4887 | 19548 | 4297.7 | 17190.8 | 1852.92 | 7411.68
3.64.14 | 6.06.10 | (*) Single Swing Door -D03,900x2200mm |  | nr | 14 | 2010 | 28140 | 2050 | 28700 | 2050 | 28700 | 1610 | 22540 | 2438 | 34132 | 2892.4 | 40493.6 | 1772.83 | 24819.62
3.64.15 | 6.06.11 | (*) Single Swing Door -D04,800x2200mm |  | nr | 12 | 2010 | 24120 | 1775 | 21300 | 1775 | 21300 | 1610 | 19320 | 2438 | 29256 | 2842.39 | 34108.68 | 1711.64 | 20539.68
| Note | Note Details
3.64.16 | - | Vanity Counters
3.64.17 | - | Vanity countertops; comprising 20 mm thick polished granite countertop; including all necessary plywood backing, timber framing, fixing accessories; all in accordance with the Specification
| Item Code | Description | Item Remarks | Unit of Measurement | Quantity/Base Price | Unit Price/Discount % | Total | Unit Price/Discount % | Total | Unit Price/Discount % | Total | Unit Price/Discount % | Total | Unit Price/Discount % | Total | Unit Price/Discount % | Total | Unit Price/Discount % | Total
3.64.18 | 6.06.12 | (*) 2350 x 600 mm Overall size; with 3 nr opening for wash basins |  | nr | 2 | 1669 | 3338 | 2350 | 4700 | 2350 | 4700 | 2300 | 4600 | 2121 | 4242 | 1555.39 | 3110.78 | 1568.85 | 3137.7
3.64.19 | 6.06.13 | (*) 3550 x 600 mm Overall size; with 5 nr opening for wash basins |  | nr | 2 | 2521 | 5042 | 3550 | 7100 | 3550 | 7100 | 3450 | 6900 | 3203 | 6406 | 2245.54 | 4491.08 | 2369.96 | 4739.92
| Note | Note Details
3.64.20 | - | Shoe Raks
| Item Code | Description | Item Remarks | Unit of Measurement | Quantity/Base Price | Unit Price/Discount % | Total | Unit Price/Discount % | Total | Unit Price/Discount % | Total | Unit Price/Discount % | Total | Unit Price/Discount % | Total | Unit Price/Discount % | Total | Unit Price/Discount % | Total
3.64.21 | 6.06.14 | (*) WBP plywood / calcium silicate board shoe raks for male & female ablution areas as per drawings and specifications |  | Item | 1 | 28351 | 28351 | 29800 | 29800 | 29800 | 29800 | 18400 | 18400 | 12891 | 12891 | 43020.05 | 43020.05 | 18910.8 | 18910.8
| Note | Note Details
3.64.22 | - | Contractor's Adjustment
| Item Code | Description | Item Remarks | Unit of Measurement | Quantity/Base Price | Unit Price/Discount % | Total | Unit Price/Discount % | Total | Unit Price/Discount % | Total | Unit Price/Discount % | Total | Unit Price/Discount % | Total | Unit Price/Discount % | Total | Unit Price/Discount % | Total
3.64.23 | 6.06.15 | (*) The Contractor may price here any new items or additional quantity for an existing BOQ item, which are shown in the Drawings or any other Tender/Contract Documents but overlooked or not specifically mentioned herein and is necessary for the satisfactory completion of the Works/this section. Should the Contractor fail to insert any item here, it will be deemed that his lump sum Tender Price includes all such items and no claims for additional items will be entertained. |  | Sum | 1 | 0 | 0 | 0 | 0 | 0 | 0 | 0 | 0 | 0 | 0 | 0 | 0 | 0 | 0
| Note | Note Details
3.64.24 | - | Please attach one PDF file to be named "Additional Items for (insert bill no/name & Section No/name)" for the details of these additional items in the additional attachment area in the Commercial Envelope.
3.65 BILL NO. 6.07 – FLOOR, WALL AND CEILING FINISHES | [5 empty] | 41 (out of 41) | 1412090 | 41 (out of 41) | 1794145 | 41 (out of 41) | 1794145 | 41 (out of 41) | 1645456.5 | 41 (out of 41) | 2393363.1 | 41 (out of 41) | 2330651.084 | 41 (out of 41) | 2063205.227
| Note | Note Details
3.65.1 | - | FLOOR, WALL AND CEILING FINISHES
3.65.2 | - | Floor Finishes
3.65.3 | - | Porcelain floor tile
3.65.4 | - | Supply and installation of floor tiles fixing and grouting, including background
| Item Code | Description | Item Remarks | Unit of Measurement | Quantity/Base Price | Unit Price/Discount % | Total | Unit Price/Discount % | Total | Unit Price/Discount % | Total | Unit Price/Discount % | Total | Unit Price/Discount % | Total | Unit Price/Discount % | Total | Unit Price/Discount % | Total
3.65.5 | 6.07.01 | (*) 450 x 450 x 8 mm thick, porcelain tiles (F01-IM) |  | m2 | 240 | 65 | 15600 | 120 | 28800 | 120 | 28800 | 102 | 24480 | 121 | 29040 | 126.05 | 30252 | 126.47 | 30352.8
3.65.6 | 6.07.02 | (*) 600 x 600 x 8 mm thick, polished porcelain tiles (F02-JM) |  | m2 | 210 | 65 | 13650 | 130 | 27300 | 130 | 27300 | 160 | 33600 | 390 | 81900 | 266.08 | 55876.8 | 113.33 | 23799.3
3.65.7 | 6.07.03 | (*) 8mm thick Anti-slip pattern porcelain tiles with coved adges, for treads and risers (F05-JM) |  | m | 80 | 33 | 2640 | 160 | 12800 | 160 | 12800 | 83 | 6640 | 184 | 14720 | 192.57 | 15405.6 | 114.51 | 9160.8
3.65.8 | 6.07.04 | (*) 8 mm thick, anti-slip porcelain tiles with antiskid strips (F06-JM) |  | m2 | 50 | 65 | 3250 | 160 | 8000 | 160 | 8000 | 134 | 6700 | 266 | 13300 | 266.08 | 13304 | 96.14 | 4807
3.65.9 | 6.07.05 | (*) 600 x 600 x 10 mm thick, porcelain tiles (F07-JM) |  | m2 | 1080 | 77 | 83160 | 160 | 172800 | 160 | 172800 | 93 | 100440 | 390 | 421200 | 186.06 | 200944.8 | 113.33 | 122396.4
| Note | Note Details
3.65.10 | - | Porcelain floor tile skirting
| Item Code | Description | Item Remarks | Unit of Measurement | Quantity/Base Price | Unit Price/Discount % | Total | Unit Price/Discount % | Total | Unit Price/Discount % | Total | Unit Price/Discount % | Total | Unit Price/Discount % | Total | Unit Price/Discount % | Total | Unit Price/Discount % | Total
3.65.11 | 6.07.06 | (*) 100 x 450 x 8mm thick porcelain tile skirting (S01-IM) |  | m | 260 | 18 | 4680 | 25 | 6500 | 25 | 6500 | 22 | 5720 | 31 | 8060 | 71.9 | 18694 | 27.96 | 7269.6
3.65.12 | 6.07.07 | (*) 100 x 600 x 8mm thick porcelain tile skirting (S01-JM) |  | m | 340 | 20 | 6800 | 35 | 11900 | 35 | 11900 | 30 | 10200 | 55 | 18700 | 71.9 | 24446 | 28.97 | 9849.8
| Note | Note Details
3.65.13 | - | Ceramic floor tile
3.65.14 | - | Supply and installation of floor tiles fixing and grouting, including background
| Item Code | Description | Item Remarks | Unit of Measurement | Quantity/Base Price | Unit Price/Discount % | Total | Unit Price/Discount % | Total | Unit Price/Discount % | Total | Unit Price/Discount % | Total | Unit Price/Discount % | Total | Unit Price/Discount % | Total | Unit Price/Discount % | Total
3.65.15 | 6.07.08 | (*) 200 x 200 x 8 mm thick, Non slip Ceramic tiles (F02-IM) |  | m2 | 40 | 56 | 2240 | 80 | 3200 | 80 | 3200 | 121 | 4840 | 80 | 3200 | 141.05 | 5642 | 80.97 | 3238.8
3.65.16 | 6.07.09 | (*) 300 x 300 x 8 mm thick, Non slip ceramic tiles (F03-JM) |  | m2 | 180 | 56 | 10080 | 90 | 16200 | 90 | 16200 | 145 | 26100 | 390 | 70200 | 141.05 | 25389 | 81.98 | 14756.4
| Note | Note Details
3.65.17 | - | Ceramic floor tile skirting
| Item Code | Description | Item Remarks | Unit of Measurement | Quantity/Base Price | Unit Price/Discount % | Total | Unit Price/Discount % | Total | Unit Price/Discount % | Total | Unit Price/Discount % | Total | Unit Price/Discount % | Total | Unit Price/Discount % | Total | Unit Price/Discount % | Total
3.65.18 | 6.07.10 | (*) 100 x 200 x 8mm thick ceramic tile skirting (S03-IM) |  | m | 30 | 16 | 480 | 16 | 480 | 16 | 480 | 20 | 600 | 31 | 930 | 71.9 | 2157 | 25.94 | 778.2
| Note | Note Details
3.65.19 | - | Granite Floor Tiles
3.65.20 | - | Supply and installation of floor tiles fixing and grouting, including background
| Item Code | Description | Item Remarks | Unit of Measurement | Quantity/Base Price | Unit Price/Discount % | Total | Unit Price/Discount % | Total | Unit Price/Discount % | Total | Unit Price/Discount % | Total | Unit Price/Discount % | Total | Unit Price/Discount % | Total | Unit Price/Discount % | Total
3.65.21 | 6.07.11 | (*) 450 x 450 x 20 mm thick, pre-polished granite tiles (F03-IM) |  | m2 | 30 | 450 | 13500 | 400 | 12000 | 400 | 12000 | 94 | 2820 | 224 | 6720 | 307.59 | 9227.7 | 268.16 | 8044.8
3.65.22 | 6.07.12 | (*) 20 mm thick Pre-polished granite tile for internal stair case tread and riser with chamfered edges with anti slip groves (F04-IM) |  | m | 70 | 450 | 31500 | 400 | 28000 | 400 | 28000 | 102 | 7140 | 192 | 13440 | 251.56 | 17609.2 | 182.43 | 12770.1
3.65.23 | 6.07.13 | (*) 20 mm thick, flamed granite tiles with anti slip strips (F05-IM) |  | m2 | 10 | 488 | 4880 | 450 | 4500 | 450 | 4500 | 102 | 1020 | 379 | 3790 | 251.56 | 2515.6 | 418.42 | 4184.2
3.65.24 | 6.07.14 | (*) 100 x 450 x 8mm thick granite skirting (S02-IM) |  | m | 40 | 113 | 4520 | 50 | 2000 | 50 | 2000 | 21 | 840 | 47 | 1880 | 72.06 | 2882.4 | 64.69 | 2587.6
| Note | Note Details
3.65.25 | - | Terrazzo tile
3.65.26 | - | Supply and installation Terrazzo tiles fixing and grouting, including background and accessories, as per Drawings and Specification.
| Item Code | Description | Item Remarks | Unit of Measurement | Quantity/Base Price | Unit Price/Discount % | Total | Unit Price/Discount % | Total | Unit Price/Discount % | Total | Unit Price/Discount % | Total | Unit Price/Discount % | Total | Unit Price/Discount % | Total | Unit Price/Discount % | Total
3.65.27 | 6.07.15 | (*) 300 x 300 x 28 mm thick to floor (F08-JM) |  | m2 | 8 | 56 | 448 | 100 | 800 | 100 | 800 | 63 | 504 | 73 | 584 | 141.05 | 1128.4 | 90.07 | 720.56
| Note | Note Details
3.65.28 | - | Terrazzo tile skirting
| Item Code | Description | Item Remarks | Unit of Measurement | Quantity/Base Price | Unit Price/Discount % | Total | Unit Price/Discount % | Total | Unit Price/Discount % | Total | Unit Price/Discount % | Total | Unit Price/Discount % | Total | Unit Price/Discount % | Total | Unit Price/Discount % | Total
3.65.29 | 6.07.16 | (*) 100 x 300 x 20mm thick terrrazzo skirting (S02-JM) |  | m | 16 | 16 | 256 | 10 | 160 | 10 | 160 | 23 | 368 | 22 | 352 | 37.64 | 602.24 | 35.04 | 560.64
| Note | Note Details
3.65.30 | - | Decorative Carpet
3.65.31 | - | Supply and installation of decorative carpet as per drawing and specification
| Item Code | Description | Item Remarks | Unit of Measurement | Quantity/Base Price | Unit Price/Discount % | Total | Unit Price/Discount % | Total | Unit Price/Discount % | Total | Unit Price/Discount % | Total | Unit Price/Discount % | Total | Unit Price/Discount % | Total | Unit Price/Discount % | Total
3.65.32 | 6.07.17 | (*) Decorative Carpet (F01-JM) |  | m2 | 1100 | 188 | 206800 | 300 | 330000 | 300 | 330000 | 253 | 278300 | 253 | 278300 | 408.69 | 449559 | 262.65 | 288915
| Note | Note Details
3.65.33 | - | Wooden Skirting
| Item Code | Description | Item Remarks | Unit of Measurement | Quantity/Base Price | Unit Price/Discount % | Total | Unit Price/Discount % | Total | Unit Price/Discount % | Total | Unit Price/Discount % | Total | Unit Price/Discount % | Total | Unit Price/Discount % | Total | Unit Price/Discount % | Total
3.65.34 | 6.07.18 | (*) 100 x 1200 x 20mm thick Wooden Skirting (S03-JM) |  | m | 280 | 60 | 16800 | 30 | 8400 | 30 | 8400 | 92 | 25760 | 129 | 36120 | 107.55 | 30114 | 187.25 | 52430
| Note | Note Details
3.65.35 | - | Threshold
| Item Code | Description | Item Remarks | Unit of Measurement | Quantity/Base Price | Unit Price/Discount % | Total | Unit Price/Discount % | Total | Unit Price/Discount % | Total | Unit Price/Discount % | Total | Unit Price/Discount % | Total | Unit Price/Discount % | Total | Unit Price/Discount % | Total
3.65.36 | 6.07.19 | (*) 30 mm thick Granite threshold, different width, from 200 - 300 mm |  | m | 30 | 165 | 4950 | 120 | 3600 | 120 | 3600 | 92 | 2760 | 135 | 4050 | 204.35 | 6130.5 | 118.98 | 3569.4
| Note | Note Details
3.65.37 | - | Paint finish to floor
| Item Code | Description | Item Remarks | Unit of Measurement | Quantity/Base Price | Unit Price/Discount % | Total | Unit Price/Discount % | Total | Unit Price/Discount % | Total | Unit Price/Discount % | Total | Unit Price/Discount % | Total | Unit Price/Discount % | Total | Unit Price/Discount % | Total
3.65.38 | 6.07.20 | (*) 50mm thick floated concrete screed with epoxy coating (F06-IM & F04-JM) |  | m2 | 150 | 57 | 8550 | 60 | 9000 | 60 | 9000 | 69 | 10350 | 74 | 11100 | 80.66 | 12099 | 63.1 | 9465
| Note | Note Details
3.65.39 | - | Wall Finishes
3.65.40 | - | Cement plaster and paint finish to internal surfaces
| Item Code | Description | Item Remarks | Unit of Measurement | Quantity/Base Price | Unit Price/Discount % | Total | Unit Price/Discount % | Total | Unit Price/Discount % | Total | Unit Price/Discount % | Total | Unit Price/Discount % | Total | Unit Price/Discount % | Total | Unit Price/Discount % | Total
3.65.41 | 6.07.21 | (*) Plaster and acrylic based washable emulsion paint finish (W01) |  | m2 | 3440 | 42 | 144480 | 48 | 165120 | 48 | 165120 | 46 | 158240 | 45 | 154800 | 47.42 | 163124.8 | 49.57 | 170520.8
3.65.42 | 6.07.22 | (*) Plaster and alkyd based paint finish (W02) |  | m2 | 300 | 46 | 13800 | 50 | 15000 | 50 | 15000 | 48 | 14400 | 49 | 14700 | 53.5 | 16050 | 52.42 | 15726
3.65.43 | 6.07.23 | (*) Plaster and haritage texture pure acralic paint (W03-JM) |  | m2 | 500 | 66 | 33000 | 80 | 40000 | 80 | 40000 | 75 | 37500 | 61 | 30500 | 83.03 | 41515 | 77.44 | 38720
| Note | Note Details
3.65.44 | - | Ceramic wall tile
3.65.45 | - | Supply and installation of wall tiles, fixing and grouting, including background
| Item Code | Description | Item Remarks | Unit of Measurement | Quantity/Base Price | Unit Price/Discount % | Total | Unit Price/Discount % | Total | Unit Price/Discount % | Total | Unit Price/Discount % | Total | Unit Price/Discount % | Total | Unit Price/Discount % | Total | Unit Price/Discount % | Total
3.65.46 | 6.07.24 | (*) 200 x 300 x 8 mm thick, Ceramic tiles (W03-IM) |  | m2 | 130 | 56 | 7280 | 90 | 11700 | 90 | 11700 | 78 | 10140 | 75 | 9750 | 117.75 | 15307.5 | 89.85 | 11680.5
3.65.47 | 6.07.25 | (*) 200 x 300 x 6 mm thick, Glazed ceramic wall tiles (W04-JM) |  | m2 | 100 | 56 | 5600 | 90 | 9000 | 90 | 9000 | 78 | 7800 | 96 | 9600 | 117.75 | 11775 | 89.85 | 8985
3.65.48 | 6.07.26 | (*) 300 x 300 x 8 mm thick, Ceramic tiles (W05-JM) |  | m2 | 550 | 56 | 30800 | 120 | 66000 | 120 | 66000 | 78 | 42900 | 385 | 211750 | 115.59 | 63574.5 | 88.85 | 48867.5
| Note | Note Details
3.65.49 | - | Cistern Enclosure including 12.5 mm thick moisture resistance gypsum backing board, Granite top, plywood backing to granite top and complete
| Item Code | Description | Item Remarks | Unit of Measurement | Quantity/Base Price | Unit Price/Discount % | Total | Unit Price/Discount % | Total | Unit Price/Discount % | Total | Unit Price/Discount % | Total | Unit Price/Discount % | Total | Unit Price/Discount % | Total | Unit Price/Discount % | Total
3.65.50 | 6.07.27 | (*) 1200 x 200 x1200 mm overall size for Toilets |  | nr | 10 | 2074 | 20740 | 400 | 4000 | 400 | 4000 | 575 | 5750 | 2063 | 20630 | 528.72 | 5287.2 | 434.31 | 4343.1
3.65.51 | 6.07.28 | (*) 1400 x 200 x1200 mm overall size for Toilets |  | nr | 2 | 3387 | 6774 | 460 | 920 | 460 | 920 | 690 | 1380 | 2320 | 4640 | 565.18 | 1130.36 | 506.69 | 1013.38
3.65.52 | 6.07.29 | (*) 1700 x 200 x1200 mm overall size for Toilets |  | nr | 8 | 4039 | 32312 | 560 | 4480 | 560 | 4480 | 805 | 6440 | 2578 | 20624 | 659.39 | 5275.12 | 615.27 | 4922.16
3.65.53 | 6.07.30 | (*) 2300 x 200 x 1200 mm overall size for Disable Toilets |  | nr | 4 | 5310 | 21240 | 760 | 3040 | 760 | 3040 | 978 | 3912 | 2836 | 11344 | 790.22 | 3160.88 | 832.42 | 3329.68
| Note | Note Details
3.65.54 | - | Cement plaster and paint to external surfaces
| Item Code | Description | Item Remarks | Unit of Measurement | Quantity/Base Price | Unit Price/Discount % | Total | Unit Price/Discount % | Total | Unit Price/Discount % | Total | Unit Price/Discount % | Total | Unit Price/Discount % | Total | Unit Price/Discount % | Total | Unit Price/Discount % | Total
3.65.55 | 6.07.31 | (*) Plaster and haritage texture pure acralic paint to External facades |  | m2 | 3000 | 66 | 198000 | 80 | 240000 | 80 | 240000 | 75 | 225000 | 89 | 267000 | 83.03 | 249090 | 77.44 | 232320
3.65.56 | 6.07.32 | (*) Plaster and haritage texture pure acralic paint to External facades |  | m2 | 500 | 57 | 28500 | 80 | 40000 | 80 | 40000 | 75 | 37500 | 95 | 47500 | 83.03 | 41515 | 77.44 | 38720
3.65.57 | 6.07.33 | (*) Internal side of parapet (without plaster) |  | m2 | 600 | 27 | 16200 | 50 | 30000 | 50 | 30000 | 17 | 10200 | 28 | 16800 | 53.78 | 32268 | 28.43 | 17058
| Note | Note Details
3.65.58 | - | GRC Decorative Works
| Item Code | Description | Item Remarks | Unit of Measurement | Quantity/Base Price | Unit Price/Discount % | Total | Unit Price/Discount % | Total | Unit Price/Discount % | Total | Unit Price/Discount % | Total | Unit Price/Discount % | Total | Unit Price/Discount % | Total | Unit Price/Discount % | Total
3.65.59 | 6.07.34 | (*) GRC decorative for external facades as specified |  | m2 | 380 | 450 | 171000 | 425 | 161500 | 425 | 161500 | 575 | 218500 | 486 | 184680 | 483.98 | 183912.4 | 426.42 | 162039.6
| Note | Note Details
3.65.60 | - | Ceiling Finishes
3.65.61 | - | Plaster board ceiling to internal surfaces
3.65.62 | - | Supply and installation Plaster board including supporting framework, fittings and accessories as specified
| Item Code | Description | Item Remarks | Unit of Measurement | Quantity/Base Price | Unit Price/Discount % | Total | Unit Price/Discount % | Total | Unit Price/Discount % | Total | Unit Price/Discount % | Total | Unit Price/Discount % | Total | Unit Price/Discount % | Total | Unit Price/Discount % | Total
3.65.63 | 6.07.35 | (*) 12 mm thick plaster board with emulsion paint (C01) |  | m2 | 1360 | 73 | 99280 | 100 | 136000 | 100 | 136000 | 115 | 156400 | 137 | 186320 | 256.51 | 348853.6 | 126.98 | 172692.8
| Note | Note Details
3.65.64 | - | Suspended acoustical ceiling to internal surfaces
3.65.65 | - | Supply and installation of metal tiles installed with clip system galvanized metal suspension system, supporting framework, fittings and accessories
| Item Code | Description | Item Remarks | Unit of Measurement | Quantity/Base Price | Unit Price/Discount % | Total | Unit Price/Discount % | Total | Unit Price/Discount % | Total | Unit Price/Discount % | Total | Unit Price/Discount % | Total | Unit Price/Discount % | Total | Unit Price/Discount % | Total
3.65.66 | 6.07.36 | (*) 600 x 600 mm aluminium ceiling tiles (C02) |  | m2 | 380 | 81 | 30780 | 85 | 32300 | 85 | 32300 | 92 | 34960 | 116 | 44080 | 172.08 | 65390.4 | 134.56 | 51132.8
| Note | Note Details
3.65.67 | - | Cement plaster and paint finish to internal surfaces
| Item Code | Description | Item Remarks | Unit of Measurement | Quantity/Base Price | Unit Price/Discount % | Total | Unit Price/Discount % | Total | Unit Price/Discount % | Total | Unit Price/Discount % | Total | Unit Price/Discount % | Total | Unit Price/Discount % | Total | Unit Price/Discount % | Total
3.65.68 | 6.07.37 | (*) Plaster and washable emulsion paint to soffits and ceiling (C03) |  | m2 | 760 | 42 | 31920 | 60 | 45600 | 60 | 45600 | 46 | 34960 | 45 | 34200 | 54.85 | 41686 | 49.57 | 37673.2
3.65.69 | 6.07.38 | (*) Plaster and pure acrylic paint with crack bridgeable and anti carbonation properties to ceiling (C04-JM) |  | m2 | 1220 | 44 | 53680 | 70 | 85400 | 70 | 85400 | 52 | 63440 | 58 | 70760 | 69.91 | 85290.2 | 57.15 | 69723
| Note | Note Details
3.65.70 | - | Ablution Area Works
| Item Code | Description | Item Remarks | Unit of Measurement | Quantity/Base Price | Unit Price/Discount % | Total | Unit Price/Discount % | Total | Unit Price/Discount % | Total | Unit Price/Discount % | Total | Unit Price/Discount % | Total | Unit Price/Discount % | Total | Unit Price/Discount % | Total
3.65.71 | 6.07.39 | (*) Ablusion countertops; comprising 20 mm thick polished granite countertop; including light weight concrete fill, concrete top, all necessary fixing accessories; all in accordance with the Specification |  | m | 20.7 | 600 | 12420 | 350 | 7245 | 350 | 7245 | 575 | 11902.5 | 773 | 16001.1 | 225.32 | 4664.124 | 192.91 | 3993.237
3.65.72 | 6.07.40 | (*) Ablusion seat tops; comprising 20 mm thick polished granite seat top; including ablusion seat as per drawing and all necessary fixing accessories; all in accordance with the Specification |  | nr | 26 | 750 | 19500 | 400 | 10400 | 400 | 10400 | 575 | 14950 | 773 | 20098 | 241.99 | 6291.74 | 852.5 | 22165
| Note | Note Details
3.65.73 | - | Contractor's Adjustment
| Item Code | Description | Item Remarks | Unit of Measurement | Quantity/Base Price | Unit Price/Discount % | Total | Unit Price/Discount % | Total | Unit Price/Discount % | Total | Unit Price/Discount % | Total | Unit Price/Discount % | Total | Unit Price/Discount % | Total | Unit Price/Discount % | Total
3.65.74 | 6.07.41 | (*) The Contractor may price here any new items or additional quantity for an existing BOQ item, which are shown in the Drawings or any other Tender/Contract Documents but overlooked or not specifically mentioned herein and is necessary for the satisfactory completion of the Works/this section. Should the Contractor fail to insert any item here, it will be deemed that his lump sum Tender Price includes all such items and no claims for additional items will be entertained. |  | Sum | 1 | 0 | 0 | 0 | 0 | 0 | 0 | 0 | 0 | 0 | 0 | 21510.02 | 21510.02 | 337923.07 | 337923.07
| Note | Note Details
3.65.75 | - | Please attach one PDF file to be named "Additional Items for (insert bill no/name & Section No/name)" for the details of these additional items in the additional attachment area in the Commercial Envelope.
3.66 BILL NO. 6.08 – KITCHEN CABINETS | [5 empty] | 3 (out of 3) | 37467 | 3 (out of 3) | 26100 | 3 (out of 3) | 26100 | 3 (out of 3) | 29210 | 3 (out of 3) | 28107 | 3 (out of 3) | 104127.34 | 3 (out of 3) | 49682.92
| Note | Note Details
3.66.1 | - | KITCHEN CABINETS
| Item Code | Description | Item Remarks | Unit of Measurement | Quantity/Base Price | Unit Price/Discount % | Total | Unit Price/Discount % | Total | Unit Price/Discount % | Total | Unit Price/Discount % | Total | Unit Price/Discount % | Total | Unit Price/Discount % | Total | Unit Price/Discount % | Total
3.66.2 | 6.08.01 | (*) Supply & fix kitchen cabinet (Base and wall units) with Moisture resistant white Melamine MDF shutters in post formed laminated MDF, drawers including Kitchen sink, Cooker Hood, Mixer and Counter Top all complete as per detail drawings and Specification. |  | Item | 1 | 15596 | 15596 | 12000 | 12000 | 12000 | 12000 | 11500 | 11500 | 8384 | 8384 | 43364.21 | 43364.21 | 26411.51 | 26411.51
| Note | Note Details
3.66.3 | - | WARDROBES
| Item Code | Description | Item Remarks | Unit of Measurement | Quantity/Base Price | Unit Price/Discount % | Total | Unit Price/Discount % | Total | Unit Price/Discount % | Total | Unit Price/Discount % | Total | Unit Price/Discount % | Total | Unit Price/Discount % | Total | Unit Price/Discount % | Total
3.66.4 | 6.08.02 | (*) Supply & fix wardrobes with Moisture resistant MDF, shutters in post formed laminated MDF including all complete accessories as per detail drawings and Specification. |  | Item | 1 | 21871 | 21871 | 14100 | 14100 | 14100 | 14100 | 17710 | 17710 | 19723 | 19723 | 60763.13 | 60763.13 | 23271.41 | 23271.41
| Note | Note Details
3.66.5 | - | Contractor's Adjustment
| Item Code | Description | Item Remarks | Unit of Measurement | Quantity/Base Price | Unit Price/Discount % | Total | Unit Price/Discount % | Total | Unit Price/Discount % | Total | Unit Price/Discount % | Total | Unit Price/Discount % | Total | Unit Price/Discount % | Total | Unit Price/Discount % | Total
3.66.6 | 6.08.03 | (*) The Contractor may price here any new items or additional quantity for an existing BOQ item, which are shown in the Drawings or any other Tender/Contract Documents but overlooked or not specifically mentioned herein and is necessary for the satisfactory completion of the Works/this section. Should the Contractor fail to insert any item here, it will be deemed that his lump sum Tender Price includes all such items and no claims for additional items will be entertained. |  | Sum | 1 | 0 | 0 | 0 | 0 | 0 | 0 | 0 | 0 | 0 | 0 | 0 | 0 | 0 | 0
| Note | Note Details
3.66.7 | - | Please attach one PDF file to be named "Additional Items for (insert bill no/name & Section No/name)" for the details of these additional items in the additional attachment area in the Commercial Envelope.
3.67 BILL NO. 6.09 – ELECTRICAL INSTALLATION | [5 empty] | 107 (out of 107) | 1599418 | 107 (out of 107) | 2305560 | 107 (out of 107) | 2305560 | 107 (out of 107) | 2169197 | 107 (out of 107) | 1153079 | 107 (out of 107) | 3422866.75 | 107 (out of 107) | 2991502.49
| Note | Note Details
3.67.1 | - | ELECTRICAL WORKS
3.67.2 | - | ELECTRICAL INSTALLATIONS
| Item Code | Description | Item Remarks | Unit of Measurement | Quantity/Base Price | Unit Price/Discount % | Total | Unit Price/Discount % | Total | Unit Price/Discount % | Total | Unit Price/Discount % | Total | Unit Price/Discount % | Total | Unit Price/Discount % | Total | Unit Price/Discount % | Total
3.67.3 | 6.09.01 | (*) Allow for all works required & shown on drawings for house connection and incoming main installation including liaising and paying connection charges for acquiring main supply, coordination with AADC & ETISALT/ Service provider for obtaining permanent power and telephone connection to the masjid and imam building, approvals from local authorities for various services like electricity, telephone, etc. also for complying with latest wiring regulations of the relevant authorities |  | Item | 1 | 1599418 | 1599418 | 36410 | 36410 | 36410 | 36410 | 15000 | 15000 | 0 | 0 | 0 | 0 | 0 | 0
| Note | Note Details
3.67.4 | - | MAIN DISTRIBUTION BOARD
| Item Code | Description | Item Remarks | Unit of Measurement | Quantity/Base Price | Unit Price/Discount % | Total | Unit Price/Discount % | Total | Unit Price/Discount % | Total | Unit Price/Discount % | Total | Unit Price/Discount % | Total | Unit Price/Discount % | Total | Unit Price/Discount % | Total
3.67.5 | 6.09.02 | (*) Supply, install, test & connect low voltage main distribution board comprising all breakers bus-bars, meters, indicator all in accordance with specification and as detailed in drawing. |  | nr | 2 | 0 | 0 | 10000 | 20000 | 10000 | 20000 | 46500 | 93000 | 8118 | 16236 | 11194.16 | 22388.32 | 0 | 0
| Note | Note Details
3.67.6 | - | FINAL DISTRIBUTION BOARDS
3.67.7 | - | Supply, install, test and connect all final distribution board MCB boards, including MCBIS-9ka contactor, cable termination etc… as per Specification and drawings.
| Item Code | Description | Item Remarks | Unit of Measurement | Quantity/Base Price | Unit Price/Discount % | Total | Unit Price/Discount % | Total | Unit Price/Discount % | Total | Unit Price/Discount % | Total | Unit Price/Discount % | Total | Unit Price/Discount % | Total | Unit Price/Discount % | Total
3.67.8 | 6.09.03 | (*) LP-LM-G |  | nr | 2 | 0 | 0 | 3763 | 7526 | 3763 | 7526 | 3950 | 7900 | 2376 | 4752 | 3541.41 | 7082.82 | 0 | 0
3.67.9 | 6.09.04 | (*) PP-LM-G |  | nr | 2 | 0 | 0 | 3401 | 6802 | 3401 | 6802 | 1950 | 3900 | 2941 | 5882 | 2245.65 | 4491.3 | 0 | 0
3.67.10 | 6.09.05 | (*) UDB-LM-G |  | nr | 2 | 0 | 0 | 1606 | 3212 | 1606 | 3212 | 1650 | 3300 | 1271 | 2542 | 1032.48 | 2064.96 | 0 | 0
3.67.11 | 6.09.06 | (*) DB-LM-R |  | nr | 2 | 0 | 0 | 3521 | 7042 | 3521 | 7042 | 2850 | 5700 | 1918 | 3836 | 1238.98 | 2477.96 | 0 | 0
3.67.12 | 6.09.07 | (*) MCC-LM-R |  | nr | 2 | 0 | 0 | 7080 | 14160 | 7080 | 14160 | 35000 | 70000 | 4941 | 9882 | 5781.89 | 11563.78 | 0 | 0
3.67.13 | 6.09.08 | (*) DB-IR-G |  | nr | 2 | 0 | 0 | 2885 | 5770 | 2885 | 5770 | 4150 | 8300 | 2118 | 4236 | 1238.98 | 2477.96 | 0 | 0
3.67.14 | 6.09.09 | (*) DB-IR-R |  | nr | 2 | 0 | 0 | 3413 | 6826 | 3413 | 6826 | 1950 | 3900 | 2118 | 4236 | 1238.98 | 2477.96 | 0 | 0
3.67.15 | 6.09.10 | (*) LCP-LM-G |  | nr | 2 | 0 | 0 | 6000 | 12000 | 6000 | 12000 | 25000 | 50000 | 2941 | 5882 | 3887.29 | 7774.58 | 0 | 0
| Note | Note Details
3.67.16 | - | UNINTERRUPTABLE POWER SUPPLY (UPS)
3.67.17 | - | Supply, installation, testing and commissioning of UPS system 50Hz. UPS unit including all necessary accessories, ancillary works and all materials required to complete installation as per Specification and drawings
| Item Code | Description | Item Remarks | Unit of Measurement | Quantity/Base Price | Unit Price/Discount % | Total | Unit Price/Discount % | Total | Unit Price/Discount % | Total | Unit Price/Discount % | Total | Unit Price/Discount % | Total | Unit Price/Discount % | Total | Unit Price/Discount % | Total
3.67.18 | 6.09.11 | (*) UPS, 8KVA - 30 Min. |  | nr | 2 | 0 | 0 | 30000 | 60000 | 30000 | 60000 | 16974 | 33948 | 29412 | 58824 | 26844.51 | 53689.02 | 0 | 0
| Note | Note Details
3.67.19 | - | CAPACITOR BANK (POWER FACTOR CORRECTION UNIT)
3.67.20 | - | Supply, installation, testing and commissioning of capacitor bank for 400V power supply system on main distribution board to improve power factor of the system to 0.92 as per Specification and drawings.
| Item Code | Description | Item Remarks | Unit of Measurement | Quantity/Base Price | Unit Price/Discount % | Total | Unit Price/Discount % | Total | Unit Price/Discount % | Total | Unit Price/Discount % | Total | Unit Price/Discount % | Total | Unit Price/Discount % | Total | Unit Price/Discount % | Total
3.67.21 | 6.09.12 | (*) 40 KVAR |  | nr | 2 | 0 | 0 | 8000 | 16000 | 8000 | 16000 | 10671 | 21342 | 7059 | 14118 | 12623.81 | 25247.62 | 0 | 0
| Note | Note Details
3.67.22 | - | LOW VOLTAGE CABLES
3.67.23 | - | Supply, installation, testing and commissioning of low voltage armoured XLPE insulated, PVC sheathed, copper conductors multicore cables as specified below including all conduits, cable trays, pull boxes, termination, identification, related civil works, fitting & fixation accessories as per Specification and drawings.
| Item Code | Description | Item Remarks | Unit of Measurement | Quantity/Base Price | Unit Price/Discount % | Total | Unit Price/Discount % | Total | Unit Price/Discount % | Total | Unit Price/Discount % | Total | Unit Price/Discount % | Total | Unit Price/Discount % | Total | Unit Price/Discount % | Total
3.67.24 | 6.09.13 | (*) MDB to LP-LM-G (4Cx10mm2 XLPE/SWA/PVC +1Cx10mm2 Y/G) |  | m | 20 | 0 | 0 | 35 | 700 | 35 | 700 | 27 | 540 | 35 | 700 | 52.4 | 1048 | 0 | 0
3.67.25 | 6.09.14 | (*) MDB to PP-LM-G (4Cx16mm2 XLPE/SWA/PVC +1Cx16mm2 Y/G) |  | m | 20 | 0 | 0 | 47 | 940 | 47 | 940 | 34 | 680 | 45 | 900 | 69.81 | 1396.2 | 0 | 0
3.67.26 | 6.09.15 | (*) MDB to MCC-LM-R (4Cx35mm2 XLPE/SWA/PVC +1Cx16mm2 Y/G) |  | m | 140 | 0 | 0 | 79 | 11060 | 79 | 11060 | 55 | 7700 | 64 | 8960 | 125.03 | 17504.2 | 0 | 0
3.67.27 | 6.09.16 | (*) MDB to UDB-LM-G (4Cx10mm2 XLPE/SWA/PVC +1Cx10mm2 Y/G) |  | m | 20 | 0 | 0 | 35 | 700 | 35 | 700 | 27 | 540 | 35 | 700 | 52.41 | 1048.2 | 0 | 0
3.67.28 | 6.09.17 | (*) MDB to DB-LM-R (4Cx10mm2 XLPE/SWA/PVC +1Cx16mm2 Y/G) |  | m | 160 | 0 | 0 | 35 | 5600 | 35 | 5600 | 27 | 4320 | 35 | 5600 | 52.41 | 8385.6 | 0 | 0
3.67.29 | 6.09.18 | (*) MDB to DB-IR-G (4Cx25mm2 XLPE/SWA/PVC +1Cx16mm2 Y/G) |  | m | 100 | 0 | 0 | 60 | 6000 | 60 | 6000 | 41 | 4100 | 53 | 5300 | 96.31 | 9631 | 0 | 0
3.67.30 | 6.09.19 | (*) MDB to DB-IR-R (4Cx10mm2 XLPE/SWA/PVC +1Cx10mm2 Y/G) |  | m | 110 | 0 | 0 | 35 | 3850 | 35 | 3850 | 27 | 2970 | 35 | 3850 | 52.41 | 5765.1 | 0 | 0
3.67.31 | 6.09.20 | (*) MDB to CAPACITOR BANK (4Cx35mm2 XLPE/SWA/PVC +1Cx16mm2 Y/G) |  | m | 20 | 0 | 0 | 79 | 1580 | 79 | 1580 | 55 | 1100 | 64 | 1280 | 125.03 | 2500.6 | 0 | 0
3.67.32 | 6.09.21 | (*) MDB to SPD (4Cx16mm2 XLPE/SWA/PVC +1Cx16mm2 Y/G) |  | m | 20 | 0 | 0 | 47 | 940 | 47 | 940 | 34 | 680 | 45 | 900 | 69.81 | 1396.2 | 0 | 0
| Note | Note Details
3.67.33 | - | LIGHTING SWITCHES
3.67.34 | - | Supply, installation, connecting, testing and commissioning of lighting switches 10A, 230V & sensors as specified below including pvc conduits, conduit fittings, boxes, earthing terminations, copper conductors up to switches, accessories and all necessary civil works as per Specification and drawings.
| Item Code | Description | Item Remarks | Unit of Measurement | Quantity/Base Price | Unit Price/Discount % | Total | Unit Price/Discount % | Total | Unit Price/Discount % | Total | Unit Price/Discount % | Total | Unit Price/Discount % | Total | Unit Price/Discount % | Total | Unit Price/Discount % | Total
3.67.35 | 6.09.22 | (*) 1 gang 1 way Switch |  | nr | 22 | 0 | 0 | 240 | 5280 | 240 | 5280 | 128 | 2816 | 171 | 3762 | 326.68 | 7186.96 | 0 | 0
3.67.36 | 6.09.23 | (*) 2 gang 1 way Switch |  | nr | 10 | 0 | 0 | 280 | 2800 | 280 | 2800 | 95 | 950 | 176 | 1760 | 335.76 | 3357.6 | 0 | 0
3.67.37 | 6.09.24 | (*) 1 gang 2 way switch |  | nr | 8 | 0 | 0 | 280 | 2240 | 280 | 2240 | 95 | 760 | 176 | 1408 | 327.09 | 2616.72 | 0 | 0
3.67.38 | 6.09.25 | (*) 1 gang 1 way switch W/P |  | nr | 6 | 0 | 0 | 320 | 1920 | 320 | 1920 | 183 | 1098 | 207 | 1242 | 330.39 | 1982.34 | 0 | 0
3.67.39 | 6.09.26 | (*) Movement sensor |  | nr | 2 | 0 | 0 | 2000 | 4000 | 2000 | 4000 | 507 | 1014 | 294 | 588 | 681.44 | 1362.88 | 0 | 0
3.67.40 | 6.09.27 | (*) Occupancy sensor |  | nr | 10 | 0 | 0 | 1800 | 18000 | 1800 | 18000 | 507 | 5070 | 353 | 3530 | 681.44 | 6814.4 | 0 | 0
3.67.41 | 6.09.28 | (*) Door bell |  | nr | 2 | 0 | 0 | 300 | 600 | 300 | 600 | 132 | 264 | 71 | 142 | 375.82 | 751.64 | 0 | 0
3.67.42 | 6.09.29 | (*) Bell push button |  | nr | 2 | 0 | 0 | 320 | 640 | 320 | 640 | 96 | 192 | 24 | 48 | 334.52 | 669.04 | 0 | 0
| Note | Note Details
3.67.43 | - | POWER SOCKETS
3.67.44 | - | Supply, installation, connecting, testing and commissioning of normal and power sockets as specified below including pvc conduits, conduit fittings, boxes, earthing terminations, copper conductors, all fixings supports and all necessary works from the panel boards to socket outlets as per Specification and drawings.
| Item Code | Description | Item Remarks | Unit of Measurement | Quantity/Base Price | Unit Price/Discount % | Total | Unit Price/Discount % | Total | Unit Price/Discount % | Total | Unit Price/Discount % | Total | Unit Price/Discount % | Total | Unit Price/Discount % | Total | Unit Price/Discount % | Total
3.67.45 | 6.09.30 | (*) 13A single switched socket |  | nr | 66 | 0 | 0 | 280 | 18480 | 280 | 18480 | 161 | 10626 | 169 | 11154 | 351.04 | 23168.64 | 0 | 0
3.67.46 | 6.09.31 | (*) 13A weather proof single switched socket |  | nr | 62 | 0 | 0 | 400 | 24800 | 400 | 24800 | 194 | 12028 | 194 | 12028 | 465.86 | 28883.32 | 0 | 0
3.67.47 | 6.09.32 | (*) 13A twin switched socket |  | nr | 74 | 0 | 0 | 320 | 23680 | 320 | 23680 | 171 | 12654 | 181 | 13394 | 360.13 | 26649.62 | 0 | 0
3.67.48 | 6.09.33 | (*) 15A weather proof single switched socket |  | nr | 2 | 0 | 0 | 480 | 960 | 480 | 960 | 230 | 460 | 224 | 448 | 536.89 | 1073.78 | 0 | 0
3.67.49 | 6.09.34 | (*) Shaver socket outlet |  | nr | 4 | 0 | 0 | 280 | 1120 | 280 | 1120 | 255 | 1020 | 306 | 1224 | 483.2 | 1932.8 | 0 | 0
3.67.50 | 6.09.35 | (*) 20A DP switch with outlet for A/C |  | nr | 14 | 0 | 0 | 350 | 4900 | 350 | 4900 | 189 | 2646 | 186 | 2604 | 341.13 | 4775.82 | 0 | 0
3.67.51 | 6.09.36 | (*) 20A Flex outlet |  | nr | 8 | 0 | 0 | 300 | 2400 | 300 | 2400 | 141 | 1128 | 129 | 1032 | 346.91 | 2775.28 | 0 | 0
3.67.52 | 6.09.37 | (*) 45A cooker control unit |  | nr | 2 | 0 | 0 | 400 | 800 | 400 | 800 | 395 | 790 | 214 | 428 | 355.17 | 710.34 | 0 | 0
3.67.53 | 6.09.38 | (*) DP socket outlet for cooker control |  | nr | 2 | 0 | 0 | 300 | 600 | 300 | 600 | 189 | 378 | 186 | 372 | 342.78 | 685.56 | 0 | 0
3.67.54 | 6.09.39 | (*) 20A DP switch with neon indicator for WH |  | nr | 18 | 0 | 0 | 350 | 6300 | 350 | 6300 | 189 | 3402 | 186 | 3348 | 341.13 | 6140.34 | 0 | 0
3.67.55 | 6.09.40 | (*) Hand dryer outlet |  | nr | 6 | 0 | 0 | 320 | 1920 | 320 | 1920 | 189 | 1134 | 169 | 1014 | 347.33 | 2083.98 | 0 | 0
3.67.56 | 6.09.41 | (*) Exhaust fan point (with 3A fused spur flexible outlet) |  | nr | 10 | 0 | 0 | 300 | 3000 | 300 | 3000 | 161 | 1610 | 127 | 1270 | 342.78 | 3427.8 | 0 | 0
3.67.57 | 6.09.42 | (*) Electrical Outlet For (Water Tape sensor, wifi Access point , Intercom unit) |  | nr | 48 | 0 | 0 | 280 | 13440 | 280 | 13440 | 161 | 7728 | 169 | 8112 | 355.17 | 17048.16 | 0 | 0
3.67.58 | 6.09.43 | (*) KWH meter outside the electrical room with GRP enclosure as per AADC requirements. |  | nr | 2 | 0 | 0 | 2500 | 5000 | 2500 | 5000 | 161 | 322 | 2941 | 5882 | 0 | 0 | 0 | 0
| Note | Note Details
3.67.59 | - | ISOLATORS
3.67.60 | - | Supply, installation, connecting, testing and commissioning of isolators as specified below including pvc conduits, conduit fittings, boxes, earthing terminations, copper conductors, all fixings supports and all necessary works from the panel boards to isolators as per Specification and drawings.
| Item Code | Description | Item Remarks | Unit of Measurement | Quantity/Base Price | Unit Price/Discount % | Total | Unit Price/Discount % | Total | Unit Price/Discount % | Total | Unit Price/Discount % | Total | Unit Price/Discount % | Total | Unit Price/Discount % | Total | Unit Price/Discount % | Total
3.67.61 | 6.09.44 | (*) 16 A Weather proof SPN isolator |  | nr | 4 | 0 | 0 | 325 | 1300 | 325 | 1300 | 995 | 3980 | 294 | 1176 | 475.77 | 1903.08 | 0 | 0
3.67.62 | 6.09.45 | (*) 20A Weather proof SPN Isolator |  | nr | 38 | 0 | 0 | 330 | 12540 | 330 | 12540 | 995 | 37810 | 235 | 8930 | 481.55 | 18298.9 | 0 | 0
3.67.63 | 6.09.46 | (*) 32A Weather proof SPN Isolator |  | nr | 4 | 0 | 0 | 370 | 1480 | 370 | 1480 | 996 | 3984 | 304 | 1216 | 532.93 | 2131.72 | 0 | 0
3.67.64 | 6.09.47 | (*) 40A Weather proof SPN Isolator |  | nr | 6 | 0 | 0 | 375 | 2250 | 375 | 2250 | 996 | 5976 | 304 | 1824 | 576.54 | 3459.24 | 0 | 0
3.67.65 | 6.09.48 | (*) 20A Weather proof TP Isolator |  | nr | 10 | 0 | 0 | 360 | 3600 | 360 | 3600 | 1419 | 14190 | 471 | 4710 | 495.26 | 4952.6 | 0 | 0
3.67.66 | 6.09.49 | (*) 32A Weather proof TP Isolator |  | nr | 2 | 0 | 0 | 380 | 760 | 380 | 760 | 1419 | 2838 | 562 | 1124 | 544.92 | 1089.84 | 0 | 0
3.67.67 | 6.09.50 | (*) 40A Weather proof TP Isolator |  | nr | 2 | 0 | 0 | 410 | 820 | 410 | 820 | 1419 | 2838 | 539 | 1078 | 573.23 | 1146.46 | 0 | 0
3.67.68 | 6.09.51 | (*) 63A Weather proof TP Isolator |  | nr | 2 | 0 | 0 | 560 | 1120 | 560 | 1120 | 1812 | 3624 | 953 | 1906 | 687.22 | 1374.44 | 0 | 0
| Note | Note Details
3.67.69 | - | LIGHT FITTINGS
3.67.70 | - | Supply, installation, connecting, testing and commissioning of lighting fixtures including all lamps, mounting brackets, suspension cords, accessories and all necessary auxiliary works as per Specification and drawings.
| Item Code | Description | Item Remarks | Unit of Measurement | Quantity/Base Price | Unit Price/Discount % | Total | Unit Price/Discount % | Total | Unit Price/Discount % | Total | Unit Price/Discount % | Total | Unit Price/Discount % | Total | Unit Price/Discount % | Total | Unit Price/Discount % | Total
3.67.71 | 6.09.52 | (*) Type F1 |  | nr | 56 | 0 | 0 | 900 | 50400 | 900 | 50400 | 189 | 10584 | 135 | 7560 | 623.63 | 34923.28 | 0 | 0
3.67.72 | 6.09.53 | (*) Type F2 |  | nr | 12 | 0 | 0 | 511 | 6132 | 511 | 6132 | 213 | 2556 | 112 | 1344 | 623.63 | 7483.56 | 0 | 0
3.67.73 | 6.09.54 | (*) Type F3 |  | nr | 232 | 0 | 0 | 550 | 127600 | 550 | 127600 | 222 | 51504 | 147 | 34104 | 842.24 | 195399.68 | 0 | 0
3.67.74 | 6.09.55 | (*) Type F4 |  | nr | 82 | 0 | 0 | 1142 | 93644 | 1142 | 93644 | 195 | 15990 | 265 | 21730 | 1465.5 | 120171 | 0 | 0
3.67.75 | 6.09.56 | (*) Type F5 |  | nr | 80 | 0 | 0 | 462 | 36960 | 462 | 36960 | 317 | 25360 | 359 | 28720 | 427.57 | 34205.6 | 0 | 0
3.67.76 | 6.09.57 | (*) Type F6 |  | nr | 28 | 0 | 0 | 620 | 17360 | 620 | 17360 | 225 | 6300 | 359 | 10052 | 1465.5 | 41034 | 0 | 0
3.67.77 | 6.09.58 | (*) Type F7 |  | nr | 18 | 0 | 0 | 153 | 2754 | 153 | 2754 | 320 | 5760 | 206 | 3708 | 1465.5 | 26379 | 0 | 0
3.67.78 | 6.09.59 | (*) Type F8 |  | nr | 4 | 0 | 0 | 330 | 1320 | 330 | 1320 | 279 | 1116 | 288 | 1152 | 1561.99 | 6247.96 | 0 | 0
3.67.79 | 6.09.60 | (*) Type F9 |  | nr | 4 | 0 | 0 | 282 | 1128 | 282 | 1128 | 295 | 1180 | 265 | 1060 | 829.5 | 3318 | 0 | 0
3.67.80 | 6.09.61 | (*) Type F10 |  | nr | 30 | 0 | 0 | 568 | 17040 | 568 | 17040 | 315 | 9450 | 218 | 6540 | 2103.66 | 63109.8 | 0 | 0
3.67.81 | 6.09.62 | (*) Type F11 |  | nr | 10 | 0 | 0 | 25000 | 250000 | 25000 | 250000 | 878 | 8780 | 647 | 6470 | 4129.92 | 41299.2 | 0 | 0
3.67.82 | 6.09.63 | (*) Type F12 |  | nr | 2 | 0 | 0 | 100000 | 200000 | 100000 | 200000 | 2800 | 5600 | 9412 | 18824 | 25812.03 | 51624.06 | 0 | 0
3.67.83 | 6.09.64 | (*) Type F13 |  | nr | 80 | 0 | 0 | 450 | 36000 | 450 | 36000 | 4750 | 380000 | 159 | 12720 | 1603.4 | 128272 | 0 | 0
3.67.84 | 6.09.65 | (*) Type F14 |  | nr | 18 | 0 | 0 | 492 | 8856 | 492 | 8856 | 260 | 4680 | 182 | 3276 | 676.64 | 12179.52 | 0 | 0
3.67.85 | 6.09.66 | (*) Type F15 |  | nr | 14 | 0 | 0 | 502 | 7028 | 502 | 7028 | 270 | 3780 | 676 | 9464 | 571.45 | 8000.3 | 0 | 0
3.67.86 | 6.09.67 | (*) Type F16 |  | nr | 12 | 0 | 0 | 960 | 11520 | 960 | 11520 | 295 | 3540 | 265 | 3180 | 571.45 | 6857.4 | 0 | 0
| Note | Note Details
3.67.87 | - | LIGHTING POINTS
3.67.88 | - | Supply, installation, connecting, testing and commissioning of lighting points including conduits, conduit fittings, boxes, copper conductors not less than 2.5 mm² wiring for lighting points, earthing terminations, accessories and all necessary civil works as per Specification and drawings.
| Item Code | Description | Item Remarks | Unit of Measurement | Quantity/Base Price | Unit Price/Discount % | Total | Unit Price/Discount % | Total | Unit Price/Discount % | Total | Unit Price/Discount % | Total | Unit Price/Discount % | Total | Unit Price/Discount % | Total | Unit Price/Discount % | Total
3.67.89 | 6.09.68 | (*) Lighting Point |  | nr | 682 | 0 | 0 | 345 | 235290 | 345 | 235290 | 180 | 122760 | 106 | 72292 | 309.74 | 211242.68 | 0 | 0
| Note | Note Details
3.67.90 | - | EARTHING SYSTEM
| Item Code | Description | Item Remarks | Unit of Measurement | Quantity/Base Price | Unit Price/Discount % | Total | Unit Price/Discount % | Total | Unit Price/Discount % | Total | Unit Price/Discount % | Total | Unit Price/Discount % | Total | Unit Price/Discount % | Total | Unit Price/Discount % | Total
3.67.91 | 6.09.69 | (*) Supply, installation, testing and commissioning of a complete protective earthing system for the building, earthing should be done with proper cables as per B.S including earthing pits, earthing electrodes, potential equalizing bar, bare copper conductors, fixing brackets, test links, suspensions, drilling, all necessary accessories, ancillary works and all materials required to complete installation as per Specification, drawings and to be approved from AADC & Etisalat. |  | Item | 1 | 0 | 0 | 26000 | 26000 | 26000 | 26000 | 118929 | 118929 | 9412 | 9412 | 25650.05 | 25650.05 | 0 | 0
| Note | Note Details
3.67.92 | - | LIGHTNING PROTECTION SYSTEM
| Item Code | Description | Item Remarks | Unit of Measurement | Quantity/Base Price | Unit Price/Discount % | Total | Unit Price/Discount % | Total | Unit Price/Discount % | Total | Unit Price/Discount % | Total | Unit Price/Discount % | Total | Unit Price/Discount % | Total | Unit Price/Discount % | Total
3.67.93 | 6.09.70 | (*) Supply, installation, testing and commissioning of a complete lightning protection system for the building including air terminals, tinned bare copper conductors, all necessary accessories, ancillary works and all materials required to complete installation as per Specification and drawings and to be approved from local authorities . |  | Item | 1 | 0 | 0 | 290000 | 290000 | 290000 | 290000 | 216882 | 216882 | 11765 | 11765 | 56588.79 | 56588.79 | 0 | 0
| Note | Note Details
3.67.94 | - | CENTRAL MONITORING SYSTEM (CMS)
| Item Code | Description | Item Remarks | Unit of Measurement | Quantity/Base Price | Unit Price/Discount % | Total | Unit Price/Discount % | Total | Unit Price/Discount % | Total | Unit Price/Discount % | Total | Unit Price/Discount % | Total | Unit Price/Discount % | Total | Unit Price/Discount % | Total
3.67.95 | 6.09.71 | (*) Supply, installation, testing and commissioning of a complete central monitoring system for all electrical & water meters in the building including pvc conduits, conduit fittings, boxes, earthing terminations, copper conductors, connections to all meters, all necessary accessories, ancillary works and all materials required to complete installation. |  | Item | 1 | 0 | 0 | 100000 | 100000 | 100000 | 100000 | 104300 | 104300 | 47059 | 47059 | 37169.32 | 37169.32 | 0 | 0
| Note | Note Details
3.67.96 | - | LOW CURRENT SYSTEMS
3.67.97 | - | FIRE ALARM SYSTEM
3.67.98 | - | Supply, installation, testing and handing over the following:
| Item Code | Description | Item Remarks | Unit of Measurement | Quantity/Base Price | Unit Price/Discount % | Total | Unit Price/Discount % | Total | Unit Price/Discount % | Total | Unit Price/Discount % | Total | Unit Price/Discount % | Total | Unit Price/Discount % | Total | Unit Price/Discount % | Total
3.67.99 | 6.09.72 | (*) Addressable fire alarm control panel 3 loops including complete interface with public address system. |  | nr | 2 | 0 | 0 | 8000 | 16000 | 8000 | 16000 | 24500 | 49000 | 7492 | 14984 | 7433.86 | 14867.72 | 0 | 0
3.67.100 | 6.09.73 | (*) Addressable smoke detector |  | nr | 52 | 0 | 0 | 280 | 14560 | 280 | 14560 | 275 | 14300 | 162 | 8424 | 139.38 | 7247.76 | 0 | 0
3.67.101 | 6.09.74 | (*) Addressable heat detector |  | nr | 2 | 0 | 0 | 200 | 400 | 200 | 400 | 0 | 0 | 172 | 344 | 185.85 | 371.7 | 0 | 0
3.67.102 | 6.09.75 | (*) Multi smoke & heat detector |  | nr | 6 | 0 | 0 | 250 | 1500 | 250 | 1500 | 275 | 1650 | 451 | 2706 | 325.23 | 1951.38 | 0 | 0
3.67.103 | 6.09.76 | (*) Addressable manual call point |  | nr | 14 | 0 | 0 | 120 | 1680 | 120 | 1680 | 450 | 6300 | 216 | 3024 | 139.38 | 1951.32 | 0 | 0
3.67.104 | 6.09.77 | (*) Addressable control module |  | nr | 4 | 0 | 0 | 200 | 800 | 200 | 800 | 185 | 740 | 253 | 1012 | 139.38 | 557.52 | 0 | 0
3.67.105 | 6.09.78 | (*) Addressable fire alarm bell with strobe |  | nr | 12 | 0 | 0 | 250 | 3000 | 250 | 3000 | 950 | 11400 | 361 | 4332 | 232.31 | 2787.72 | 0 | 0
3.67.106 | 6.09.79 | (*) Fire alarm point including cables, conduits boxes & all accessories up to next device and/or up to respective fire alarm control panel and from mosque to imam and mu'than building |  | nr | 90 | 0 | 0 | 100 | 9000 | 100 | 9000 | 410 | 36900 | 245 | 22050 | 402.67 | 36240.3 | 0 | 0
| Note | Note Details
3.67.107 | - | TELEPHONE, DATA AND TV SYSTEMS
3.67.108 | - | Supply, install, test and connect inclusive of all conduits, duct, wires, cables, boxes, socket outlet , utility connection as per in Etisalat requirement and as shown on drawing
| Item Code | Description | Item Remarks | Unit of Measurement | Quantity/Base Price | Unit Price/Discount % | Total | Unit Price/Discount % | Total | Unit Price/Discount % | Total | Unit Price/Discount % | Total | Unit Price/Discount % | Total | Unit Price/Discount % | Total | Unit Price/Discount % | Total
3.67.109 | 6.09.80 | (*) Data rack 42U |  | nr | 2 | 0 | 0 | 3000 | 6000 | 3000 | 6000 | 2350 | 4700 | 3176 | 6352 | 7433.86 | 14867.72 | 0 | 0
3.67.110 | 6.09.81 | (*) Data rack 19U |  | nr | 2 | 0 | 0 | 2000 | 4000 | 2000 | 4000 | 450 | 900 | 1765 | 3530 | 7433.86 | 14867.72 | 0 | 0
3.67.111 | 6.09.82 | (*) POE switch 24 ports |  | nr | 2 | 0 | 0 | 2500 | 5000 | 2500 | 5000 | 25000 | 50000 | 4953 | 9906 | 0 | 0 | 0 | 0
3.67.112 | 6.09.83 | (*) Network switch 24 ports |  | nr | 4 | 0 | 0 | 4000 | 16000 | 4000 | 16000 | 2000 | 8000 | 14118 | 56472 | 0 | 0 | 0 | 0
3.67.113 | 6.09.84 | (*) UTP patch panel 24 ports |  | nr | 6 | 0 | 0 | 200 | 1200 | 200 | 1200 | 249 | 1494 | 4953 | 29718 | 0 | 0 | 0 | 0
3.67.114 | 6.09.85 | (*) Fiber optic patch panel single mode12 ports |  | nr | 2 | 0 | 0 | 400 | 800 | 400 | 800 | 1110 | 2220 | 588 | 1176 | 0 | 0 | 0 | 0
3.67.115 | 6.09.86 | (*) Fiber optic patch panel multi mode12 ports |  | nr | 4 | 0 | 0 | 250 | 1000 | 250 | 1000 | 111 | 444 | 1412 | 5648 | 0 | 0 | 0 | 0
3.67.116 | 6.09.87 | (*) Single Outlet for Telephone |  | nr | 14 | 0 | 0 | 100 | 1400 | 100 | 1400 | 60 | 840 | 476 | 6664 | 245.32 | 3434.48 | 0 | 0
3.67.117 | 6.09.88 | (*) Outlet for Data |  | nr | 24 | 0 | 0 | 110 | 2640 | 110 | 2640 | 60 | 1440 | 476 | 11424 | 245.32 | 5887.68 | 0 | 0
3.67.118 | 6.09.89 | (*) Outlet for TV |  | nr | 2 | 0 | 0 | 110 | 220 | 110 | 220 | 60 | 120 | 476 | 952 | 245.32 | 490.64 | 0 | 0
3.67.119 | 6.09.90 | (*) Wireless access point |  | nr | 2 | 0 | 0 | 250 | 500 | 250 | 500 | 60 | 120 | 476 | 952 | 245.32 | 490.64 | 0 | 0
3.67.120 | 6.09.91 | (*) Communication outlets including cat6 cables, conduits, boxes and all accessories |  | nr | 42 | 0 | 0 | 600 | 25200 | 600 | 25200 | 300 | 12600 | 0 | 0 | 392.34 | 16478.28 | 0 | 0
| Note | Note Details
3.67.121 | - | PUBLIC ADDRESS SYSTEM
3.67.122 | - | Supply, installation, testing and handing over the following:
| Item Code | Description | Item Remarks | Unit of Measurement | Quantity/Base Price | Unit Price/Discount % | Total | Unit Price/Discount % | Total | Unit Price/Discount % | Total | Unit Price/Discount % | Total | Unit Price/Discount % | Total | Unit Price/Discount % | Total | Unit Price/Discount % | Total
3.67.123 | 6.09.92 | (*) Public Address system rack (PAR) for mosque including all equipments, cables, conduits & all accessories as shown on the drawings and for complete work. |  | nr | 2 | 0 | 0 | 25000 | 50000 | 25000 | 50000 | 70842 | 141684 | 44706 | 89412 | 8363.1 | 16726.2 | 0 | 0
3.67.124 | 6.09.93 | (*) Wall mounted public address speaker 30w |  | nr | 24 | 0 | 0 | 950 | 22800 | 950 | 22800 | 0 | 0 | 1353 | 32472 | 638.38 | 15321.12 | 0 | 0
3.67.125 | 6.09.94 | (*) Wall mounted horn speaker 50w |  | nr | 6 | 0 | 0 | 1000 | 6000 | 1000 | 6000 | 0 | 0 | 788 | 4728 | 797.98 | 4787.88 | 0 | 0
3.67.126 | 6.09.95 | (*) Ceiling public address speaker 6w |  | nr | 8 | 0 | 0 | 350 | 2800 | 350 | 2800 | 0 | 0 | 412 | 3296 | 362.4 | 2899.2 | 0 | 0
3.67.127 | 6.09.96 | (*) Volume control |  | nr | 2 | 0 | 0 | 250 | 500 | 250 | 500 | 0 | 0 | 765 | 1530 | 199.32 | 398.64 | 0 | 0
3.67.128 | 6.09.97 | (*) Floor microphone stand |  | nr | 2 | 0 | 0 | 500 | 1000 | 500 | 1000 | 0 | 0 | 641 | 1282 | 884.26 | 1768.52 | 0 | 0
3.67.129 | 6.09.98 | (*) Public address outlet including cables, conduits, boxes and all accessories |  | nr | 40 | 0 | 0 | 150 | 6000 | 150 | 6000 | 0 | 0 | 129 | 5160 | 40266.76 | 1610670.4 | 0 | 0
| Note | Note Details
3.67.130 | - | INTERCOM SYSTEM
3.67.131 | - | Supply, install, test and connect inclusive of all conduits, duct, wires, cables, boxes, socket outlet , utility connection as shown on drawing
| Item Code | Description | Item Remarks | Unit of Measurement | Quantity/Base Price | Unit Price/Discount % | Total | Unit Price/Discount % | Total | Unit Price/Discount % | Total | Unit Price/Discount % | Total | Unit Price/Discount % | Total | Unit Price/Discount % | Total | Unit Price/Discount % | Total
3.67.132 | 6.09.99 | (*) Master Intercom calling unit complete with all accessories |  | nr | 2 | 0 | 0 | 750 | 1500 | 750 | 1500 | 3550 | 7100 | 1765 | 3530 | 3006.59 | 6013.18 | 0 | 0
3.67.133 | 6.09.100 | (*) Slave Intercom receiving unit |  | nr | 4 | 0 | 0 | 550 | 2200 | 550 | 2200 | 1340 | 5360 | 1176 | 4704 | 1166.7 | 4666.8 | 0 | 0
| Note | Note Details
3.67.134 | - | IP CCTV SYSTEM
3.67.135 | - | Supply, installation, connecting, testing and commissioning of IP CCTV system as specified below comprising of CCTV server with complete network video recorder, printers, monitor, programs and CCTV IP cameras including outlet boxes, pull boxes, conduits, conduit fittings, trunking, cables and all accessories required to complete installation as per Specification and drawings.
| Item Code | Description | Item Remarks | Unit of Measurement | Quantity/Base Price | Unit Price/Discount % | Total | Unit Price/Discount % | Total | Unit Price/Discount % | Total | Unit Price/Discount % | Total | Unit Price/Discount % | Total | Unit Price/Discount % | Total | Unit Price/Discount % | Total
3.67.136 | 6.09.101 | (*) Computer workstation including software, all required licenses and antivirus |  | nr | 2 | 0 | 0 | 20000 | 40000 | 20000 | 40000 | 100292 | 200584 | 9941 | 19882 | 48134.27 | 96268.54 | 0 | 0
3.67.137 | 6.09.102 | (*) Network video recorder (NVR) |  | nr | 2 | 0 | 0 | 40000 | 80000 | 40000 | 80000 | 0 | 0 | 47059 | 94118 | 0 | 0 | 0 | 0
3.67.138 | 6.09.103 | (*) 32 inch color monitoring screen (LCD) |  | nr | 2 | 0 | 0 | 1000 | 2000 | 1000 | 2000 | 0 | 0 | 1882 | 3764 | 929.23 | 1858.46 | 0 | 0
3.67.139 | 6.09.104 | (*) Wall mounted IP camera, fixed type, weather proof, 1080p resolution |  | nr | 8 | 0 | 0 | 2000 | 16000 | 2000 | 16000 | 0 | 0 | 3529 | 28232 | 4181.55 | 33452.4 | 0 | 0
3.67.140 | 6.09.105 | (*) CCTV outlet including cat6 cables, conduits, boxes and all accessories |  | nr | 8 | 0 | 0 | 120 | 960 | 120 | 960 | 0 | 0 | 476 | 3808 | 402.67 | 3221.36 | 0 | 0
| Note | Note Details
3.67.141 | - | MASTER CLOCK SYSTEM
| Item Code | Description | Item Remarks | Unit of Measurement | Quantity/Base Price | Unit Price/Discount % | Total | Unit Price/Discount % | Total | Unit Price/Discount % | Total | Unit Price/Discount % | Total | Unit Price/Discount % | Total | Unit Price/Discount % | Total | Unit Price/Discount % | Total
3.67.142 | 6.09.106 | (*) Supply, installation, connecting, testing and commissioning of master clock system including all conduits, cat 6 cables, cable trays, cable fittings, ancillary works and all accessories required to complete installation as per Specification and drawings. |  | Item | 1 | 0 | 0 | 50000 | 50000 | 50000 | 50000 | 30000 | 30000 | 82353 | 82353 | 22301.59 | 22301.59 | 0 | 0
| Note | Note Details
3.67.143 | - | Contractor's Adjustment
| Item Code | Description | Item Remarks | Unit of Measurement | Quantity/Base Price | Unit Price/Discount % | Total | Unit Price/Discount % | Total | Unit Price/Discount % | Total | Unit Price/Discount % | Total | Unit Price/Discount % | Total | Unit Price/Discount % | Total | Unit Price/Discount % | Total
3.67.144 | 6.09.107 | (*) The Contractor may price here any new items or additional quantity for an existing BOQ item, which are shown in the Drawings or any other Tender/Contract Documents but overlooked or not specifically mentioned herein and is necessary for the satisfactory completion of the Works/this section. Should the Contractor fail to insert any item here, it will be deemed that his lump sum Tender Price includes all such items and no claims for additional items will be entertained. |  | Sum | 1 | 0 | 0 | 0 | 0 | 0 | 0 | 0 | 0 | 19336 | 19336 | 0 | 0 | 2991502.49 | 2991502.49
| Note | Note Details
3.67.145 | - | Please attach one PDF file to be named "Additional Items for (insert bill no/name & Section No/name)" for the details of these additional items in the additional attachment area in the Commercial Envelope.
3.68 BILL NO. 6.10 – SANISANITARY, WATER SUPPLY, DRAINAGE AND FIRE PROTECTION | [5 empty] | 73 (out of 73) | 493558 | 73 (out of 73) | 994284 | 73 (out of 73) | 994284 | 73 (out of 73) | 948550 | 73 (out of 73) | 734664 | 73 (out of 73) | 702806.27 | 73 (out of 73) | 0
| Note | Note Details
3.68.1 | - | SANITARY, WATER SUPPLY, DRAINAGE AND FIRE PROTECTION
| Item Code | Description | Item Remarks | Unit of Measurement | Quantity/Base Price | Unit Price/Discount % | Total | Unit Price/Discount % | Total | Unit Price/Discount % | Total | Unit Price/Discount % | Total | Unit Price/Discount % | Total | Unit Price/Discount % | Total | Unit Price/Discount % | Total
3.68.2 | 6.10.01 | (*) Allow for house connections including liaising and paying connection charges for acquiring main supply and return discharge to main lines, coordination with AADC / ADSSC for obtaining permanent connection to masjid and imam building, approvals from local authorities for various services like water, sewer, etc. also for complying with latest regulations of the relevant authorities. |  | Item | 1 | 493558 | 493558 | 15000 | 15000 | 15000 | 15000 | 0 | 0 | 10000 | 10000 | 0 | 0 | 0 | 0
| Note | Note Details
3.68.3 | - | WATER SUPPLY
3.68.4 | - | Supply and install cold & hot water pipe work from poly propylene random (PPR) with fittings including all builders work and utility connection etc.
3.68.5 | - | Pipes of all diameters as shown on the drawings in the running length fixing in support.
| Item Code | Description | Item Remarks | Unit of Measurement | Quantity/Base Price | Unit Price/Discount % | Total | Unit Price/Discount % | Total | Unit Price/Discount % | Total | Unit Price/Discount % | Total | Unit Price/Discount % | Total | Unit Price/Discount % | Total | Unit Price/Discount % | Total
3.68.6 | 6.10.02 | (*) 75mm |  | m | 80 | 0 | 0 | 85 | 6800 | 85 | 6800 | 68 | 5440 | 129 | 10320 | 211.45 | 16916 | 0 | 0
3.68.7 | 6.10.03 | (*) 63 mm |  | m | 60 | 0 | 0 | 70 | 4200 | 70 | 4200 | 55 | 3300 | 74 | 4440 | 171.8 | 10308 | 0 | 0
3.68.8 | 6.10.04 | (*) 50 mm |  | m | 200 | 0 | 0 | 60 | 12000 | 60 | 12000 | 45 | 9000 | 56 | 11200 | 132.16 | 26432 | 0 | 0
3.68.9 | 6.10.05 | (*) 40mm |  | m | 140 | 0 | 0 | 50 | 7000 | 50 | 7000 | 40 | 5600 | 53 | 7420 | 105.73 | 14802.2 | 0 | 0
3.68.10 | 6.10.06 | (*) 32 mm |  | m | 110 | 0 | 0 | 40 | 4400 | 40 | 4400 | 30 | 3300 | 32 | 3520 | 79.29 | 8721.9 | 0 | 0
3.68.11 | 6.10.07 | (*) 25 mm |  | m | 160 | 0 | 0 | 37 | 5920 | 37 | 5920 | 24 | 3840 | 28 | 4480 | 66.08 | 10572.8 | 0 | 0
3.68.12 | 6.10.08 | (*) 20 mm |  | m | 200 | 0 | 0 | 34 | 6800 | 34 | 6800 | 21 | 4200 | 21 | 4200 | 52.86 | 10572 | 0 | 0
3.68.13 | 6.10.09 | (*) 16 mm PPR Pipe embedded in walls |  | m | 500 | 0 | 0 | 29 | 14500 | 29 | 14500 | 19 | 9500 | 19 | 9500 | 26.43 | 13215 | 0 | 0
3.68.14 | 6.10.10 | (*) Insulation for exposed pipe work in roof using rigid fiber glass 25mm thick having density 28kg/m3 with glass reinforced aluminium foil/kraft paper laminate with canvas cloth foster coating. |  | Item | 1 | 0 | 0 | 16000 | 16000 | 16000 | 16000 | 20000 | 20000 | 1765 | 1765 | 5224.35 | 5224.35 | 0 | 0
3.68.15 | 6.10.11 | (*) Protection for under ground pipes by sleeves |  | Item | 1 | 0 | 0 | 5600 | 5600 | 5600 | 5600 | 18000 | 18000 | 1765 | 1765 | 2271.46 | 2271.46 | 0 | 0
| Note | Note Details
3.68.16 | - | OTHER VALVES
| Item Code | Description | Item Remarks | Unit of Measurement | Quantity/Base Price | Unit Price/Discount % | Total | Unit Price/Discount % | Total | Unit Price/Discount % | Total | Unit Price/Discount % | Total | Unit Price/Discount % | Total | Unit Price/Discount % | Total | Unit Price/Discount % | Total
3.68.17 | 6.10.12 | (*) Gate Valves |  | nr | 76 | 0 | 0 | 300 | 22800 | 300 | 22800 | 150 | 11400 | 76 | 5776 | 69.69 | 5296.44 | 0 | 0
3.68.18 | 6.10.13 | (*) Angle Valves 1/2" |  | nr | 140 | 0 | 0 | 60 | 8400 | 60 | 8400 | 180 | 25200 | 47 | 6580 | 13.94 | 1951.6 | 0 | 0
3.68.19 | 6.10.14 | (*) Float Ball Valve |  | nr | 6 | 0 | 0 | 100 | 600 | 100 | 600 | 330 | 1980 | 118 | 708 | 278.77 | 1672.62 | 0 | 0
3.68.20 | 6.10.15 | (*) Hose bib |  | nr | 6 | 0 | 0 | 200 | 1200 | 200 | 1200 | 96 | 576 | 44 | 264 | 41.3 | 247.8 | 0 | 0
3.68.21 | 6.10.16 | (*) Non Return Valves |  | nr | 14 | 0 | 0 | 150 | 2100 | 150 | 2100 | 120 | 1680 | 212 | 2968 | 167.26 | 2341.64 | 0 | 0
3.68.22 | 6.10.17 | (*) Air Vent |  | nr | 6 | 0 | 0 | 200 | 1200 | 200 | 1200 | 500 | 3000 | 588 | 3528 | 48.78 | 292.68 | 0 | 0
| Note | Note Details
3.68.23 | - | ELECTRIC WATER HEATERS
| Item Code | Description | Item Remarks | Unit of Measurement | Quantity/Base Price | Unit Price/Discount % | Total | Unit Price/Discount % | Total | Unit Price/Discount % | Total | Unit Price/Discount % | Total | Unit Price/Discount % | Total | Unit Price/Discount % | Total | Unit Price/Discount % | Total
3.68.24 | 6.10.18 | (*) EWH 50 litter |  | nr | 6 | 0 | 0 | 550 | 3300 | 550 | 3300 | 445 | 2670 | 441 | 2646 | 255.54 | 1533.24 | 0 | 0
3.68.25 | 6.10.19 | (*) EWH 30 litter |  | nr | 8 | 0 | 0 | 350 | 2800 | 350 | 2800 | 400 | 3200 | 424 | 3392 | 232.82 | 1862.56 | 0 | 0
3.68.26 | 6.10.20 | (*) Meter as per Estidama for external water usage |  | nr | 4 | 0 | 0 | 850 | 3400 | 850 | 3400 | 1800 | 7200 | 941 | 3764 | 987.31 | 3949.24 | 0 | 0
3.68.27 | 6.10.21 | (*) Meter as per Estidama for internal water usage |  | nr | 4 | 0 | 0 | 850 | 3400 | 850 | 3400 | 1800 | 7200 | 941 | 3764 | 1842.98 | 7371.92 | 0 | 0
3.68.28 | 6.10.22 | (*) UV-Filtration System |  | nr | 6 | 0 | 0 | 5500 | 33000 | 5500 | 33000 | 23500 | 141000 | 5647 | 33882 | 2808.35 | 16850.1 | 0 | 0
3.68.29 | 6.10.23 | (*) Supply & install horizontal / vertical type GRP water tank at ground floor level capacity as shown in drawings, complete with valves, fittings & all associated accessories & works as specified and shown on the drawings. |  | nr | 2 | 0 | 0 | 76500 | 153000 | 76500 | 153000 | 79000 | 158000 | 35571 | 71142 | 25099.62 | 50199.24 | 0 | 0
3.68.30 | 6.10.24 | (*) Ditto but capacity as shown in drawings to be installed at roof level |  | nr | 4 | 0 | 0 | 23650 | 94600 | 23650 | 94600 | 33200 | 132800 | 24706 | 98824 | 13032.49 | 52129.96 | 0 | 0
| Note | Note Details
3.68.31 | - | Supply & install water meter with GRP box 60x25x20 cm as per AA requirements.
| Item Code | Description | Item Remarks | Unit of Measurement | Quantity/Base Price | Unit Price/Discount % | Total | Unit Price/Discount % | Total | Unit Price/Discount % | Total | Unit Price/Discount % | Total | Unit Price/Discount % | Total | Unit Price/Discount % | Total | Unit Price/Discount % | Total
3.68.32 | 6.10.25 | (*) Meter 2'' dia. |  | nr | 2 | 0 | 0 | 5000 | 10000 | 5000 | 10000 | 4200 | 8400 | 2353 | 4706 | 263.28 | 526.56 | 0 | 0
3.68.33 | 6.10.26 | (*) Supply & install testing & commissioning of fully packaged automatic water transfer pump set (one working & one stand by) complete with control panel switches etc , complete with all connections with foundation and covers |  | Item | 1 | 0 | 0 | 12000 | 12000 | 12000 | 12000 | 16400 | 16400 | 10588 | 10588 | 11654.65 | 11654.65 | 0 | 0
3.68.34 | 6.10.27 | (*) Ditto, but booster pump set, 2 duty , 1 standby with pressure vessel with foundation and cover |  | Item | 1 | 0 | 0 | 25500 | 25500 | 25500 | 25500 | 34400 | 34400 | 11882 | 11882 | 12154.88 | 12154.88 | 0 | 0
3.68.35 | 6.10.28 | (*) External Pipes for water supply |  | Item | 1 | 0 | 0 | 14000 | 14000 | 14000 | 14000 | 20000 | 20000 | 1765 | 1765 | 16916.17 | 16916.17 | 0 | 0
| Note | Note Details
3.68.36 | - | DRAINAGE
3.68.37 | - | EXTERNAL PIPES
3.68.38 | - | Supply and install buried external drainage pipes in UPVC class 10 with all associated builder works and utility connection.
| Item Code | Description | Item Remarks | Unit of Measurement | Quantity/Base Price | Unit Price/Discount % | Total | Unit Price/Discount % | Total | Unit Price/Discount % | Total | Unit Price/Discount % | Total | Unit Price/Discount % | Total | Unit Price/Discount % | Total | Unit Price/Discount % | Total
3.68.39 | 6.10.29 | (*) 6'' dia. CL-10 |  | Item | 1 | 0 | 0 | 35200 | 35200 | 35200 | 35200 | 25000 | 25000 | 1765 | 1765 | 9726.8 | 9726.8 | 0 | 0
3.68.40 | 6.10.30 | (*) Supply and install 4" rain water pipes from rain water gutters as shown on the drawings. |  | Item | 1 | 0 | 0 | 7600 | 7600 | 7600 | 7600 | 5000 | 5000 | 1176 | 1176 | 5709.21 | 5709.21 | 0 | 0
3.68.41 | 6.10.31 | (*) Supply and install Roof Drain |  | nr | 22 | 0 | 0 | 1125 | 24750 | 1125 | 24750 | 65 | 1430 | 729 | 16038 | 208.56 | 4588.32 | 0 | 0
| Note | Note Details
3.68.42 | - | INTERNAL PIPES
3.68.43 | - | Rain water, Vent , Soil and Waste pipe work PVC with fittings
| Item Code | Description | Item Remarks | Unit of Measurement | Quantity/Base Price | Unit Price/Discount % | Total | Unit Price/Discount % | Total | Unit Price/Discount % | Total | Unit Price/Discount % | Total | Unit Price/Discount % | Total | Unit Price/Discount % | Total | Unit Price/Discount % | Total
3.68.44 | 6.10.32 | (*) 4" dia. Internal Pipes and Fittings |  | m | 240 | 0 | 0 | 60 | 14400 | 60 | 14400 | 49 | 11760 | 39 | 9360 | 171.8 | 41232 | 0 | 0
3.68.45 | 6.10.33 | (*) 3" dia. Internal Pipes and Fittings |  | m | 160 | 0 | 0 | 55 | 8800 | 55 | 8800 | 35 | 5600 | 42 | 6720 | 145.37 | 23259.2 | 0 | 0
3.68.46 | 6.10.34 | (*) 2" dia. Internal Pipes and Fittings |  | m | 120 | 0 | 0 | 50 | 6000 | 50 | 6000 | 32 | 3840 | 35 | 4200 | 118.94 | 14272.8 | 0 | 0
3.68.47 | 6.10.35 | (*) Supply and Install vent piping in uPVC according to the approved drawings, including cover on top. |  | Item | 1 | 0 | 0 | 1400 | 1400 | 1400 | 1400 | 20000 | 20000 | 1176 | 1176 | 3436.1 | 3436.1 | 0 | 0
| Note | Note Details
3.68.48 | - | Supply and install floor traps 4" in bathrooms, toilets, kitchens, balconies, and all wet rooms, with approved Chromium plate cover and grating.
| Item Code | Description | Item Remarks | Unit of Measurement | Quantity/Base Price | Unit Price/Discount % | Total | Unit Price/Discount % | Total | Unit Price/Discount % | Total | Unit Price/Discount % | Total | Unit Price/Discount % | Total | Unit Price/Discount % | Total | Unit Price/Discount % | Total
3.68.49 | 6.10.36 | (*) Floor Drain (PVC) 110x75x50mm |  | nr | 40 | 0 | 0 | 500 | 20000 | 500 | 20000 | 97 | 3880 | 2065 | 82600 | 69.69 | 2787.6 | 0 | 0
3.68.50 | 6.10.37 | (*) Floor Drain (PVC) 110x75x75mm |  | nr | 4 | 0 | 0 | 520 | 2080 | 520 | 2080 | 101 | 404 | 229 | 916 | 90.6 | 362.4 | 0 | 0
3.68.51 | 6.10.38 | (*) Galvanized steel grating for abulation area and pump room |  | Item | 1 | 0 | 0 | 7000 | 7000 | 7000 | 7000 | 8500 | 8500 | 0 | 0 | 557.54 | 557.54 | 0 | 0
3.68.52 | 6.10.39 | (*) Supply and fix 110mm type Floor Clean Outs with covers as required |  | nr | 26 | 0 | 0 | 550 | 14300 | 550 | 14300 | 320 | 8320 | 176 | 4576 | 76.66 | 1993.16 | 0 | 0
3.68.53 | 6.10.40 | (*) Supply and fix 75mm type Floor Clean Outs with covers as required |  | nr | 12 | 0 | 0 | 520 | 6240 | 520 | 6240 | 320 | 3840 | 129 | 1548 | 55.75 | 669 | 0 | 0
3.68.54 | 6.10.41 | (*) Supply and install Gully Trap (GT) with medium DI cover and all builder's work as per the relevant authority requirements. Cover and frame shall be light duty. |  | nr | 10 | 0 | 0 | 1600 | 16000 | 1600 | 16000 | 750 | 7500 | 586 | 5860 | 115.64 | 1156.4 | 0 | 0
3.68.55 | 6.10.42 | (*) Supply and install Inspection Chamber (IC) with medium DI cover and all builder's work as per the relevant authority requirements. Cover and frame shall be light duty. |  | nr | 16 | 0 | 0 | 3800 | 60800 | 3800 | 60800 | 2000 | 32000 | 1289 | 20624 | 206.5 | 3304 | 0 | 0
3.68.56 | 6.10.43 | (*) Allow for all builder's work in connection with plumbing and drainage installation |  | Item | 1 | 0 | 0 | 4000 | 4000 | 4000 | 4000 | 20000 | 20000 | 0 | 0 | 0 | 0 | 0 | 0
| Note | Note Details
3.68.57 | - | SANITARY WARE
3.68.58 | - | Supply and installation of sanitary fittings including all necessary adhesive, fixing, nailing, screwing and the like as per specifications and as shown on drawings.
| Item Code | Description | Item Remarks | Unit of Measurement | Quantity/Base Price | Unit Price/Discount % | Total | Unit Price/Discount % | Total | Unit Price/Discount % | Total | Unit Price/Discount % | Total | Unit Price/Discount % | Total | Unit Price/Discount % | Total | Unit Price/Discount % | Total
3.68.59 | 6.10.44 | (*) Water Closet (WC) with concealed flush tank, flush plate, etc. |  | nr | 26 | 0 | 0 | 1500 | 39000 | 1500 | 39000 | 930 | 24180 | 1412 | 36712 | 2168.44 | 56379.44 | 0 | 0
3.68.60 | 6.10.45 | (*) Below counter wash basin |  | nr | 10 | 0 | 0 | 400 | 4000 | 400 | 4000 | 150 | 1500 | 412 | 4120 | 510.22 | 5102.2 | 0 | 0
3.68.61 | 6.10.46 | (*) Wall hang wash basin |  | nr | 10 | 0 | 0 | 750 | 7500 | 750 | 7500 | 175 | 1750 | 588 | 5880 | 605.68 | 6056.8 | 0 | 0
3.68.62 | 6.10.47 | (*) Bath Tub |  | nr | 4 | 0 | 0 | 713 | 2852 | 713 | 2852 | 300 | 1200 | 706 | 2824 | 637.77 | 2551.08 | 0 | 0
3.68.63 | 6.10.48 | (*) Sink mounted normal mixer |  | nr | 10 | 0 | 0 | 350 | 3500 | 350 | 3500 | 175 | 1750 | 353 | 3530 | 510.22 | 5102.2 | 0 | 0
3.68.64 | 6.10.49 | (*) Self closing with timer mixer |  | nr | 10 | 0 | 0 | 770 | 7700 | 770 | 7700 | 300 | 3000 | 565 | 5650 | 382.67 | 3826.7 | 0 | 0
3.68.65 | 6.10.50 | (*) Adjustable shower mixer |  | nr | 8 | 0 | 0 | 750 | 6000 | 750 | 6000 | 350 | 2800 | 271 | 2168 | 376.29 | 3010.32 | 0 | 0
3.68.66 | 6.10.51 | (*) Shower mixer |  | nr | 6 | 0 | 0 | 550 | 3300 | 550 | 3300 | 300 | 1800 | 341 | 2046 | 255.12 | 1530.72 | 0 | 0
3.68.67 | 6.10.52 | (*) Stainless steel self closing tap |  | nr | 38 | 0 | 0 | 650 | 24700 | 650 | 24700 | 180 | 6840 | 624 | 23712 | 344.39 | 13086.82 | 0 | 0
3.68.68 | 6.10.53 | (*) Liquid soap dispenser |  | nr | 10 | 0 | 0 | 191 | 1910 | 191 | 1910 | 50 | 500 | 306 | 3060 | 255.12 | 2551.2 | 0 | 0
3.68.69 | 6.10.54 | (*) Crome plated soap dish |  | nr | 8 | 0 | 0 | 100 | 800 | 100 | 800 | 60 | 480 | 153 | 1224 | 95.67 | 765.36 | 0 | 0
3.68.70 | 6.10.55 | (*) Toilet paper holder with cover |  | nr | 26 | 0 | 0 | 100 | 2600 | 100 | 2600 | 40 | 1040 | 82 | 2132 | 114.8 | 2984.8 | 0 | 0
3.68.71 | 6.10.56 | (*) Shut of spray with 1200mm hose, angle stop, bracket, etc. |  | nr | 26 | 0 | 0 | 120 | 3120 | 120 | 3120 | 60 | 1560 | 88 | 2288 | 153.07 | 3979.82 | 0 | 0
3.68.72 | 6.10.57 | (*) Combine paper tower dispenser and waste bin |  | nr | 4 | 0 | 0 | 1200 | 4800 | 1200 | 4800 | 650 | 2600 | 565 | 2260 | 1275.56 | 5102.24 | 0 | 0
3.68.73 | 6.10.58 | (*) Hand drayer |  | nr | 4 | 0 | 0 | 2138 | 8552 | 2138 | 8552 | 800 | 3200 | 447 | 1788 | 1148 | 4592 | 0 | 0
3.68.74 | 6.10.59 | (*) Towel rail |  | nr | 12 | 0 | 0 | 100 | 1200 | 100 | 1200 | 70 | 840 | 106 | 1272 | 102.04 | 1224.48 | 0 | 0
3.68.75 | 6.10.60 | (*) Horizontal grab rail |  | nr | 4 | 0 | 0 | 400 | 1600 | 400 | 1600 | 120 | 480 | 182 | 728 | 267.87 | 1071.48 | 0 | 0
3.68.76 | 6.10.61 | (*) Vertical grab rail |  | nr | 4 | 0 | 0 | 250 | 1000 | 250 | 1000 | 120 | 480 | 182 | 728 | 739.82 | 2959.28 | 0 | 0
3.68.77 | 6.10.62 | (*) Ablution Tap |  | nr | 38 | 0 | 0 | 650 | 24700 | 650 | 24700 | 200 | 7600 | 347 | 13186 | 344.39 | 13086.82 | 0 | 0
| Note | Note Details
3.68.78 | - | 6 mm Thick quality mirror; complete with plywood backing, framing, clips, support and all necessary accessories as required; fixed to concrete/block wall; all in accordance with the Specifications and subject to Engineer's approval
| Item Code | Description | Item Remarks | Unit of Measurement | Quantity/Base Price | Unit Price/Discount % | Total | Unit Price/Discount % | Total | Unit Price/Discount % | Total | Unit Price/Discount % | Total | Unit Price/Discount % | Total | Unit Price/Discount % | Total | Unit Price/Discount % | Total
3.68.79 | 6.10.63 | (*) 450 mm x 1150 mm High overall |  | nr | 10 | 0 | 0 | 350 | 3500 | 350 | 3500 | 200 | 2000 | 400 | 4000 | 0 | 0 | 0 | 0
3.68.80 | 6.10.64 | (*) 1630 mm x 1100 mm High overall |  | nr | 4 | 0 | 0 | 750 | 3000 | 750 | 3000 | 350 | 1400 | 1387 | 5548 | 0 | 0 | 0 | 0
| Note | Note Details
3.68.81 | - | FIRE FIGHTING SYSTEM
3.68.82 | - | Supply & Install fire protection requirement and materials as specified shown on the drawing with requirement of civil defence, fire extinguishers.
3.68.83 | - | Fire Extinguishers
| Item Code | Description | Item Remarks | Unit of Measurement | Quantity/Base Price | Unit Price/Discount % | Total | Unit Price/Discount % | Total | Unit Price/Discount % | Total | Unit Price/Discount % | Total | Unit Price/Discount % | Total | Unit Price/Discount % | Total | Unit Price/Discount % | Total
3.68.84 | 6.10.65 | (*) CO2 fire extinguisher- 2.2 Kg |  | nr | 18 | 0 | 0 | 320 | 5760 | 320 | 5760 | 180 | 3240 | 247 | 4446 | 340.72 | 6132.96 | 0 | 0
3.68.85 | 6.10.66 | (*) Dry Powder Extinguisher |  | nr | 10 | 0 | 0 | 300 | 3000 | 300 | 3000 | 120 | 1200 | 176 | 1760 | 204.43 | 2044.3 | 0 | 0
| Note | Note Details
3.68.86 | - | Fire Hose Cabinet
| Item Code | Description | Item Remarks | Unit of Measurement | Quantity/Base Price | Unit Price/Discount % | Total | Unit Price/Discount % | Total | Unit Price/Discount % | Total | Unit Price/Discount % | Total | Unit Price/Discount % | Total | Unit Price/Discount % | Total | Unit Price/Discount % | Total
3.68.87 | 6.10.67 | (*) Fire cabinet including (FHC-2) hose reel (25m-30m length) +FE-1) include all accessories |  | nr | 4 | 0 | 0 | 13000 | 52000 | 13000 | 52000 | 4500 | 18000 | 17647 | 70588 | 7950.1 | 31800.4 | 0 | 0
| Note | Note Details
3.68.88 | - | Fire protection pipework
3.68.89 | - | Supply and install firefighting pipe work with fittings including all builders work and utility connection etc as shown in the drawings.
| Item Code | Description | Item Remarks | Unit of Measurement | Quantity/Base Price | Unit Price/Discount % | Total | Unit Price/Discount % | Total | Unit Price/Discount % | Total | Unit Price/Discount % | Total | Unit Price/Discount % | Total | Unit Price/Discount % | Total | Unit Price/Discount % | Total
3.68.90 | 6.10.68 | (*) 40mm dia. |  | m | 90 | 0 | 0 | 90 | 8100 | 90 | 8100 | 55 | 4950 | 21 | 1890 | 371.69 | 33452.1 | 0 | 0
3.68.91 | 6.10.69 | (*) 100mm dia. |  | m | 60 | 0 | 0 | 150 | 9000 | 150 | 9000 | 185 | 11100 | 59 | 3540 | 619.49 | 37169.4 | 0 | 0
| Note | Note Details
3.68.92 | - | Fire Department Connection
| Item Code | Description | Item Remarks | Unit of Measurement | Quantity/Base Price | Unit Price/Discount % | Total | Unit Price/Discount % | Total | Unit Price/Discount % | Total | Unit Price/Discount % | Total | Unit Price/Discount % | Total | Unit Price/Discount % | Total | Unit Price/Discount % | Total
3.68.93 | 6.10.70 | (*) Supply & Installing FDC (65x65x100mm) |  | nr | 2 | 0 | 0 | 10000 | 20000 | 10000 | 20000 | 5000 | 10000 | 4706 | 9412 | 5368.9 | 10737.8 | 0 | 0
| Note | Note Details
3.68.94 | - | Alarm Check Valve
| Item Code | Description | Item Remarks | Unit of Measurement | Quantity/Base Price | Unit Price/Discount % | Total | Unit Price/Discount % | Total | Unit Price/Discount % | Total | Unit Price/Discount % | Total | Unit Price/Discount % | Total | Unit Price/Discount % | Total | Unit Price/Discount % | Total
3.68.95 | 6.10.71 | (*) Supply & Installing ACV 200mm |  | nr | 2 | 0 | 0 | 6500 | 13000 | 6500 | 13000 | 5600 | 11200 | 10471 | 20942 | 4646.17 | 9292.34 | 0 | 0
3.68.96 | 6.10.72 | (*) Allow for testing and commissioning |  | Item | 1 | 0 | 0 | 10000 | 10000 | 10000 | 10000 | 7500 | 7500 | 5882 | 5882 | 18171.67 | 18171.67 | 0 | 0
| Note | Note Details
3.68.97 | - | Contractor's Adjustment
| Item Code | Description | Item Remarks | Unit of Measurement | Quantity/Base Price | Unit Price/Discount % | Total | Unit Price/Discount % | Total | Unit Price/Discount % | Total | Unit Price/Discount % | Total | Unit Price/Discount % | Total | Unit Price/Discount % | Total | Unit Price/Discount % | Total
3.68.98 | 6.10.73 | (*) The Contractor may price here any new items or additional quantity for an existing BOQ item, which are shown in the Drawings or any other Tender/Contract Documents but overlooked or not specifically mentioned herein and is necessary for the satisfactory completion of the Works/this section. Should the Contractor fail to insert any item here, it will be deemed that his lump sum Tender Price includes all such items and no claims for additional items will be entertained. |  | Sum | 1 | 0 | 0 | 0 | 0 | 0 | 0 | 0 | 0 | 0 | 0 | 0 | 0 | 0 | 0
| Note | Note Details
3.68.99 | - | Please attach one PDF file to be named "Additional Items for (insert bill no/name & Section No/name)" for the details of these additional items in the additional attachment area in the Commercial Envelope.
3.69 BILL NO. 6.11 – AIR CONDITIONING WORKS | [5 empty] | 34 (out of 34) | 1274376 | 34 (out of 34) | 1920360 | 34 (out of 34) | 1920360 | 34 (out of 34) | 1505556 | 34 (out of 34) | 1267266 | 34 (out of 34) | 1231409.47 | 34 (out of 34) | 0
| Note | Note Details
3.69.1 | - | AIR CONDITIONING AND VENTILATION SYSTEM
3.69.2 | - | The Contractor is referred to the Drawings and Specification for all details related to this section of the Works and he is to include for complying with all the requirements contained therein, whether or not they are specifically mentioned within the item descriptions
3.69.3 | - | Air handling units (DX-TYPE and the fins to be coated by anti corrosion material) with refrigerant 410A at maximum EER complete with cooling coil, with motorize volume dampers, air filter, flex connections, fixing, supporting, fresh air sand trap louver, vibration isolator and sound attenuator with all required accessories according to drawings and specification.
| Item Code | Description | Item Remarks | Unit of Measurement | Quantity/Base Price | Unit Price/Discount % | Total | Unit Price/Discount % | Total | Unit Price/Discount % | Total | Unit Price/Discount % | Total | Unit Price/Discount % | Total | Unit Price/Discount % | Total | Unit Price/Discount % | Total
3.69.4 | 6.11.01 | (*) AHU/LM/01 Supply air 2560 L/S, Total Cooling Capacity 52.50 kW |  | nr | 4 | 0 | 0 | 160000 | 640000 | 160000 | 640000 | 123600 | 494400 | 69412 | 277648 | 25812.03 | 103248.12 | 0 | 0
3.69.5 | 6.11.02 | (*) AHU/LM/02 Supply air 800 L/S, Total Cooling Capacity 17.70 kW |  | nr | 2 | 0 | 0 | 85000 | 170000 | 85000 | 170000 | 46350 | 92700 | 46824 | 93648 | 7743.61 | 15487.22 | 0 | 0
| Note | Note Details
3.69.6 | - | Condesnsing unit (DX-TYPE) and the fins to be coated by anti corrosion material) with refrigerant 410A at maximum EER complete with fans, compressor, reffregrant piping, condenser with DC inverter, control panel to be connected and interface with BMS system, flex, connections, fixing, supporting and vibration isolator with all required accessories according to drawings and specification.
| Item Code | Description | Item Remarks | Unit of Measurement | Quantity/Base Price | Unit Price/Discount % | Total | Unit Price/Discount % | Total | Unit Price/Discount % | Total | Unit Price/Discount % | Total | Unit Price/Discount % | Total | Unit Price/Discount % | Total | Unit Price/Discount % | Total
3.69.7 | 6.11.03 | (*) CU-A1, Total Cooling Capacity 52.50 kW |  | nr | 4 | 0 | 0 | 4500 | 18000 | 4500 | 18000 | 47895 | 191580 | 0 | 0 | 25812.03 | 103248.12 | 0 | 0
3.69.8 | 6.11.04 | (*) CU-A2, Total Cooling Capacity 17.70 kW |  | nr | 2 | 0 | 0 | 2500 | 5000 | 2500 | 5000 | 22145 | 44290 | 0 | 0 | 7743.61 | 15487.22 | 0 | 0
| Note | Note Details
3.69.9 | - | Modular type VRF outdoor units equipped with highly efficient scroll compressors with all inverter type compressor(s), special acryl precoated heat exchanger, low noise condenser fan. The outdoor and indoor units shall be integrated with special super wiring system with a central monitoring remote controller into one common wiring including structural frame work platforms required as per site conditions. All refrigerant piping system shall be imported. Refrigerant should be R410A.
| Item Code | Description | Item Remarks | Unit of Measurement | Quantity/Base Price | Unit Price/Discount % | Total | Unit Price/Discount % | Total | Unit Price/Discount % | Total | Unit Price/Discount % | Total | Unit Price/Discount % | Total | Unit Price/Discount % | Total | Unit Price/Discount % | Total
3.69.10 | 6.11.05 | (*) OTU/IR/01, Cooling Capacity 10.60 kW |  | nr | 2 | 0 | 0 | 9500 | 19000 | 9500 | 19000 | 14935 | 29870 | 0 | 0 | 6194.89 | 12389.78 | 0 | 0
| Note | Note Details
3.69.11 | - | Split air conditioning unit concealed type(VRF) with cooling coil, electronic expansion valve and multispeed fan motor, The blower shall be dynamicaly balanced and designed for silent operation,the filters shall be Plasma and synthetic washable media type arranged for convenient cleaning and replacement, room thermostat (wireless type), with all required accessories according to drawings and specification (cooling only).
| Item Code | Description | Item Remarks | Unit of Measurement | Quantity/Base Price | Unit Price/Discount % | Total | Unit Price/Discount % | Total | Unit Price/Discount % | Total | Unit Price/Discount % | Total | Unit Price/Discount % | Total | Unit Price/Discount % | Total | Unit Price/Discount % | Total
3.69.12 | 6.11.06 | (*) IDU/IR/01, Cooling Capacity 1.10 kW |  | nr | 2 | 0 | 0 | 2500 | 5000 | 2500 | 5000 | 3605 | 7210 | 3529 | 7058 | 1050.03 | 2100.06 | 0 | 0
3.69.13 | 6.11.07 | (*) IDU/IR/02, Cooling Capacity 1.90 kW |  | nr | 6 | 0 | 0 | 3000 | 18000 | 3000 | 18000 | 3605 | 21630 | 4412 | 26472 | 1814.07 | 10884.42 | 0 | 0
3.69.14 | 6.11.08 | (*) IDU/IR/03, Cooling Capacity 2.20 kW |  | nr | 2 | 0 | 0 | 3100 | 6200 | 3100 | 6200 | 3605 | 7210 | 5294 | 10588 | 2101.1 | 4202.2 | 0 | 0
3.69.15 | 6.11.09 | (*) FCU-G1, Cooling Capacity 1.60 kW |  | nr | 2 | 0 | 0 | 2500 | 5000 | 2500 | 5000 | 3605 | 7210 | 3824 | 7648 | 1528.07 | 3056.14 | 0 | 0
| Note | Note Details
3.69.16 | - | HVAC unitary air conditioners (Mini-Split) with HVAC refrigerant piping and specialities
3.69.17 | - | Split air conditioning unit concealed type consisting of indoor (fan coil) & outdoor (condensing unit with DC inverter), and use refrigerant 410 A at maximum EER as per estidama requirement (the fins to be coated by anti corrosion material) complete with cooling coil, air filter, fans, electrical motor, room thermostat (wireless type), with all required accessories according to drawings and specification (cooling only).
| Item Code | Description | Item Remarks | Unit of Measurement | Quantity/Base Price | Unit Price/Discount % | Total | Unit Price/Discount % | Total | Unit Price/Discount % | Total | Unit Price/Discount % | Total | Unit Price/Discount % | Total | Unit Price/Discount % | Total | Unit Price/Discount % | Total
3.69.18 | 6.11.10 | (*) FCU/LM/01, Cooling Capacity 1.30 kW |  | nr | 4 | 0 | 0 | 3000 | 12000 | 3000 | 12000 | 3605 | 14420 | 3529 | 14116 | 2147.56 | 8590.24 | 0 | 0
3.69.19 | 6.11.11 | (*) FCU/LM/02, Cooling Capacity 1.50 kW |  | nr | 2 | 0 | 0 | 3000 | 6000 | 3000 | 6000 | 3605 | 7210 | 3529 | 7058 | 1238.98 | 2477.96 | 0 | 0
3.69.20 | 6.11.12 | (*) FCU/LM/03, Cooling Capacity 2.70 kW |  | nr | 2 | 0 | 0 | 4500 | 9000 | 4500 | 9000 | 3605 | 7210 | 5882 | 11764 | 2230.16 | 4460.32 | 0 | 0
3.69.21 | 6.11.13 | (*) FCU/LM/04, Cooling Capacity 4.90 kW |  | nr | 2 | 0 | 0 | 6500 | 13000 | 6500 | 13000 | 5409 | 10818 | 7059 | 14118 | 4047.33 | 8094.66 | 0 | 0
| Note | Note Details
3.69.22 | - | Decorative-Split air conditioning unit high wall type consisting of indoor (fan coil ) &outdoor (condensing unit), and use refrigerant 410 A at maximum EER as per estidama requirement (the fins to be coated by anti corrosion material) complete with cooling coil, air filter, fans, electrical motor, room thermostat (wireless type), with all required accessories according to drawings and specification (cooling only).
| Item Code | Description | Item Remarks | Unit of Measurement | Quantity/Base Price | Unit Price/Discount % | Total | Unit Price/Discount % | Total | Unit Price/Discount % | Total | Unit Price/Discount % | Total | Unit Price/Discount % | Total | Unit Price/Discount % | Total | Unit Price/Discount % | Total
3.69.23 | 6.11.14 | (*) AC-04/CU-04, Cooling Capacity 4.90 kW |  | nr | 2 | 0 | 0 | 3000 | 6000 | 3000 | 6000 | 12875 | 25750 | 0 | 0 | 4047.33 | 8094.66 | 0 | 0
| Note | Note Details
3.69.24 | - | HVAC Fans
3.69.25 | - | Exhaust air centrifugal inline fan complete with back draft damper, electric motor, weather proof housing,direct drive motor, and all required accessories according to drawings and specification.
| Item Code | Description | Item Remarks | Unit of Measurement | Quantity/Base Price | Unit Price/Discount % | Total | Unit Price/Discount % | Total | Unit Price/Discount % | Total | Unit Price/Discount % | Total | Unit Price/Discount % | Total | Unit Price/Discount % | Total | Unit Price/Discount % | Total
3.69.26 | 6.11.15 | (*) EF/LM/01, air flow rate 500 l/s |  | nr | 2 | 0 | 0 | 3000 | 6000 | 3000 | 6000 | 11845 | 23690 | 1806 | 3612 | 1952.42 | 3904.84 | 0 | 0
3.69.27 | 6.11.16 | (*) EF/LM/02, air flow rate 305 l/s |  | nr | 2 | 0 | 0 | 2100 | 4200 | 2100 | 4200 | 7285 | 14570 | 1176 | 2352 | 1314.35 | 2628.7 | 0 | 0
3.69.28 | 6.11.17 | (*) EF/IR/01, air flow rate 25 l/s |  | nr | 8 | 0 | 0 | 650 | 5200 | 650 | 5200 | 412 | 3296 | 235 | 1880 | 235.41 | 1883.28 | 0 | 0
3.69.29 | 6.11.18 | (*) EF/IR/02, air flow rate 50 l/s |  | nr | 2 | 0 | 0 | 1000 | 2000 | 1000 | 2000 | 412 | 824 | 294 | 588 | 300.45 | 600.9 | 0 | 0
| Note | Note Details
3.69.30 | - | Sheet Metal Ductwork and Accessories
| Item Code | Description | Item Remarks | Unit of Measurement | Quantity/Base Price | Unit Price/Discount % | Total | Unit Price/Discount % | Total | Unit Price/Discount % | Total | Unit Price/Discount % | Total | Unit Price/Discount % | Total | Unit Price/Discount % | Total | Unit Price/Discount % | Total
3.69.31 | 6.11.19 | (*) Galvanized sheet metal Rectangular duct work (G 90) for supply air, return air, fresh air and exhaust duct as per SMACNA standard including Tee, Elbow, Branches, transition, support and hanger. The length shall be taken along the center line over all fitting and it is understood that the unit rate of duct work will include all hanger support, volume and fire smoke dampers and all other accessories as per drawings and specification. |  | Kg | 5020 | 0 | 0 | 95 | 476900 | 95 | 476900 | 27 | 135540 | 41 | 205820 | 61.95 | 310989 | 0 | 0
3.69.32 | 6.11.20 | (*) Thermal insulation (Fiber Glass) 25 mm thickness of 24 kg/m3 density with reinforced Aluminum Vapour barrier as per drawings and specification. |  | m2 | 680 | 0 | 0 | 35 | 23800 | 35 | 23800 | 57 | 38760 | 53 | 36040 | 108.41 | 73718.8 | 0 | 0
3.69.33 | 6.11.21 | (*) 50mm thk. Insulation to exposedl ducts |  | m2 | 600 | 0 | 0 | 55 | 33000 | 55 | 33000 | 57 | 34200 | 100 | 60000 | 103.25 | 61950 | 0 | 0
3.69.34 | 6.11.23 | (*) 0.8 mm thick Aluminum cladding for the exposed duct as per drawings and specification. |  | Item | 1 | 0 | 0 | 10000 | 10000 | 10000 | 10000 | 51500 | 51500 | 2353 | 2353 | 289094.71 | 289094.71 | 0 | 0
3.69.35 | 6.11.24 | (*) Acoustical duct lining for supply and return duct work 25mm thickness at 48 kg/m³ density(for 3m length) |  | Item | 1 | 1274376 | 1274376 | 2500 | 2500 | 2500 | 2500 | 30900 | 30900 | 1765 | 1765 | 0 | 0 | 0 | 0
| Note | Note Details
3.69.36 | - | Air Terminals
3.69.37 | - | Exhaust air ceiling diffuser fabricated of extruded aluminum and are polyester powder coated complete all accessories according to the drawings and specification.
| Item Code | Description | Item Remarks | Unit of Measurement | Quantity/Base Price | Unit Price/Discount % | Total | Unit Price/Discount % | Total | Unit Price/Discount % | Total | Unit Price/Discount % | Total | Unit Price/Discount % | Total | Unit Price/Discount % | Total | Unit Price/Discount % | Total
3.69.38 | 6.11.25 | (*) 150mm X 150mm |  | nr | 46 | 0 | 0 | 80 | 3680 | 80 | 3680 | 72 | 3312 | 353 | 16238 | 278.77 | 12823.42 | 0 | 0
| Note | Note Details
3.69.39 | - | Supply air grill double deflection with adjustable blades fabricated of extruded aluminum and are polyester powder coated complete with opposed blade volume damper and all accessories according to the drawings and specification.
| Item Code | Description | Item Remarks | Unit of Measurement | Quantity/Base Price | Unit Price/Discount % | Total | Unit Price/Discount % | Total | Unit Price/Discount % | Total | Unit Price/Discount % | Total | Unit Price/Discount % | Total | Unit Price/Discount % | Total | Unit Price/Discount % | Total
3.69.40 | 6.11.26 | (*) 600mm X 150mm |  | nr | 6 | 0 | 0 | 120 | 720 | 120 | 720 | 247 | 1482 | 588 | 3528 | 6430.29 | 38581.74 | 0 | 0
3.69.41 | 6.11.27 | (*) 900mm X 150mm |  | nr | 2 | 0 | 0 | 160 | 320 | 160 | 320 | 366 | 732 | 847 | 1694 | 0 | 0 | 0 | 0
| Note | Note Details
3.69.42 | - | Return air grill fabricated of extruded aluminum and are polyester powder coated complete with opposed blade volume damper and all accessories according to the drawings and specification.
| Item Code | Description | Item Remarks | Unit of Measurement | Quantity/Base Price | Unit Price/Discount % | Total | Unit Price/Discount % | Total | Unit Price/Discount % | Total | Unit Price/Discount % | Total | Unit Price/Discount % | Total | Unit Price/Discount % | Total | Unit Price/Discount % | Total
3.69.43 | 6.11.28 | (*) 500mm X 150mm |  | nr | 64 | 0 | 0 | 110 | 7040 | 110 | 7040 | 227 | 14528 | 471 | 30144 | 202.37 | 12951.68 | 0 | 0
3.69.44 | 6.11.29 | (*) 600mm X 150mm |  | nr | 6 | 0 | 0 | 115 | 690 | 115 | 690 | 247 | 1482 | 471 | 2826 | 202.37 | 1214.22 | 0 | 0
3.69.45 | 6.11.30 | (*) 900mm X 150mm |  | nr | 2 | 0 | 0 | 155 | 310 | 155 | 310 | 366 | 732 | 812 | 1624 | 202.37 | 404.74 | 0 | 0
| Note | Note Details
3.69.46 | - | Supply Linear Slot Diffuser fabricated of extruded aluminum and polyester powder coated complete , opposed blade volume dampers ,plenum box with acoustical internal insulation, the spigot flexible duct shall control the flow from face of linear diffuser and all accessories according to drawings and specification.
| Item Code | Description | Item Remarks | Unit of Measurement | Quantity/Base Price | Unit Price/Discount % | Total | Unit Price/Discount % | Total | Unit Price/Discount % | Total | Unit Price/Discount % | Total | Unit Price/Discount % | Total | Unit Price/Discount % | Total | Unit Price/Discount % | Total
3.69.47 | 6.11.31 | (*) 25mm 2 slots, 12000 mm length |  | nr | 156 | 0 | 0 | 1800 | 280800 | 1800 | 280800 | 273 | 42588 | 2235 | 348660 | 613.29 | 95673.24 | 0 | 0
| Note | Note Details
3.69.48 | - | Return Linear Slot Diffuser fabricated of extruded aluminum and polyester powder coated complete, and all accessories according to drawings and specification.
| Item Code | Description | Item Remarks | Unit of Measurement | Quantity/Base Price | Unit Price/Discount % | Total | Unit Price/Discount % | Total | Unit Price/Discount % | Total | Unit Price/Discount % | Total | Unit Price/Discount % | Total | Unit Price/Discount % | Total | Unit Price/Discount % | Total
3.69.49 | 6.11.32 | (*) 25mm 2 slots 1200 mm length |  | nr | 44 | 0 | 0 | 1800 | 79200 | 1800 | 79200 | 273 | 12012 | 1529 | 67276 | 526.57 | 23169.08 | 0 | 0
3.69.50 | 6.11.33 | (*) Drain UPVC pipes from HVAC equipment to the nearest plumbing floor drain point including all fitting, bend and all ancillary connections as per drawings and specification. |  | Item | 1 | 0 | 0 | 2500 | 2500 | 2500 | 2500 | 51500 | 51500 | 1924 | 1924 | 0 | 0 | 0 | 0
3.69.51 | 6.11.34 | (*) Balancing, Testing, Commissioning of HVAC System: Shall include all equipment's and tools required in performing Testing, commissioning and operation of HVAC equipment, adjusting and air balancing of HVAC system. . |  | Item | 1 | 0 | 0 | 49300 | 49300 | 49300 | 49300 | 82400 | 82400 | 8824 | 8824 | 0 | 0 | 0 | 0
| Note | Note Details
3.69.52 | - | Contractor's Adjustment
| Item Code | Description | Item Remarks | Unit of Measurement | Quantity/Base Price | Unit Price/Discount % | Total | Unit Price/Discount % | Total | Unit Price/Discount % | Total | Unit Price/Discount % | Total | Unit Price/Discount % | Total | Unit Price/Discount % | Total | Unit Price/Discount % | Total
3.69.53 | 6.11.35 | (*) The Contractor may price here any new items or additional quantity for an existing BOQ item, which are shown in the Drawings or any other Tender/Contract Documents but overlooked or not specifically mentioned herein and is necessary for the satisfactory completion of the Works/this section. Should the Contractor fail to insert any item here, it will be deemed that his lump sum Tender Price includes all such items and no claims for additional items will be entertained. |  | Sum | 1 | 0 | 0 | 0 | 0 | 0 | 0 | 0 | 0 | 0 | 0 | 0 | 0 | 0 | 0
| Note | Note Details
3.69.54 | - | Please attach one PDF file to be named "Additional Items for (insert bill no/name & Section No/name)" for the details of these additional items in the additional attachment area in the Commercial Envelope.
3.70 BILL NO. 6.12 – EXTERNAL WORKS AND CAR PARKING | [5 empty] | 6 (out of 6) | 185520 | 6 (out of 6) | 324800 | 6 (out of 6) | 324800 | 6 (out of 6) | 242400 | 6 (out of 6) | 213996 | 6 (out of 6) | 252611.2 | 6 (out of 6) | 289468.44
| Note | Note Details
3.70.1 | - | EXTERIOR PAVING AND TILES
3.70.2 | - | All Paving and tiles of approved colour and patterns laid as per manufacturer’s Specification. Pavings and tiles are laid as per standard pattern over 50mm black sand distributed / installation materials as shown in the drawings.
3.70.3 | - | Characteristic strength of paving blocks not be less than 49N/mm2 and coloured throughout.
| Item Code | Description | Item Remarks | Unit of Measurement | Quantity/Base Price | Unit Price/Discount % | Total | Unit Price/Discount % | Total | Unit Price/Discount % | Total | Unit Price/Discount % | Total | Unit Price/Discount % | Total | Unit Price/Discount % | Total | Unit Price/Discount % | Total
3.70.4 | 6.12.01 | (*) 60mm thick interlocking concrete pavers |  | m2 | 1600 | 54 | 86400 | 125 | 200000 | 125 | 200000 | 72 | 115200 | 65 | 104000 | 86.04 | 137664 | 78.94 | 126304
3.70.5 | 6.12.02 | (*) 60mm thick precast granix tiles |  | m2 | 340 | 108 | 36720 | 125 | 42500 | 125 | 42500 | 216 | 73440 | 190 | 64600 | 129.06 | 43880.4 | 186.77 | 63501.8
3.70.6 | 6.12.03 | (*) Concrete curb stone 600 x 200 x 150mm |  | m | 560 | 87 | 48720 | 60 | 33600 | 60 | 33600 | 78 | 43680 | 68 | 38080 | 73.13 | 40952.8 | 82.75 | 46340
| Note | Note Details
3.70.7 | - | BICYCLE RACKS
| Item Code | Description | Item Remarks | Unit of Measurement | Quantity/Base Price | Unit Price/Discount % | Total | Unit Price/Discount % | Total | Unit Price/Discount % | Total | Unit Price/Discount % | Total | Unit Price/Discount % | Total | Unit Price/Discount % | Total | Unit Price/Discount % | Total
3.70.8 | 6.12.04 | (*) Supply and install bicycle racks and accessories as mentioned in drawing |  | nr | 12 | 1080 | 12960 | 4000 | 48000 | 4000 | 48000 | 540 | 6480 | 180 | 2160 | 2151 | 25812 | 472.77 | 5673.24
| Note | Note Details
3.70.9 | - | SIGNAGE FOR LOCAL MOSQUE & IMAM BUILDING
| Item Code | Description | Item Remarks | Unit of Measurement | Quantity/Base Price | Unit Price/Discount % | Total | Unit Price/Discount % | Total | Unit Price/Discount % | Total | Unit Price/Discount % | Total | Unit Price/Discount % | Total | Unit Price/Discount % | Total | Unit Price/Discount % | Total
3.70.10 | 6.12.05 | (*) Address numbering signs for Local Mosque and Imam Building to comply with the authority requrements, specification and drawings |  | nr | 2 | 360 | 720 | 350 | 700 | 350 | 700 | 1800 | 3600 | 2578 | 5156 | 2151 | 4302 | 210.12 | 420.24
| Note | Note Details
3.70.11 | - | Contractor's Adjustment
| Item Code | Description | Item Remarks | Unit of Measurement | Quantity/Base Price | Unit Price/Discount % | Total | Unit Price/Discount % | Total | Unit Price/Discount % | Total | Unit Price/Discount % | Total | Unit Price/Discount % | Total | Unit Price/Discount % | Total | Unit Price/Discount % | Total
3.70.12 | 6.12.06 | (*) The Contractor may price here any new items or additional quantity for an existing BOQ item, which are shown in the Drawings or any other Tender/Contract Documents but overlooked or not specifically mentioned herein and is necessary for the satisfactory completion of the Works/this section. Should the Contractor fail to insert any item here, it will be deemed that his lump sum Tender Price includes all such items and no claims for additional items will be entertained. |  | Sum | 1 | 0 | 0 | 0 | 0 | 0 | 0 | 0 | 0 | 0 | 0 | 0 | 0 | 47229.16 | 47229.16
| Note | Note Details
3.70.13 | - | Please attach one PDF file to be named "Additional Items for (insert bill no/name & Section No/name)" for the details of these additional items in the additional attachment area in the Commercial Envelope.
3.71 BILL NO. 7 - VILLA - 306 Villas | [5 empty] | 0 (out of 0) | 0 | 0 (out of 0) | 0 | 0 (out of 0) | 0 | 0 (out of 0) | 0 | 0 (out of 0) | 0 | 0 (out of 0) | 0 | 0 (out of 0) | 0
3.72 BILL No. 7.01 – EARTH WORKS & EXCAVATION | [5 empty] | 6 (out of 6) | 7384852 | 6 (out of 6) | 6022655 | 6 (out of 6) | 6022655 | 6 (out of 6) | 8059132 | 6 (out of 6) | 4405008 | 6 (out of 6) | 4672612.24 | 6 (out of 6) | 11917018.64
| Note | Note Details
3.72.1 | - | EARTH WORKS & EXCAVATION
| Item Code | Description | Item Remarks | Unit of Measurement | Quantity/Base Price | Unit Price/Discount % | Total | Unit Price/Discount % | Total | Unit Price/Discount % | Total | Unit Price/Discount % | Total | Unit Price/Discount % | Total | Unit Price/Discount % | Total | Unit Price/Discount % | Total
3.72.2 | 7.01.01 | (*) General site clearance, levelling and preparation over the total area of the Plot |  | m2 | 619650 | 4 | 2478600 | 3 | 1858950 | 3 | 1858950 | 4 | 2478600 | 3 | 1858950 | 1.81 | 1121566.5 | 3.41 | 2113006.5
3.72.3 | 7.01.02 | (*) Excavation up to a depth of 160cm to 350cm from the existing ground to bottom of the foundations, tie beams, etc. |  | m3 | 90224 | 8 | 721792 | 10 | 902240 | 10 | 902240 | 20 | 1804480 | 6 | 541344 | 10.76 | 970810.24 | 15.15 | 1366893.6
3.72.4 | 7.01.03 | (*) Backfilling & compaction with imported material up to the bottom of the foundation and up to bottom of the ground slab as per the drawings |  | m3 | 58344 | 52 | 3033888 | 35 | 2042040 | 35 | 2042040 | 30 | 1750320 | 19 | 1108536 | 28.39 | 1656386.16 | 0 | 0
3.72.5 | 7.01.04 | (*) Disposal of excavated surplus material to approved tip , including hauling (to designated location as may be instructed by the Engineer) |  | m3 | 58344 | 15 | 875160 | 15 | 875160 | 15 | 875160 | 30 | 1750320 | 13 | 758472 | 10.76 | 627781.44 | 17.09 | 997098.96
3.72.6 | 7.01.05 | (*) Applying Chemical Anti-Termite material under building foundations, beams, ground slabs on grid and external perimeter of the building as specified, Allow for materials, labours, tools etc all as approved by the Engineer. |  | m2 | 68853 | 4 | 275412 | 5 | 344265 | 5 | 344265 | 4 | 275412 | 2 | 137706 | 4.3 | 296067.9 | 2.93 | 201739.29
| Note | Note Details
3.72.7 | - | Contractor's Adjustment
| Item Code | Description | Item Remarks | Unit of Measurement | Quantity/Base Price | Unit Price/Discount % | Total | Unit Price/Discount % | Total | Unit Price/Discount % | Total | Unit Price/Discount % | Total | Unit Price/Discount % | Total | Unit Price/Discount % | Total | Unit Price/Discount % | Total
3.72.8 | 7.01.06 | (*) The Contractor may price here any new items or additional quantity for an existing BOQ item, which are shown in the Drawings or any other Tender/Contract Documents but overlooked or not specifically mentioned herein and is necessary for the satisfactory completion of the Works/this section. Should the Contractor fail to insert any item here, it will be deemed that his lump sum Tender Price includes all such items and no claims for additional items will be entertained. |  | Sum | 1 | 0 | 0 | 0 | 0 | 0 | 0 | 0 | 0 | 0 | 0 | 0 | 0 | 7238280.29 | 7238280.29
| Note | Note Details
3.72.9 | - | Please attach one PDF file to be named "Additional Items for (insert bill no/name & Section No/name)" for the details of these additional items in the additional attachment area in the Commercial Envelope.
3.73 BILL NO. 7.02 – CONCRETE AND BLOCK WORKS | [5 empty] | 25 (out of 25) | 235838079 | 25 (out of 25) | 181646007 | 25 (out of 25) | 181646007 | 25 (out of 25) | 250449620 | 25 (out of 25) | 264715258 | 25 (out of 25) | 223956035.65 | 25 (out of 25) | 264611625.26
| Note | Note Details
3.73.1 | - | SUB-STRUCTURE
3.73.2 | - | Plain in situ cement concrete in SRC as blinding layer including form work with compressive strength 20 N/mm2,in accordance with drawings Specification
| Item Code | Description | Item Remarks | Unit of Measurement | Quantity/Base Price | Unit Price/Discount % | Total | Unit Price/Discount % | Total | Unit Price/Discount % | Total | Unit Price/Discount % | Total | Unit Price/Discount % | Total | Unit Price/Discount % | Total | Unit Price/Discount % | Total
3.73.3 | 7.02.01 | (*) 100mm thick blinding |  | m3 | 7445 | 270 | 2010150 | 310 | 2307950 | 310 | 2307950 | 410 | 3052450 | 425 | 3164125 | 440.96 | 3282947.2 | 343.61 | 2558176.45
3.73.4 | 7.02.02 | (*) 50mm thick blinding |  | m3 | 10724 | 280 | 3002720 | 230 | 2466520 | 230 | 2466520 | 410 | 4396840 | 353 | 3785572 | 440.96 | 4728855.04 | 343.61 | 3684873.64
| Note | Note Details
3.73.5 | - | Reinforced in situ cement concrete in MSRC including form work and reinforcement as detailed in drawing with compressive strength 40N/mm2 as specified.
| Item Code | Description | Item Remarks | Unit of Measurement | Quantity/Base Price | Unit Price/Discount % | Total | Unit Price/Discount % | Total | Unit Price/Discount % | Total | Unit Price/Discount % | Total | Unit Price/Discount % | Total | Unit Price/Discount % | Total | Unit Price/Discount % | Total
3.73.6 | 7.02.03 | (*) Reinforced concrete Footings |  | m3 | 16952 | 536 | 9086272 | 665 | 11273080 | 665 | 11273080 | 850 | 14409200 | 682 | 11561264 | 914.18 | 15497179.36 | 779.27 | 13210185.04
3.73.7 | 7.02.04 | (*) Reinforced concrete neck columns |  | m3 | 1958 | 1503 | 2942874 | 1760 | 3446080 | 1760 | 3446080 | 1800 | 3524400 | 1889 | 3698662 | 914.18 | 1789964.44 | 2379.99 | 4660020.42
3.73.8 | 7.02.05 | (*) Reinforced concrete ground beams |  | m3 | 13372 | 1335 | 17851620 | 1110 | 14842920 | 1110 | 14842920 | 1500 | 20058000 | 1160 | 15511520 | 914.18 | 12224414.96 | 1966.72 | 26298979.84
3.73.9 | 7.02.06 | (*) Slab on grade placed on the existing ground level after removing the loose top soil and compacting with imported material. |  | m3 | 9211 | 496 | 4568656 | 620 | 5710820 | 620 | 5710820 | 700 | 6447700 | 751 | 6917461 | 634.55 | 5844840.05 | 712.33 | 6561271.63
3.73.10 | 7.02.07 | (*) External & internal stairs and external ramps including landings and foundations. |  | m3 | 1995 | 1022 | 2038890 | 1000 | 1995000 | 1000 | 1995000 | 1050 | 2094750 | 873 | 1741635 | 967.95 | 1931060.25 | 1124.92 | 2244215.4
| Note | Note Details
3.73.11 | - | SUNDRIES
| Item Code | Description | Item Remarks | Unit of Measurement | Quantity/Base Price | Unit Price/Discount % | Total | Unit Price/Discount % | Total | Unit Price/Discount % | Total | Unit Price/Discount % | Total | Unit Price/Discount % | Total | Unit Price/Discount % | Total | Unit Price/Discount % | Total
3.73.12 | 7.02.08 | (*) 1 layers of 1000 gauge sheet laid under foundation, ground beam etc as shown in drawings |  | m2 | 177377 | 5 | 886885 | 5 | 886885 | 5 | 886885 | 4 | 709508 | 3 | 532131 | 3.23 | 572927.71 | 4.96 | 879789.92
3.73.13 | 7.02.09 | (*) Prepare surface & apply 2 coats of Fluid applied rubberized asphalt |  | m2 | 306605 | 26 | 7971730 | 7 | 2146235 | 7 | 2146235 | 12 | 3679260 | 15 | 4599075 | 26.89 | 8244608.45 | 15.16 | 4648131.8
| Note | Note Details
3.73.14 | - | SUPER-STRUCTURE
3.73.15 | - | Precast construction including load bearing and non load bearing panels, staircase and parapet
| Item Code | Description | Item Remarks | Unit of Measurement | Quantity/Base Price | Unit Price/Discount % | Total | Unit Price/Discount % | Total | Unit Price/Discount % | Total | Unit Price/Discount % | Total | Unit Price/Discount % | Total | Unit Price/Discount % | Total | Unit Price/Discount % | Total
3.73.16 | 7.02.10 | (*) Precast insulated External Wall Panels 350mm thick |  | m2 | 65974 | 487 | 32129338 | 390 | 25729860 | 390 | 25729860 | 500 | 32987000 | 573 | 37803102 | 473.22 | 31220216.28 | 511.13 | 33721290.62
3.73.17 | 7.02.11 | (*) Precast insulated External Wall Panels 300mm thick |  | m2 | 13066 | 409 | 5343994 | 295 | 3854470 | 295 | 3854470 | 416 | 5435456 | 494 | 6454604 | 403.31 | 5269648.46 | 443.92 | 5800258.72
3.73.18 | 7.02.12 | (*) Precast insulated External Wall Panels 280mm thick |  | m2 | 161568 | 387 | 62526816 | 270 | 43623360 | 270 | 43623360 | 395 | 63819360 | 463 | 74805984 | 376.43 | 60819042.24 | 407.7 | 65871273.6
3.73.19 | 7.02.13 | (*) Precast solid External Wall Panels 200mm thick |  | m2 | 7038 | 339 | 2385882 | 171 | 1203498 | 171 | 1203498 | 345 | 2428110 | 333 | 2343654 | 268.88 | 1892377.44 | 0 | 0
3.73.20 | 7.02.14 | (*) Precast solid Internal Wall Panels 160mm thick |  | m2 | 46665 | 283 | 13206195 | 154 | 7186410 | 154 | 7186410 | 287 | 13392855 | 270 | 12599550 | 215.1 | 10037641.5 | 278.03 | 12974269.95
3.73.21 | 7.02.15 | (*) Precast Solid Internal Wall Panels 120mm thick |  | m2 | 88893 | 223 | 19823139 | 145 | 12889485 | 145 | 12889485 | 227 | 20178711 | 209 | 18578637 | 161.33 | 14341107.69 | 198.59 | 17653260.87
3.73.22 | 7.02.16 | (*) Precast Parapet wall, 120mm thick |  | m2 | 76102 | 218 | 16590236 | 165 | 12556830 | 165 | 12556830 | 227 | 17275154 | 207 | 15753114 | 161.33 | 12277535.66 | 224.29 | 17068917.58
3.73.23 | 7.02.17 | (*) Internal Precast Staircase |  | nr | 306 | 6999 | 2141694 | 5500 | 1683000 | 5500 | 1683000 | 7170 | 2194020 | 9320 | 2851920 | 7743.61 | 2369544.66 | 7715.96 | 2361083.76
3.73.24 | 7.02.18 | (*) Precast Beams, upstands, Columns and slabs |  | m3 | 3005 | 1991 | 5982955 | 1500 | 4507500 | 1500 | 4507500 | 2031 | 6103155 | 1904 | 5721520 | 1774.58 | 5332612.9 | 1986 | 5967930
3.73.25 | 7.02.19 | (*) 150mm thk precast concrete cover with painted finish including drip mould, all frame work, fixing accessories, etc. as per drawing |  | m2 | 197 | 648 | 127656 | 225 | 44325 | 225 | 44325 | 345 | 67965 | 283 | 55751 | 376.43 | 74156.71 | 640.17 | 126113.49
3.73.26 | 7.02.20 | (*) 150mm HCS-1 and 60mm structural topping |  | m2 | 4743 | 136 | 645048 | 129 | 611847 | 129 | 611847 | 166 | 787338 | 201 | 953343 | 148.42 | 703956.06 | 163.42 | 775101.06
3.73.27 | 7.02.21 | (*) 200mm HCS-2 and 60mm structural topping |  | m2 | 145809 | 153 | 22308777 | 145 | 21142305 | 145 | 21142305 | 178 | 25954002 | 232 | 33827688 | 164.55 | 23992870.95 | 176.27 | 25701752.43
| Note | Note Details
3.73.28 | - | Reinforced cast in situ cement concrete in MSRC including form work and reinforcement as detailed in drawing with compressive strength 40N/mm2 as specified.
| Item Code | Description | Item Remarks | Unit of Measurement | Quantity/Base Price | Unit Price/Discount % | Total | Unit Price/Discount % | Total | Unit Price/Discount % | Total | Unit Price/Discount % | Total | Unit Price/Discount % | Total | Unit Price/Discount % | Total | Unit Price/Discount % | Total
3.73.29 | 7.02.22 | (*) MEP equipments pads |  | m3 | 864 | 1292 | 1116288 | 1000 | 864000 | 1000 | 864000 | 938 | 810432 | 926 | 800064 | 967.95 | 836308.8 | 1007.66 | 870618.24
| Note | Note Details
3.73.30 | - | Solid concrete masonry units bedded in mortar including reinforcement and anchoring where necessary including plaster as per drawings and Specification.
| Item Code | Description | Item Remarks | Unit of Measurement | Quantity/Base Price | Unit Price/Discount % | Total | Unit Price/Discount % | Total | Unit Price/Discount % | Total | Unit Price/Discount % | Total | Unit Price/Discount % | Total | Unit Price/Discount % | Total | Unit Price/Discount % | Total
3.73.31 | 7.02.23 | (*) 100mm thk. walls |  | m2 | 5741 | 134 | 769294 | 77 | 442057 | 77 | 442057 | 74 | 424834 | 72 | 413352 | 77.44 | 444583.04 | 74.85 | 429713.85
3.73.32 | 7.02.24 | (*) 200 mm thk. Walls |  | m2 | 2490 | 153 | 380970 | 93 | 231570 | 93 | 231570 | 88 | 219120 | 97 | 241530 | 91.42 | 227635.8 | 101.56 | 252884.4
| Note | Note Details
3.73.33 | - | Contractor's Adjustment
| Item Code | Description | Item Remarks | Unit of Measurement | Quantity/Base Price | Unit Price/Discount % | Total | Unit Price/Discount % | Total | Unit Price/Discount % | Total | Unit Price/Discount % | Total | Unit Price/Discount % | Total | Unit Price/Discount % | Total | Unit Price/Discount % | Total
3.73.34 | 7.02.25 | (*) The Contractor may price here any new items or additional quantity for an existing BOQ item, which are shown in the Drawings or any other Tender/Contract Documents but overlooked or not specifically mentioned herein and is necessary for the satisfactory completion of the Works/this section. Should the Contractor fail to insert any item here, it will be deemed that his lump sum Tender Price includes all such items and no claims for additional items will be entertained. |  | Sum | 1 | 0 | 0 | 0 | 0 | 0 | 0 | 0 | 0 | 0 | 0 | 0 | 0 | 10291512.55 | 10291512.55
| Note | Note Details
3.73.35 | - | Please attach one PDF file to be named "Additional Items for (insert bill no/name & Section No/name)" for the details of these additional items in the additional attachment area in the Commercial Envelope.
3.74 BILL NO. 7.03 – WATERPROOFING AND ROOFING | [5 empty] | 11 (out of 11) | 18248248.8 | 11 (out of 11) | 23245840.8 | 11 (out of 11) | 23245840.8 | 11 (out of 11) | 23878098 | 11 (out of 11) | 26233624.8 | 11 (out of 11) | 27282554.244 | 11 (out of 11) | 37491119.34
| Note | Note Details
3.74.1 | - | WATERPROOFING AND ROOFING
| Item Code | Description | Item Remarks | Unit of Measurement | Quantity/Base Price | Unit Price/Discount % | Total | Unit Price/Discount % | Total | Unit Price/Discount % | Total | Unit Price/Discount % | Total | Unit Price/Discount % | Total | Unit Price/Discount % | Total | Unit Price/Discount % | Total
3.74.2 | 7.03.01 | (*) concrete Screed to slope |  | m2 | 91494 | 30 | 2744820 | 24 | 2195856 | 24 | 2195856 | 13 | 1189422 | 40 | 3659760 | 26.89 | 2460273.66 | 23.2 | 2122660.8
3.74.3 | 7.03.02 | (*) Liquid Elastomeric |  | m2 | 91494 | 44 | 4025736 | 8 | 731952 | 8 | 731952 | 13 | 1189422 | 26 | 2378844 | 21.51 | 1968035.94 | 0 | 0
3.74.4 | 7.03.03 | (*) Polyurethane foam of thickness 35mm with density 45-50 kg/m3 |  | m2 | 12117.6 | 22 | 266587.2 | 36 | 436233.6 | 36 | 436233.6 | 39 | 472586.4 | 45 | 545292 | 31.19 | 377947.944 | 90.02 | 1090826.352
3.74.5 | 7.03.04 | (*) Polyurethane foam of thickness 156mm with density 45-50 kg/m3 |  | m2 | 79376.4 | 54 | 4286325.6 | 143 | 11350825.2 | 143 | 11350825.2 | 169 | 13414611.6 | 122 | 9683920.8 | 103.25 | 8195613.3 | 189.52 | 15043415.328
3.74.6 | 7.03.05 | (*) Filter membrane |  | m2 | 91494 | 15 | 1372410 | 5 | 457470 | 5 | 457470 | 3 | 274482 | 5 | 457470 | 25.81 | 2361460.14 | 3.79 | 346762.26
3.74.7 | 7.03.06 | (*) 250x250x28mm Marbile Mosic on Terrazzo floor tiles (F08) |  | m2 | 91494 | 36 | 3293784 | 67 | 6130098 | 67 | 6130098 | 46 | 4208724 | 70 | 6404580 | 77.44 | 7085295.36 | 90.07 | 8240864.58
| Note | Note Details
3.74.8 | - | FLASHINGS
| Item Code | Description | Item Remarks | Unit of Measurement | Quantity/Base Price | Unit Price/Discount % | Total | Unit Price/Discount % | Total | Unit Price/Discount % | Total | Unit Price/Discount % | Total | Unit Price/Discount % | Total | Unit Price/Discount % | Total | Unit Price/Discount % | Total
3.74.9 | 7.03.07 | (*) 250x80x20 mm thk. Marbile Mosic on Terrazzo Base Skirting (S05) |  | m | 53244 | 15 | 798660 | 25 | 1331100 | 25 | 1331100 | 33 | 1757052 | 14 | 745416 | 37.64 | 2004104.16 | 35.04 | 1865669.76
| Note | Note Details
3.74.10 | - | KITCHEN, STORE, BATHROOMS, WET AREAS & BALCONIES
| Item Code | Description | Item Remarks | Unit of Measurement | Quantity/Base Price | Unit Price/Discount % | Total | Unit Price/Discount % | Total | Unit Price/Discount % | Total | Unit Price/Discount % | Total | Unit Price/Discount % | Total | Unit Price/Discount % | Total | Unit Price/Discount % | Total
3.74.11 | 7.03.10 | (*) Prepare surface and apply 2 coats of rubberised bitumen emulsion for G.F Wet areas. |  | m2 | 20502 | 31 | 635562 | 5 | 102510 | 5 | 102510 | 13 | 266526 | 52 | 1066104 | 45.17 | 926075.34 | 36.52 | 748733.04
3.74.12 | 7.03.11 | (*) Torch applied 4mm thick modified SBS bitumen waterproofing membrane insulation(double layer) for F.F wet areas including one coat of bitumen primer as specified |  | m2 | 4896 | 21 | 102816 | 55 | 269280 | 55 | 269280 | 62 | 303552 | 92 | 450432 | 80.66 | 394911.36 | 55 | 269280
3.74.13 | 7.03.12 | (*) Vertically, 300 mm high |  | m | 40086 | 18 | 721548 | 6 | 240516 | 6 | 240516 | 20 | 801720 | 21 | 841806 | 37.64 | 1508837.04 | 21.79 | 873473.94
| Note | Note Details
3.74.14 | - | Contractor's Adjustment
| Item Code | Description | Item Remarks | Unit of Measurement | Quantity/Base Price | Unit Price/Discount % | Total | Unit Price/Discount % | Total | Unit Price/Discount % | Total | Unit Price/Discount % | Total | Unit Price/Discount % | Total | Unit Price/Discount % | Total | Unit Price/Discount % | Total
3.74.15 | 7.03.13 | (*) The Contractor may price here any new items or additional quantity for an existing BOQ item, which are shown in the Drawings or any other Tender/Contract Documents but overlooked or not specifically mentioned herein and is necessary for the satisfactory completion of the Works/this section. Should the Contractor fail to insert any item here, it will be deemed that his lump sum Tender Price includes all such items and no claims for additional items will be entertained. |  | Sum | 1 | 0 | 0 | 0 | 0 | 0 | 0 | 0 | 0 | 0 | 0 | 0 | 0 | 6889433.28 | 6889433.28
| Note | Note Details
3.74.16 | - | Please attach one PDF file to be named "Additional Items for (insert bill no/name & Section No/name)" for the details of these additional items in the additional attachment area in the Commercial Envelope.
3.75 BILL NO. 7.04 – ALUMINIUM AND METAL WORKS | [5 empty] | 15 (out of 15) | 13170852 | 15 (out of 15) | 24478470 | 15 (out of 15) | 24478470 | 15 (out of 15) | 20656530 | 15 (out of 15) | 18354798 | 15 (out of 15) | 14354181.54 | 15 (out of 15) | 17533007.46
| Note | Note Details
3.75.1 | - | ALUMINUM & METAL WORK ALL ALUMINUM WORK IS TO BE READ IN CONJUNCTION WITH DRAWINGS
3.75.2 | - | ALUMINIUM DOORS AND WINDOWS
| Item Code | Description | Item Remarks | Unit of Measurement | Quantity/Base Price | Unit Price/Discount % | Total | Unit Price/Discount % | Total | Unit Price/Discount % | Total | Unit Price/Discount % | Total | Unit Price/Discount % | Total | Unit Price/Discount % | Total | Unit Price/Discount % | Total
3.75.3 | 7.04.01 | (*) Aluminium Window W001,2400x1750mm |  | nr | 612 | 2344 | 1434528 | 4930 | 3017160 | 4930 | 3017160 | 3840 | 2350080 | 4188 | 2563056 | 2559.55 | 1566444.6 | 2989.27 | 1829433.24
3.75.4 | 7.04.02 | (*) Aluminium Window W002, 1200x1200mm |  | nr | 612 | 804 | 492048 | 2210 | 1352520 | 2210 | 1352520 | 1905 | 1165860 | 1436 | 878832 | 1162.25 | 711297 | 1024.89 | 627232.68
3.75.5 | 7.04.03 | (*) Aluminium Window W003,1200x1200mm |  | nr | 918 | 804 | 738072 | 2210 | 2028780 | 2210 | 2028780 | 1905 | 1748790 | 1436 | 1318248 | 1162.25 | 1066945.5 | 1024.89 | 940849.02
3.75.6 | 7.04.04 | (*) Aluminium Window W004,3550x1750mm |  | nr | 306 | 3467 | 1060902 | 7040 | 2154240 | 7040 | 2154240 | 5227 | 1599462 | 6194 | 1895364 | 3578.77 | 1095103.62 | 4421.62 | 1353015.72
3.75.7 | 7.04.05 | (*) Aluminium Window W005,1800x1750mm |  | nr | 306 | 1758 | 537948 | 3930 | 1202580 | 3930 | 1202580 | 3386 | 1036116 | 3140 | 960840 | 2338.51 | 715584.06 | 2241.95 | 686036.7
3.75.8 | 7.04.06 | (*) Aluminium Window W006,1800x1800mm |  | nr | 306 | 1808 | 553248 | 1900 | 581400 | 1900 | 581400 | 2556 | 782136 | 3231 | 988686 | 1706.37 | 522149.22 | 2306.01 | 705639.06
3.75.9 | 7.04.07 | (*) Aluminium Window W007,1800x1200mm |  | nr | 612 | 1206 | 738072 | 3220 | 1970640 | 3220 | 1970640 | 2675 | 1637100 | 2154 | 1318248 | 1686.36 | 1032052.32 | 1537.34 | 940852.08
3.75.10 | 7.04.08 | (*) Aluminium Window W008,1800x1800mm |  | nr | 306 | 1808 | 553248 | 1900 | 581400 | 1900 | 581400 | 2594 | 793764 | 3231 | 988686 | 1706.37 | 522149.22 | 2306.01 | 705639.06
3.75.11 | 7.04.09 | (*) Aluminium Window W009, 600x750mm |  | nr | 306 | 389 | 119034 | 915 | 279990 | 915 | 279990 | 794 | 242964 | 469 | 143514 | 611.96 | 187259.76 | 800.7 | 245014.2
3.75.12 | 7.04.10 | (*) Aluminium Window V001,1000x450mm |  | nr | 1530 | 389 | 595170 | 505 | 772650 | 505 | 772650 | 637 | 974610 | 469 | 717570 | 443.11 | 677958.3 | 800.7 | 1225071
3.75.13 | 7.04.11 | (*) Aluminium Window V002, 600x750mm |  | nr | 306 | 389 | 119034 | 960 | 293760 | 960 | 293760 | 825 | 252450 | 469 | 143514 | 659.28 | 201739.68 | 800.7 | 245014.2
| Note | Note Details
3.75.14 | - | METAL WORKS
| Item Code | Description | Item Remarks | Unit of Measurement | Quantity/Base Price | Unit Price/Discount % | Total | Unit Price/Discount % | Total | Unit Price/Discount % | Total | Unit Price/Discount % | Total | Unit Price/Discount % | Total | Unit Price/Discount % | Total | Unit Price/Discount % | Total
3.75.15 | 7.04.12 | (*) Fabrication, painting and fixing of powder coated aluminium handrail in staircase area |  | m | 2754 | 540 | 1487160 | 815 | 2244510 | 815 | 2244510 | 735 | 2024190 | 411 | 1131894 | 322.65 | 888578.1 | 682.89 | 1880679.06
3.75.16 | 7.04.13 | (*) Fabrication, painting and fixing of powder coated aluminium Terrace handrail |  | m | 5814 | 576 | 3348864 | 1060 | 6162840 | 1060 | 6162840 | 672 | 3907008 | 587 | 3412818 | 322.65 | 1875887.1 | 682.89 | 3970322.46
3.75.17 | 7.04.14 | (*) Fabrication, painting and fixing of Cat Ladder |  | nr | 306 | 4554 | 1393524 | 6000 | 1836000 | 6000 | 1836000 | 7000 | 2142000 | 6188 | 1893528 | 10755.01 | 3291033.06 | 4727.7 | 1446676.2
| Note | Note Details
3.75.18 | - | Contractor's Adjustment
| Item Code | Description | Item Remarks | Unit of Measurement | Quantity/Base Price | Unit Price/Discount % | Total | Unit Price/Discount % | Total | Unit Price/Discount % | Total | Unit Price/Discount % | Total | Unit Price/Discount % | Total | Unit Price/Discount % | Total | Unit Price/Discount % | Total
3.75.19 | 7.04.16 | (*) The Contractor may price here any new items or additional quantity for an existing BOQ item, which are shown in the Drawings or any other Tender/Contract Documents but overlooked or not specifically mentioned herein and is necessary for the satisfactory completion of the Works/this section. Should the Contractor fail to insert any item here, it will be deemed that his lump sum Tender Price includes all such items and no claims for additional items will be entertained. |  | Sum | 1 | 0 | 0 | 0 | 0 | 0 | 0 | 0 | 0 | 0 | 0 | 0 | 0 | 731532.78 | 731532.78
| Note | Note Details
3.75.20 | - | Please attach one PDF file to be named "Additional Items for (insert bill no/name & Section No/name)" for the details of these additional items in the additional attachment area in the Commercial Envelope.
3.76 BILL NO. 7.05 – WOODEN WORKS | [5 empty] | 12 (out of 12) | 16827552 | 12 (out of 12) | 21516390 | 12 (out of 12) | 21516390 | 12 (out of 12) | 21493746 | 12 (out of 12) | 21704274 | 12 (out of 12) | 25537297.32 | 12 (out of 12) | 17457930.36
| Note | Note Details
3.76.1 | - | WOODEN WORKS
3.76.2 | - | Wooden joinery work is to be read in conjunction with the drawings and specification.
| Item Code | Description | Item Remarks | Unit of Measurement | Quantity/Base Price | Unit Price/Discount % | Total | Unit Price/Discount % | Total | Unit Price/Discount % | Total | Unit Price/Discount % | Total | Unit Price/Discount % | Total | Unit Price/Discount % | Total | Unit Price/Discount % | Total
3.76.3 | 7.05.01 | (*) Double swing Wooden Door-MD01,1800x2200mm |  | nr | 612 | 3399 | 2080188 | 6230 | 3812760 | 6230 | 3812760 | 6000 | 3672000 | 8488 | 5194656 | 5131.59 | 3140533.08 | 5571.89 | 3409996.68
3.76.4 | 7.05.02 | (*) Single Swing Wooden Door-D02,1100x2200mm |  | nr | 306 | 1834 | 561204 | 1995 | 610470 | 1995 | 610470 | 1836 | 561816 | 2092 | 640152 | 2867.29 | 877390.74 | 1825.99 | 558752.94
3.76.5 | 7.05.03 | (*) Single Swing Wooden Door-D03,1100x2200mm |  | nr | 306 | 1585 | 485010 | 2005 | 613530 | 2005 | 613530 | 1836 | 561816 | 2108 | 645048 | 2582.22 | 790159.32 | 1643.06 | 502776.36
3.76.6 | 7.05.04 | (*) Single Swing Wooden Door-D04,900x2200mm |  | nr | 1836 | 1542 | 2831112 | 1865 | 3424140 | 1865 | 3424140 | 1836 | 3370896 | 1963 | 3604068 | 2462.2 | 4520599.2 | 1540.46 | 2828284.56
3.76.7 | 7.05.05 | (*) Single Swing Wooden Door-D05,900x2200mm |  | nr | 1224 | 1734 | 2122416 | 1855 | 2270520 | 1855 | 2270520 | 1836 | 2247264 | 1966 | 2406384 | 2732.26 | 3344286.24 | 1754.04 | 2146944.96
3.76.8 | 7.05.06 | (*) Single Swing Wooden Door-D06,1000x2200mm (1Hr fire Rated) |  | nr | 306 | 2792 | 854352 | 2730 | 835380 | 2730 | 835380 | 2076 | 635256 | 2353 | 720018 | 3972.52 | 1215591.12 | 2331.38 | 713402.28
3.76.9 | 7.05.07 | (*) Single Swing Wooden Door-D07,900x2200mm |  | nr | 2448 | 1734 | 4244832 | 1870 | 4577760 | 1870 | 4577760 | 1836 | 4494528 | 1963 | 4805424 | 2732.26 | 6688572.48 | 1754.04 | 4293889.92
3.76.10 | 7.05.08 | (*) Sliding Wooden Door-SD01,1200x2200mm |  | nr | 918 | 2637 | 2420766 | 4685 | 4300830 | 4685 | 4300830 | 5160 | 4736880 | 3168 | 2908224 | 3992.53 | 3665142.54 | 2014.9 | 1849678.2
| Note | Note Details
3.76.11 | - | Vanity countertops; Beige Omani countertop; including all necessary plywood backing, timber framing, fixing accessories; all in accordance with the Specification
| Item Code | Description | Item Remarks | Unit of Measurement | Quantity/Base Price | Unit Price/Discount % | Total | Unit Price/Discount % | Total | Unit Price/Discount % | Total | Unit Price/Discount % | Total | Unit Price/Discount % | Total | Unit Price/Discount % | Total | Unit Price/Discount % | Total
3.76.12 | 7.05.09 | (*) 2600 x 600 mm Overall size; with 2 nr opening for wash basins in Ground Floor |  | nr | 306 | 1846 | 564876 | 1600 | 489600 | 1600 | 489600 | 1625 | 497250 | 1173 | 358938 | 1865.99 | 570992.94 | 1735.75 | 531139.5
3.76.13 | 7.05.10 | (*) 1750 x 600 mm Overall size; with 2 nr opening for wash basins in Ground Floor |  | nr | 306 | 1243 | 380358 | 1100 | 336600 | 1100 | 336600 | 1300 | 397800 | 790 | 241740 | 1344.38 | 411380.28 | 1168.29 | 357496.74
3.76.14 | 7.05.11 | (*) 1300 x 600 mm Overall size; with 1 nr opening for wash basin in First Floor |  | nr | 306 | 923 | 282438 | 800 | 244800 | 800 | 244800 | 1040 | 318240 | 587 | 179622 | 1021.73 | 312649.38 | 867.87 | 265568.22
| Note | Note Details
3.76.15 | - | Contractor's Adjustment
| Item Code | Description | Item Remarks | Unit of Measurement | Quantity/Base Price | Unit Price/Discount % | Total | Unit Price/Discount % | Total | Unit Price/Discount % | Total | Unit Price/Discount % | Total | Unit Price/Discount % | Total | Unit Price/Discount % | Total | Unit Price/Discount % | Total
3.76.16 | 7.05.12 | (*) The Contractor may price here any new items or additional quantity for an existing BOQ item, which are shown in the Drawings or any other Tender/Contract Documents but overlooked or not specifically mentioned herein and is necessary for the satisfactory completion of the Works/this section. Should the Contractor fail to insert any item here, it will be deemed that his lump sum Tender Price includes all such items and no claims for additional items will be entertained. |  | Sum | 1 | 0 | 0 | 0 | 0 | 0 | 0 | 0 | 0 | 0 | 0 | 0 | 0 | 0 | 0
| Note | Note Details
3.76.17 | - | Please attach one PDF file to be named "Additional Items for (insert bill no/name & Section No/name)" for the details of these additional items in the additional attachment area in the Commercial Envelope.
3.77 BILL NO. 7.06 – FLOOR, WALL AND CEILING FINISHES | [5 empty] | 30 (out of 30) | 50728397 | 30 (out of 30) | 51155358 | 30 (out of 30) | 51155358 | 30 (out of 30) | 58604498 | 30 (out of 30) | 53581573 | 30 (out of 30) | 80184056.01 | 30 (out of 30) | 64123587.8
| Note | Note Details
3.77.1 | - | FLOORS, WALLS AND CEILING FINISHES
3.77.2 | - | FLOOR TILING
3.77.3 | - | Polished Porcelain floor tiles including screed 50mm thk. Compacted fine sand layer, bedding and jointing in cement and mortar 1:4 pointing and grouting with matching tile grout to the approval of the engineer as shown in the drawings.
| Item Code | Description | Item Remarks | Unit of Measurement | Quantity/Base Price | Unit Price/Discount % | Total | Unit Price/Discount % | Total | Unit Price/Discount % | Total | Unit Price/Discount % | Total | Unit Price/Discount % | Total | Unit Price/Discount % | Total | Unit Price/Discount % | Total
3.77.4 | 7.06.01 | (*) 600x600mm polished Porcelain flooring tiles (F01) |  | m2 | 88740 | 69 | 6123060 | 110 | 9761400 | 110 | 9761400 | 95 | 8430300 | 115 | 10205100 | 137.66 | 12215948.4 | 113.33 | 10056904.2
3.77.5 | 7.06.02 | (*) Ditto, but 600x100x8 mm thk. Skirting (S01) |  | m | 50000 | 19 | 950000 | 21 | 1050000 | 21 | 1050000 | 25 | 1250000 | 31 | 1550000 | 31.19 | 1559500 | 28.97 | 1448500
| Note | Note Details
3.77.6 | - | Omani marble floor tiles including cement sand screed, matching tile grout to the approval of the engineer as shown in the drawings.
| Item Code | Description | Item Remarks | Unit of Measurement | Quantity/Base Price | Unit Price/Discount % | Total | Unit Price/Discount % | Total | Unit Price/Discount % | Total | Unit Price/Discount % | Total | Unit Price/Discount % | Total | Unit Price/Discount % | Total | Unit Price/Discount % | Total
3.77.7 | 7.06.03 | (*) Non-slip marble with anti skied strip for ramp (F05) |  | m2 | 3672 | 282 | 1035504 | 192 | 705024 | 192 | 705024 | 170 | 624240 | 231 | 848232 | 190.36 | 699001.92 | 193.04 | 708842.88
3.77.8 | 7.06.04 | (*) 30mm thk. Omani Marble Tread for external steps (F05) |  | m | 5814 | 128 | 744192 | 126 | 732564 | 126 | 732564 | 115 | 668610 | 102 | 593028 | 182.84 | 1063031.76 | 106.6 | 619772.4
3.77.9 | 7.06.05 | (*) 20mm thk. Omani Marble Riser for external steps (F05) |  | m | 8262 | 45 | 371790 | 54 | 446148 | 54 | 446148 | 40 | 330480 | 64 | 528768 | 86.04 | 710862.48 | 66.54 | 549753.48
3.77.10 | 7.06.06 | (*) 20mm thk. Omani Marble Skirting for external steps (S03) |  | m | 5202 | 45 | 234090 | 30 | 156060 | 30 | 156060 | 30 | 156060 | 47 | 244494 | 57 | 296514 | 49.67 | 258383.34
3.77.11 | 7.06.07 | (*) 20mm thk. Omani Marble tiles for Landing (F06) |  | m2 | 4284 | 263 | 1126692 | 170 | 728280 | 170 | 728280 | 147 | 629748 | 160 | 685440 | 236.61 | 1013637.24 | 193.04 | 826983.36
3.77.12 | 7.06.08 | (*) 30mm thk. Omani Marble Tread for internal Staircase (F06) |  | m | 10098 | 128 | 1292544 | 110 | 1110780 | 110 | 1110780 | 101 | 1019898 | 102 | 1029996 | 182.84 | 1846318.32 | 106.6 | 1076446.8
3.77.13 | 7.06.09 | (*) 20mm thk. Omani Marble Riser for internal stairs (F06) |  | m | 8874 | 45 | 399330 | 45 | 399330 | 45 | 399330 | 35 | 310590 | 64 | 567936 | 86.04 | 763518.96 | 66.54 | 590475.96
3.77.14 | 7.06.10 | (*) 600x300x20mm thk. Omani Marble tiles(F07) |  | m2 | 11322 | 165 | 1868130 | 170 | 1924740 | 170 | 1924740 | 134 | 1517148 | 160 | 1811520 | 172.08 | 1948289.76 | 142.95 | 1618479.9
| Note | Note Details
3.77.15 | - | Ceramic floor tiles including screed 50mm thk. Compacted fine sand layer, bedding and jointing in cement and mortar 1:4 pointing and grouting with matching tile grout to the approval of the engineer as shown in the drawings.
| Item Code | Description | Item Remarks | Unit of Measurement | Quantity/Base Price | Unit Price/Discount % | Total | Unit Price/Discount % | Total | Unit Price/Discount % | Total | Unit Price/Discount % | Total | Unit Price/Discount % | Total | Unit Price/Discount % | Total | Unit Price/Discount % | Total
3.77.16 | 7.06.11 | (*) 330x330mm Non slip ceramic floor tiles (F02) |  | m2 | 5814 | 69 | 401166 | 90 | 523260 | 90 | 523260 | 71 | 412794 | 79 | 459306 | 120.46 | 700354.44 | 81.98 | 476631.72
3.77.17 | 7.06.12 | (*) 330x330mm Ceramic floor tiles (F03) |  | m2 | 11934 | 65 | 775710 | 90 | 1074060 | 90 | 1074060 | 71 | 847314 | 79 | 942786 | 120.46 | 1437569.64 | 81.98 | 978349.32
3.77.18 | 7.06.13 | (*) 330x330mm Non slip ceramic floor tiles (F04) |  | m2 | 12240 | 56 | 685440 | 90 | 1101600 | 90 | 1101600 | 71 | 869040 | 79 | 966960 | 120.46 | 1474430.4 | 81.98 | 1003435.2
3.77.19 | 7.06.14 | (*) Ditto. But 330x80x8 mm thk. Skirting (S02) |  | m | 16830 | 19 | 319770 | 16 | 269280 | 16 | 269280 | 18 | 302940 | 24 | 403920 | 31.19 | 524927.7 | 23.91 | 402405.3
| Note | Note Details
3.77.20 | - | Glazed ceramic wall tiles including cement & sand mortar backing 1:4 & Joint filling mortar with matching tile grout, complete as shown on drawings & to the approval of the engineer
| Item Code | Description | Item Remarks | Unit of Measurement | Quantity/Base Price | Unit Price/Discount % | Total | Unit Price/Discount % | Total | Unit Price/Discount % | Total | Unit Price/Discount % | Total | Unit Price/Discount % | Total | Unit Price/Discount % | Total | Unit Price/Discount % | Total
3.77.21 | 7.06.15 | (*) 330x250x6mm thick Wall Glazed ceramic tiles (W02) |  | m2 | 12546 | 60 | 752760 | 70 | 878220 | 70 | 878220 | 80 | 1003680 | 75 | 940950 | 123.68 | 1551689.28 | 89.85 | 1127258.1
3.77.22 | 7.06.16 | (*) 300x600x6mm thick Wall Glazed ceramic tiles (W03) |  | m2 | 54774 | 60 | 3286440 | 70 | 3834180 | 70 | 3834180 | 94 | 5148756 | 93 | 5093982 | 129.06 | 7069132.44 | 102.87 | 5634601.38
| Note | Note Details
3.77.23 | - | THRESHOLD
3.77.24 | - | 30mm thk. Marble threshold including cement sand screed, matching tile grout to the approval of the engineer as shown in the drawings.
| Item Code | Description | Item Remarks | Unit of Measurement | Quantity/Base Price | Unit Price/Discount % | Total | Unit Price/Discount % | Total | Unit Price/Discount % | Total | Unit Price/Discount % | Total | Unit Price/Discount % | Total | Unit Price/Discount % | Total | Unit Price/Discount % | Total
3.77.25 | 7.06.17 | (*) 330mm wide Marble Threshold (TH1) |  | m | 306 | 225 | 68850 | 100 | 30600 | 100 | 30600 | 91 | 27846 | 135 | 41310 | 204.35 | 62531.1 | 173.55 | 53106.3
3.77.26 | 7.06.18 | (*) 280mm wide Marble Threshold (TH2) |  | m | 3060 | 188 | 575280 | 86 | 263160 | 86 | 263160 | 88 | 269280 | 123 | 376380 | 172.08 | 526564.8 | 151.8 | 464508
3.77.27 | 7.06.19 | (*) 160mm wide Marble Threshold (TH3) |  | m | 1530 | 150 | 229500 | 60 | 91800 | 60 | 91800 | 62 | 94860 | 97 | 148410 | 116.15 | 177709.5 | 95.62 | 146298.6
3.77.28 | 7.06.20 | (*) 120mm wide Marble Threshold (TH4) |  | m | 2754 | 113 | 311202 | 51 | 140454 | 51 | 140454 | 56 | 154224 | 84 | 231336 | 96.8 | 266587.2 | 76.23 | 209937.42
| Note | Note Details
3.77.29 | - | PAINTING AND DECORATION
| Item Code | Description | Item Remarks | Unit of Measurement | Quantity/Base Price | Unit Price/Discount % | Total | Unit Price/Discount % | Total | Unit Price/Discount % | Total | Unit Price/Discount % | Total | Unit Price/Discount % | Total | Unit Price/Discount % | Total | Unit Price/Discount % | Total
3.77.30 | 7.06.21 | (*) Acrylic based washable emulsion paint to internal walls(W01) |  | m2 | 323136 | 11 | 3554496 | 12 | 3877632 | 12 | 3877632 | 16 | 5170176 | 13 | 4200768 | 16.13 | 5212183.68 | 11.37 | 3674056.32
3.77.31 | 7.06.22 | (*) Acrylic based washable emulsion paint to internal ceiling with surface joint between hollow core slab panels to be fill with cementious material (C03) |  | m2 | 71910 | 12 | 862920 | 19 | 1366290 | 19 | 1366290 | 16 | 1150560 | 13 | 934830 | 16.13 | 1159908.3 | 11.37 | 817616.7
3.77.32 | 7.06.23 | (*) Pure acrylic based paint finish to ceiling(C04) |  | m2 | 16524 | 13 | 214812 | 19 | 313956 | 19 | 313956 | 17 | 280908 | 19 | 313956 | 18.28 | 302058.72 | 18.95 | 313129.8
3.77.33 | 7.06.24 | (*) 12mm thk. Gypsum board ceiling including painting(C01) |  | m2 | 25398 | 73 | 1854054 | 80 | 2031840 | 80 | 2031840 | 100 | 2539800 | 94 | 2387412 | 98.95 | 2513132.1 | 126.98 | 3225038.04
3.77.34 | 7.06.25 | (*) Aluminium ceiling tiles 600 x 600X 0.6mm, with all accessories as shown on drawing and as specified (C02). |  | m2 | 17748 | 81 | 1437588 | 85 | 1508580 | 85 | 1508580 | 98 | 1739304 | 116 | 2058768 | 96.8 | 1718006.4 | 134.56 | 2388170.88
3.77.35 | 7.06.26 | (*) 12mm thk. Water proofed gypsum board ceiling including painting(C05) |  | m2 | 918 | 79 | 72522 | 90 | 82620 | 90 | 82620 | 104 | 95472 | 107 | 98226 | 104.32 | 95765.76 | 139.3 | 127877.4
3.77.36 | 7.06.27 | (*) Anti-fungus paint To internal ceiling and wall over false ceiling |  | m2 | 76500 | 12 | 918000 | 8 | 612000 | 8 | 612000 | 9 | 688500 | 8 | 612000 | 18.28 | 1398420 | 11.37 | 869805
3.77.37 | 7.06.28 | (*) Exterior finish, heritage texture pure acrylic paint with special ancient look (E01 & E02) |  | m2 | 302940 | 36 | 10905840 | 25 | 7573500 | 25 | 7573500 | 46 | 13935240 | 26 | 7876440 | 66.68 | 20200039.2 | 33.17 | 10048519.8
3.77.38 | 7.06.29 | (*) GRC features on external elevation in various locations as shown in the drawings |  | Item | 1 | 9356715 | 9356715 | 8568000 | 8568000 | 8568000 | 8568000 | 8936730 | 8936730 | 7429319 | 7429319 | 11676422.51 | 11676422.51 | 7147652.04 | 7147652.04
| Note | Note Details
3.77.39 | - | Contractor's Adjustment
| Item Code | Description | Item Remarks | Unit of Measurement | Quantity/Base Price | Unit Price/Discount % | Total | Unit Price/Discount % | Total | Unit Price/Discount % | Total | Unit Price/Discount % | Total | Unit Price/Discount % | Total | Unit Price/Discount % | Total | Unit Price/Discount % | Total
3.77.40 | 7.06.30 | (*) The Contractor may price here any new items or additional quantity for an existing BOQ item, which are shown in the Drawings or any other Tender/Contract Documents but overlooked or not specifically mentioned herein and is necessary for the satisfactory completion of the Works/this section. Should the Contractor fail to insert any item here, it will be deemed that his lump sum Tender Price includes all such items and no claims for additional items will be entertained. |  | Sum | 1 | 0 | 0 | 0 | 0 | 0 | 0 | 0 | 0 | 0 | 0 | 0 | 0 | 7260648.16 | 7260648.16
| Note | Note Details
3.77.41 | - | Please attach one PDF file to be named "Additional Items for (insert bill no/name & Section No/name)" for the details of these additional items in the additional attachment area in the Commercial Envelope.
3.78 BILL NO. 7.07 – KITCHEN CABINETS AND WARDROBES | [5 empty] | 3 (out of 3) | 12400038 | 3 (out of 3) | 9388080 | 3 (out of 3) | 9388080 | 3 (out of 3) | 8154900 | 3 (out of 3) | 9584838 | 3 (out of 3) | 16995848.94 | 3 (out of 3) | 9947496.96
| Note | Note Details
3.78.1 | - | KITCHEN CABINETS
| Item Code | Description | Item Remarks | Unit of Measurement | Quantity/Base Price | Unit Price/Discount % | Total | Unit Price/Discount % | Total | Unit Price/Discount % | Total | Unit Price/Discount % | Total | Unit Price/Discount % | Total | Unit Price/Discount % | Total | Unit Price/Discount % | Total
3.78.2 | 7.07.01 | (*) Supply & fix kitchen cabinets with Moisture resistant white Melamine MDF, shutters in post formed laminated MDF including Kitchen sink, Cooker Hood, 10 liters segregated cabinets (4 bins) for recyclable and non recycable bins, Mixer and Counter Top all complete as per detail drawings and Specification. |  | Item | 306 | 10718 | 3279708 | 12350 | 3779100 | 12350 | 3779100 | 10400 | 3182400 | 8663 | 2650878 | 14138.05 | 4326243.3 | 10064.18 | 3079639.08
| Note | Note Details
3.78.3 | - | WARDROBES
| Item Code | Description | Item Remarks | Unit of Measurement | Quantity/Base Price | Unit Price/Discount % | Total | Unit Price/Discount % | Total | Unit Price/Discount % | Total | Unit Price/Discount % | Total | Unit Price/Discount % | Total | Unit Price/Discount % | Total | Unit Price/Discount % | Total
3.78.4 | 7.07.02 | (*) Supply & fix wardrobes with Moisture resistant MDF, shutters in post formed laminated MDF including all complete accessories as per detail drawings and Specification. |  | Item | 306 | 29805 | 9120330 | 18330 | 5608980 | 18330 | 5608980 | 16250 | 4972500 | 22660 | 6933960 | 41403.94 | 12669605.64 | 22443.98 | 6867857.88
| Note | Note Details
3.78.5 | - | Contractor's Adjustment
| Item Code | Description | Item Remarks | Unit of Measurement | Quantity/Base Price | Unit Price/Discount % | Total | Unit Price/Discount % | Total | Unit Price/Discount % | Total | Unit Price/Discount % | Total | Unit Price/Discount % | Total | Unit Price/Discount % | Total | Unit Price/Discount % | Total
3.78.6 | 7.07.03 | (*) The Contractor may price here any new items or additional quantity for an existing BOQ item, which are shown in the Drawings or any other Tender/Contract Documents but overlooked or not specifically mentioned herein and is necessary for the satisfactory completion of the Works/this section. Should the Contractor fail to insert any item here, it will be deemed that his lump sum Tender Price includes all such items and no claims for additional items will be entertained. |  | Sum | 1 | 0 | 0 | 0 | 0 | 0 | 0 | 0 | 0 | 0 | 0 | 0 | 0 | 0 | 0
| Note | Note Details
3.78.7 | - | Please attach one PDF file to be named "Additional Items for (insert bill no/name & Section No/name)" for the details of these additional items in the additional attachment area in the Commercial Envelope.
3.79 BILL NO. 7.08 – ELECTRICAL INSTALLATION AND FIRE FIGHTING | [5 empty] | 70 (out of 70) | 53457894 | 70 (out of 70) | 54272266 | 70 (out of 70) | 54272266 | 70 (out of 70) | 48384856 | 70 (out of 70) | 45098810 | 70 (out of 70) | 57809328.2 | 70 (out of 70) | 137801102.39
| Note | Note Details
3.79.1 | - | ELECTRICAL WORKS
3.79.2 | - | ELECTRICAL INSTALLATIONS
3.79.3 | - | All equipment, material and accessories used in the electrical installation works shall conform strictly to the requirements of the specification and shall be verified to suitable for use on 400/230V, 50HZ AC supply.
| Item Code | Description | Item Remarks | Unit of Measurement | Quantity/Base Price | Unit Price/Discount % | Total | Unit Price/Discount % | Total | Unit Price/Discount % | Total | Unit Price/Discount % | Total | Unit Price/Discount % | Total | Unit Price/Discount % | Total | Unit Price/Discount % | Total
3.79.4 | 7.08.01 | (*) Allow for all works required & shown on drawings for house connection and incoming main installation including liaising and paying connection charges for acquiring main supply, coordination with AADC & ETISALT/ Service provider for obtaining permanent power and telephone connection to the villas, approvals from local authorities for various services like electricity, telephone, etc. also for complying with latest wiring regulations of the relevant authorities |  | Item | 1 | 53457894 | 53457894 | 1530000 | 1530000 | 1530000 | 1530000 | 3504600 | 3504600 | 1710000 | 1710000 | 0 | 0 | 0 | 0
| Note | Note Details
3.79.5 | - | MAINS DISTRIBUTION BOARD
| Item Code | Description | Item Remarks | Unit of Measurement | Quantity/Base Price | Unit Price/Discount % | Total | Unit Price/Discount % | Total | Unit Price/Discount % | Total | Unit Price/Discount % | Total | Unit Price/Discount % | Total | Unit Price/Discount % | Total | Unit Price/Discount % | Total
3.79.6 | 7.08.02 | (*) Supply, install, test & connect low voltage main distribution board comprising all breakers bus-bars, meters, indicator all in accordance with specification and as detailed in drawing. |  | nr | 306 | 0 | 0 | 9800 | 2998800 | 9800 | 2998800 | 5469 | 1673514 | 5647 | 1727982 | 9082.74 | 2779318.44 | 0 | 0
| Note | Note Details
3.79.7 | - | FINAL DISTRIBUTION BOARDS
3.79.8 | - | Supply, install, test and connect all final distribution board MCB boards, including MCBIS-9ka contactor, cable termination etc… as specified and shown on drawings.
| Item Code | Description | Item Remarks | Unit of Measurement | Quantity/Base Price | Unit Price/Discount % | Total | Unit Price/Discount % | Total | Unit Price/Discount % | Total | Unit Price/Discount % | Total | Unit Price/Discount % | Total | Unit Price/Discount % | Total | Unit Price/Discount % | Total
3.79.9 | 7.08.03 | (*) DB-G (Ground Floor) |  | nr | 306 | 0 | 0 | 3000 | 918000 | 3000 | 918000 | 1886 | 577116 | 2647 | 809982 | 1238.98 | 379127.88 | 0 | 0
3.79.10 | 7.08.04 | (*) DB-F (First Floor) |  | nr | 306 | 0 | 0 | 2615 | 800190 | 2615 | 800190 | 2402 | 735012 | 2082 | 637092 | 1238.98 | 379127.88 | 0 | 0
3.79.11 | 7.08.05 | (*) DB-A/C (First Floor) |  | nr | 306 | 0 | 0 | 2378 | 727668 | 2378 | 727668 | 2948 | 902088 | 1671 | 511326 | 2219.83 | 679267.98 | 0 | 0
3.79.12 | 7.08.06 | (*) DB-S (Ground Floor) |  | nr | 306 | 0 | 0 | 1907 | 583542 | 1907 | 583542 | 1779 | 544374 | 1706 | 522036 | 1238.98 | 379127.88 | 0 | 0
| Note | Note Details
3.79.13 | - | ISOLATORS
3.79.14 | - | Supply, install, test and connect the following heavy duty, weather proof isolator for mechanical equipment as include cables, conduits & all accessories from respective DBS as specified and shown on the drawings
| Item Code | Description | Item Remarks | Unit of Measurement | Quantity/Base Price | Unit Price/Discount % | Total | Unit Price/Discount % | Total | Unit Price/Discount % | Total | Unit Price/Discount % | Total | Unit Price/Discount % | Total | Unit Price/Discount % | Total | Unit Price/Discount % | Total
3.79.15 | 7.08.07 | (*) 16 A SPN isolator |  | nr | 2754 | 0 | 0 | 290 | 798660 | 290 | 798660 | 527 | 1451358 | 212 | 583848 | 464.62 | 1279563.48 | 0 | 0
3.79.16 | 7.08.08 | (*) 20A SPN Isolator, weather proof |  | nr | 2448 | 0 | 0 | 305 | 746640 | 305 | 746640 | 527 | 1290096 | 235 | 575280 | 481.55 | 1178834.4 | 0 | 0
3.79.17 | 7.08.09 | (*) 40A SPN Isolator, weather proof |  | nr | 306 | 0 | 0 | 320 | 97920 | 320 | 97920 | 527 | 161262 | 304 | 93024 | 576.54 | 176421.24 | 0 | 0
3.79.18 | 7.08.10 | (*) 32A TP Isolator, weather proof |  | nr | 612 | 0 | 0 | 340 | 208080 | 340 | 208080 | 605 | 370260 | 562 | 343944 | 544.92 | 333491.04 | 0 | 0
| Note | Note Details
3.79.19 | - | CABLES
3.79.20 | - | Supply, install, test and connect all armoured cables as per the specification. As following from MDB to :
| Item Code | Description | Item Remarks | Unit of Measurement | Quantity/Base Price | Unit Price/Discount % | Total | Unit Price/Discount % | Total | Unit Price/Discount % | Total | Unit Price/Discount % | Total | Unit Price/Discount % | Total | Unit Price/Discount % | Total | Unit Price/Discount % | Total
3.79.21 | 7.08.11 | (*) MDB to DB-G (4CX35 mm2 + 1CX16 mm2 XLPE/SWA/PVC) |  | m | 9180 | 0 | 0 | 74 | 679320 | 74 | 679320 | 58 | 532440 | 64 | 587520 | 125.03 | 1147775.4 | 0 | 0
3.79.22 | 7.08.12 | (*) MDB to DB-F (4CX16 mm2 + 1CX16 mm2 XLPE/SWA/PVC) |  | m | 10710 | 0 | 0 | 47 | 503370 | 47 | 503370 | 39 | 417690 | 45 | 481950 | 69.81 | 747665.1 | 0 | 0
3.79.23 | 7.08.13 | (*) MDB to DB-A/C (4CX10 mm2 + 1CX10 mm2 XLPE/SWA/PVC) |  | m | 10710 | 0 | 0 | 35 | 374850 | 35 | 374850 | 27 | 289170 | 35 | 374850 | 52.41 | 561311.1 | 0 | 0
3.79.24 | 7.08.14 | (*) MDB to DB-S (4CX10 mm2 + 1CX10 mm2 XLPE/SWA/PVC) |  | m | 9180 | 0 | 0 | 35 | 321300 | 35 | 321300 | 27 | 247860 | 35 | 321300 | 52.41 | 481123.8 | 0 | 0
| Note | Note Details
3.79.25 | - | Switches including cables and conduits , box etc
| Item Code | Description | Item Remarks | Unit of Measurement | Quantity/Base Price | Unit Price/Discount % | Total | Unit Price/Discount % | Total | Unit Price/Discount % | Total | Unit Price/Discount % | Total | Unit Price/Discount % | Total | Unit Price/Discount % | Total | Unit Price/Discount % | Total
3.79.26 | 7.08.15 | (*) 1 gang 1 way Switch |  | nr | 3978 | 0 | 0 | 230 | 914940 | 230 | 914940 | 95 | 377910 | 171 | 680238 | 16.93 | 67347.54 | 0 | 0
3.79.27 | 7.08.16 | (*) 2 gang 1 way Switch |  | nr | 2754 | 0 | 0 | 255 | 702270 | 255 | 702270 | 101 | 278154 | 176 | 484704 | 26.02 | 71659.08 | 0 | 0
3.79.28 | 7.08.17 | (*) 3 gang 1 way Switch |  | nr | 2142 | 0 | 0 | 300 | 642600 | 300 | 642600 | 108 | 231336 | 182 | 389844 | 28.91 | 61925.22 | 0 | 0
3.79.29 | 7.08.18 | (*) 1 gang 2 way switch |  | nr | 3060 | 0 | 0 | 280 | 856800 | 280 | 856800 | 101 | 309060 | 176 | 538560 | 17.35 | 53091 | 0 | 0
3.79.30 | 7.08.19 | (*) 2 gang 2 way switch |  | nr | 1224 | 0 | 0 | 310 | 379440 | 310 | 379440 | 106 | 129744 | 188 | 230112 | 27.26 | 33366.24 | 0 | 0
3.79.31 | 7.08.20 | (*) 3 gang 2 way switch |  | nr | 612 | 0 | 0 | 325 | 198900 | 325 | 198900 | 117 | 71604 | 200 | 122400 | 36.34 | 22240.08 | 0 | 0
3.79.32 | 7.08.21 | (*) 1 gang 1 way switch W/P |  | nr | 612 | 0 | 0 | 300 | 183600 | 300 | 183600 | 153 | 93636 | 207 | 126684 | 20.65 | 12637.8 | 0 | 0
3.79.33 | 7.08.22 | (*) Door bell |  | nr | 306 | 0 | 0 | 300 | 91800 | 300 | 91800 | 140 | 42840 | 71 | 21726 | 66.08 | 20220.48 | 0 | 0
3.79.34 | 7.08.23 | (*) Bell push button |  | nr | 306 | 0 | 0 | 300 | 91800 | 300 | 91800 | 102 | 31212 | 24 | 7344 | 24.78 | 7582.68 | 0 | 0
| Note | Note Details
3.79.35 | - | CIRCUIT WIRE IN PVC
3.79.36 | - | Supply, install and test the following including PVC conduits and accessories, wires, switches, socket and all other necessary accessories as per drawing and specification:
| Item Code | Description | Item Remarks | Unit of Measurement | Quantity/Base Price | Unit Price/Discount % | Total | Unit Price/Discount % | Total | Unit Price/Discount % | Total | Unit Price/Discount % | Total | Unit Price/Discount % | Total | Unit Price/Discount % | Total | Unit Price/Discount % | Total
3.79.37 | 7.08.24 | (*) Light point |  | nr | 36500 | 0 | 0 | 260 | 9490000 | 260 | 9490000 | 92 | 3358000 | 106 | 3869000 | 320.07 | 11682555 | 0 | 0
3.79.38 | 7.08.25 | (*) 13A single switched socket |  | nr | 10710 | 0 | 0 | 260 | 2784600 | 260 | 2784600 | 150 | 1606500 | 169 | 1809990 | 351.04 | 3759638.4 | 0 | 0
3.79.39 | 7.08.26 | (*) 13A single switched socket, weather proof |  | nr | 2754 | 0 | 0 | 362 | 996948 | 362 | 996948 | 186 | 512244 | 194 | 534276 | 465.86 | 1282978.44 | 0 | 0
3.79.40 | 7.08.27 | (*) 13A twin switched socket |  | nr | 7650 | 0 | 0 | 310 | 2371500 | 310 | 2371500 | 161 | 1231650 | 181 | 1384650 | 359.3 | 2748645 | 0 | 0
3.79.41 | 7.08.28 | (*) Shaver socket outlet |  | nr | 1224 | 0 | 0 | 320 | 391680 | 320 | 391680 | 228 | 279072 | 306 | 374544 | 483.2 | 591436.8 | 0 | 0
3.79.42 | 7.08.29 | (*) 20A DP switch with outlet for A/C |  | nr | 918 | 0 | 0 | 350 | 321300 | 350 | 321300 | 179 | 164322 | 186 | 170748 | 341.13 | 313157.34 | 0 | 0
3.79.43 | 7.08.30 | (*) 20A Flex outlet |  | nr | 4896 | 0 | 0 | 260 | 1272960 | 260 | 1272960 | 149 | 729504 | 129 | 631584 | 346.91 | 1698471.36 | 0 | 0
3.79.44 | 7.08.31 | (*) 45A cooker control unit |  | nr | 306 | 0 | 0 | 400 | 122400 | 400 | 122400 | 136 | 41616 | 214 | 65484 | 355.17 | 108682.02 | 0 | 0
3.79.45 | 7.08.32 | (*) DP socket outlet for cooker control |  | nr | 306 | 0 | 0 | 260 | 79560 | 260 | 79560 | 162 | 49572 | 186 | 56916 | 342.78 | 104890.68 | 0 | 0
3.79.46 | 7.08.33 | (*) 20A DP switch with neon indicator for WH & DW |  | nr | 4590 | 0 | 0 | 350 | 1606500 | 350 | 1606500 | 165 | 757350 | 186 | 853740 | 341.13 | 1565786.7 | 0 | 0
3.79.47 | 7.08.34 | (*) Exhaust fan point (with 3A fused spur flexible outlet) |  | nr | 1530 | 0 | 0 | 260 | 397800 | 260 | 397800 | 149 | 227970 | 127 | 194310 | 342.78 | 524453.4 | 0 | 0
3.79.48 | 7.08.35 | (*) Kitchen Hood |  | nr | 306 | 0 | 0 | 350 | 107100 | 350 | 107100 | 319 | 97614 | 169 | 51714 | 342.78 | 104890.68 | 0 | 0
3.79.49 | 7.08.36 | (*) Electrical Outlet For (Water Tape sensor, wifi Access point , Intercom unit) |  | nr | 918 | 0 | 0 | 260 | 238680 | 260 | 238680 | 150 | 137700 | 169 | 155142 | 355.17 | 326046.06 | 0 | 0
3.79.50 | 7.08.37 | (*) KWH meter outside the electrical room with GRP enclosure as per AADC requirements. |  | nr | 306 | 0 | 0 | 2500 | 765000 | 2500 | 765000 | 2030 | 621180 | 2941 | 899946 | 0 | 0 | 0 | 0
| Note | Note Details
3.79.51 | - | MANUAL BELL
| Item Code | Description | Item Remarks | Unit of Measurement | Quantity/Base Price | Unit Price/Discount % | Total | Unit Price/Discount % | Total | Unit Price/Discount % | Total | Unit Price/Discount % | Total | Unit Price/Discount % | Total | Unit Price/Discount % | Total | Unit Price/Discount % | Total
3.79.52 | 7.08.38 | (*) Supply, install and test complete bell including wiring and accessories. |  | nr | 306 | 0 | 0 | 350 | 107100 | 350 | 107100 | 255 | 78030 | 235 | 71910 | 330.39 | 101099.34 | 0 | 0
| Note | Note Details
3.79.53 | - | LIGHT FITTINGS
3.79.54 | - | Supply, installation, connecting, testing and commissioning of lighting fixtures including all lamps, mounting brackets, suspension cords, accessories and all necessary auxiliary works as per specifications and drawings.
| Item Code | Description | Item Remarks | Unit of Measurement | Quantity/Base Price | Unit Price/Discount % | Total | Unit Price/Discount % | Total | Unit Price/Discount % | Total | Unit Price/Discount % | Total | Unit Price/Discount % | Total | Unit Price/Discount % | Total | Unit Price/Discount % | Total
3.79.55 | 7.08.45 | (*) F1 |  | nr | 1836 | 0 | 0 | 206 | 378216 | 206 | 378216 | 201 | 369036 | 218 | 400248 | 342.06 | 628022.16 | 0 | 0
3.79.56 | 7.08.46 | (*) F2 |  | nr | 2754 | 0 | 0 | 200 | 550800 | 200 | 550800 | 226 | 622404 | 194 | 534276 | 342.06 | 942033.24 | 0 | 0
3.79.57 | 7.08.47 | (*) F2A |  | nr | 8568 | 0 | 0 | 200 | 1713600 | 200 | 1713600 | 220 | 1884960 | 176 | 1507968 | 267.24 | 2289712.32 | 0 | 0
3.79.58 | 7.08.48 | (*) F3 |  | nr | 3060 | 0 | 0 | 210 | 642600 | 210 | 642600 | 236 | 722160 | 171 | 523260 | 267.24 | 817754.4 | 0 | 0
3.79.59 | 7.08.49 | (*) F4 |  | nr | 3060 | 0 | 0 | 154 | 471240 | 154 | 471240 | 207 | 633420 | 206 | 630360 | 209.51 | 641100.6 | 0 | 0
3.79.60 | 7.08.50 | (*) F5 |  | nr | 10098 | 0 | 0 | 160 | 1615680 | 160 | 1615680 | 338 | 3413124 | 241 | 2433618 | 295.02 | 2979111.96 | 0 | 0
3.79.61 | 7.08.51 | (*) F6 |  | nr | 1224 | 0 | 0 | 175 | 214200 | 175 | 214200 | 239 | 292536 | 206 | 252144 | 623.18 | 762772.32 | 0 | 0
3.79.62 | 7.08.52 | (*) F8 |  | nr | 7956 | 0 | 0 | 210 | 1670760 | 210 | 1670760 | 296 | 2354976 | 288 | 2291328 | 267.24 | 2126161.44 | 0 | 0
3.79.63 | 7.08.53 | (*) P1 |  | nr | 1224 | 0 | 0 | 100 | 122400 | 100 | 122400 | 64 | 78336 | 29 | 35496 | 16.03 | 19620.72 | 0 | 0
3.79.64 | 7.08.54 | (*) CH |  | nr | 3366 | 0 | 0 | 120 | 403920 | 120 | 403920 | 106 | 356796 | 265 | 891990 | 16.03 | 53956.98 | 0 | 0
3.79.65 | 7.08.55 | (*) EL |  | nr | 918 | 0 | 0 | 400 | 367200 | 400 | 367200 | 256 | 235008 | 159 | 145962 | 213.79 | 196259.22 | 0 | 0
3.79.66 | 7.08.56 | (*) EX |  | nr | 612 | 0 | 0 | 431 | 263772 | 431 | 263772 | 266 | 162792 | 559 | 342108 | 235.17 | 143924.04 | 0 | 0
| Note | Note Details
3.79.67 | - | EARTHING SYSTEM
| Item Code | Description | Item Remarks | Unit of Measurement | Quantity/Base Price | Unit Price/Discount % | Total | Unit Price/Discount % | Total | Unit Price/Discount % | Total | Unit Price/Discount % | Total | Unit Price/Discount % | Total | Unit Price/Discount % | Total | Unit Price/Discount % | Total
3.79.68 | 7.08.57 | (*) Supply, installation, testing and commissioning of a complete protective earthing system for the building, earthing should be done with proper cables as per B.S including earthing pits, earthing electrodes, potential equalizing bar, bare copper conductors, fixing brackets, test links, suspensions, drilling, all necessary accessories, ancillary works and all materials required to complete installation as per specifications, drawings and to be approved from local authorities. |  | Item | 1 | 0 | 0 | 612000 | 612000 | 612000 | 612000 | 1299888 | 1299888 | 936000 | 936000 | 833409.54 | 833409.54 | 0 | 0
| Note | Note Details
3.79.69 | - | LOW CURRENT SYSTEMS
3.79.70 | - | FIRE ALARM SYSTEM
3.79.71 | - | Supply, installation, connecting, testing and commissioning of fire alarm system as specified below including analogue addressable fire alarm control panel (FACP) complete with batteries and charger, software, cables, conduits, trunking, fire alarm devices like smoke detector, heat detectors, manual station, sounder, control module, monitor module ...etc. and all accessories required to complete installation as per Specification and drawings.
| Item Code | Description | Item Remarks | Unit of Measurement | Quantity/Base Price | Unit Price/Discount % | Total | Unit Price/Discount % | Total | Unit Price/Discount % | Total | Unit Price/Discount % | Total | Unit Price/Discount % | Total | Unit Price/Discount % | Total | Unit Price/Discount % | Total
3.79.72 | 7.08.58 | (*) Addressable fire alarm control panel two loops |  | nr | 306 | 0 | 0 | 4500 | 1377000 | 4500 | 1377000 | 7965 | 2437290 | 5051 | 1545606 | 5575.4 | 1706072.4 | 0 | 0
3.79.73 | 7.08.59 | (*) Addressable smoke detector |  | nr | 5202 | 0 | 0 | 150 | 780300 | 150 | 780300 | 122 | 634644 | 162 | 842724 | 139.38 | 725054.76 | 0 | 0
3.79.74 | 7.08.60 | (*) Addressable heat detector |  | nr | 306 | 0 | 0 | 180 | 55080 | 180 | 55080 | 138 | 42228 | 172 | 52632 | 185.85 | 56870.1 | 0 | 0
3.79.75 | 7.08.61 | (*) Addressable manual call point |  | nr | 612 | 0 | 0 | 120 | 73440 | 120 | 73440 | 122 | 74664 | 216 | 132192 | 139.38 | 85300.56 | 0 | 0
3.79.76 | 7.08.62 | (*) Addressable control module |  | nr | 612 | 0 | 0 | 200 | 122400 | 200 | 122400 | 196 | 119952 | 253 | 154836 | 139.38 | 85300.56 | 0 | 0
3.79.77 | 7.08.63 | (*) Addressable fire alarm bell with strobe |  | nr | 612 | 0 | 0 | 250 | 153000 | 250 | 153000 | 239 | 146268 | 361 | 220932 | 232.31 | 142173.72 | 0 | 0
3.79.78 | 7.08.64 | (*) Fire alarm outlets complete with outlet boxes, pull boxes, conduits (PVC type in case of embedded in concrete or galvanized steel in case of exposed fixation), conduit fittings, trunking, fire resistant cables (105°C) and all other accessories |  | nr | 7344 | 0 | 0 | 100 | 734400 | 100 | 734400 | 436 | 3201984 | 245 | 1799280 | 402.67 | 2957208.48 | 0 | 0
| Note | Note Details
3.79.79 | - | COMMUNICATION SYSTEMS
3.79.80 | - | Supply, installation, connecting, testing and commissioning of communication systems including all conduits, duct, wires, cables, boxes, socket outlet , utility connection and and all accessories required to complete installation as per specifications, Etisalat requirements and drawings.
| Item Code | Description | Item Remarks | Unit of Measurement | Quantity/Base Price | Unit Price/Discount % | Total | Unit Price/Discount % | Total | Unit Price/Discount % | Total | Unit Price/Discount % | Total | Unit Price/Discount % | Total | Unit Price/Discount % | Total | Unit Price/Discount % | Total
3.79.81 | 7.08.65 | (*) ONU + accessories |  | nr | 306 | 0 | 0 | 1500 | 459000 | 1500 | 459000 | 212 | 64872 | 329 | 100674 | 325.23 | 99520.38 | 0 | 0
3.79.82 | 7.08.66 | (*) Telephone socket |  | nr | 2142 | 0 | 0 | 100 | 214200 | 100 | 214200 | 23 | 49266 | 24 | 51408 | 392.34 | 840392.28 | 0 | 0
3.79.83 | 7.08.67 | (*) Data socket |  | nr | 4284 | 0 | 0 | 110 | 471240 | 110 | 471240 | 23 | 98532 | 24 | 102816 | 392.34 | 1680784.56 | 0 | 0
3.79.84 | 7.08.68 | (*) Communication outlets including cat6 cables, conduits, boxes and all accessories |  | nr | 6426 | 0 | 0 | 400 | 2570400 | 400 | 2570400 | 113 | 726138 | 447 | 2872422 | 0 | 0 | 0 | 0
| Note | Note Details
3.79.85 | - | INTERCOM SYSTEM
3.79.86 | - | Supply, installation, connecting, testing and commissioning of intercom system including all conduits, duct, wires, cables, boxes, socket outlet and and all accessories required to complete installation as per specifications and drawings.
| Item Code | Description | Item Remarks | Unit of Measurement | Quantity/Base Price | Unit Price/Discount % | Total | Unit Price/Discount % | Total | Unit Price/Discount % | Total | Unit Price/Discount % | Total | Unit Price/Discount % | Total | Unit Price/Discount % | Total | Unit Price/Discount % | Total
3.79.87 | 7.08.69 | (*) Master intercom calling unit complete with all accessories |  | nr | 306 | 0 | 0 | 600 | 183600 | 600 | 183600 | 2201 | 673506 | 1765 | 540090 | 934.4 | 285926.4 | 0 | 0
3.79.88 | 7.08.70 | (*) Slave intercom receiving unit |  | nr | 612 | 0 | 0 | 250 | 153000 | 250 | 153000 | 807 | 493884 | 1176 | 719712 | 609.16 | 372805.92 | 0 | 0
| Note | Note Details
3.79.89 | - | MATV IF SYSTEM
3.79.90 | - | Supply, installation, connecting, testing and commissioning of MATV system including all conduits, duct, wires, cables, boxes, socket outlet and and all accessories required to complete installation as per specifications and drawings.
| Item Code | Description | Item Remarks | Unit of Measurement | Quantity/Base Price | Unit Price/Discount % | Total | Unit Price/Discount % | Total | Unit Price/Discount % | Total | Unit Price/Discount % | Total | Unit Price/Discount % | Total | Unit Price/Discount % | Total | Unit Price/Discount % | Total
3.79.91 | 7.08.71 | (*) MATV socket |  | nr | 3366 | 0 | 0 | 200 | 673200 | 200 | 673200 | 400 | 1346400 | 112 | 376992 | 55.75 | 187654.5 | 0 | 0
3.79.92 | 7.08.72 | (*) MATV outlets including RG6 cables, conduits, boxes and all accessories |  | nr | 612 | 0 | 0 | 150 | 91800 | 150 | 91800 | 143 | 87516 | 235 | 143820 | 325.23 | 199040.76 | 0 | 0
3.79.93 | 7.08.73 | (*) MATV junction box |  | nr | 612 | 0 | 0 | 350 | 214200 | 350 | 214200 | 69 | 42228 | 118 | 72216 | 139.38 | 85300.56 | 0 | 0
| Note | Note Details
3.79.94 | - | Provisions for Smart System (Conduits Only)
| Item Code | Description | Item Remarks | Unit of Measurement | Quantity/Base Price | Unit Price/Discount % | Total | Unit Price/Discount % | Total | Unit Price/Discount % | Total | Unit Price/Discount % | Total | Unit Price/Discount % | Total | Unit Price/Discount % | Total | Unit Price/Discount % | Total
3.79.95 | 7.08.74 | (*) Supply, installation, testing and commissioning of provisions for smart system (conduits only) as per specifications and drawings. |  | Item | 1 | 0 | 0 | 306000 | 306000 | 306000 | 306000 | 265500 | 265500 | 540000 | 540000 | 101126.36 | 101126.36 | 0 | 0
| Note | Note Details
3.79.96 | - | SUNDRIES
| Item Code | Description | Item Remarks | Unit of Measurement | Quantity/Base Price | Unit Price/Discount % | Total | Unit Price/Discount % | Total | Unit Price/Discount % | Total | Unit Price/Discount % | Total | Unit Price/Discount % | Total | Unit Price/Discount % | Total | Unit Price/Discount % | Total
3.79.97 | 7.08.75 | (*) Allow for testing and commissioning |  | Item | 1 | 0 | 0 | 210000 | 210000 | 210000 | 210000 | 1299888 | 1299888 | 900000 | 900000 | 0 | 0 | 0 | 0
| Note | Note Details
3.79.98 | - | Contractor's Adjustment
| Item Code | Description | Item Remarks | Unit of Measurement | Quantity/Base Price | Unit Price/Discount % | Total | Unit Price/Discount % | Total | Unit Price/Discount % | Total | Unit Price/Discount % | Total | Unit Price/Discount % | Total | Unit Price/Discount % | Total | Unit Price/Discount % | Total
3.79.99 | 7.08.76 | (*) The Contractor may price here any new items or additional quantity for an existing BOQ item, which are shown in the Drawings or any other Tender/Contract Documents but overlooked or not specifically mentioned herein and is necessary for the satisfactory completion of the Works/this section. Should the Contractor fail to insert any item here, it will be deemed that his lump sum Tender Price includes all such items and no claims for additional items will be entertained. |  | Sum | 1 | 0 | 0 | 0 | 0 | 0 | 0 | 0 | 0 | 0 | 0 | 0 | 0 | 137801102.39 | 137801102.39
| Note | Note Details
3.79.100 | - | Please attach one PDF file to be named "Additional Items for (insert bill no/name & Section No/name)" for the details of these additional items in the additional attachment area in the Commercial Envelope.
3.80 BILL NO. 7.09 – SANITARY, WATER SUPPLY, DRAINAGE AND FIRE FIGHTING SYSTEM | [5 empty] | 66 (out of 66) | 55614888 | 66 (out of 66) | 54275899 | 66 (out of 66) | 54275899 | 66 (out of 66) | 49412448 | 66 (out of 66) | 42822367 | 66 (out of 66) | 59039205.91 | 66 (out of 66) | 0
| Note | Note Details
3.80.1 | - | SANITARY, WATER SUPPLY, DRAINAGE AND FIRE FIGHTING SYSTEM
| Item Code | Description | Item Remarks | Unit of Measurement | Quantity/Base Price | Unit Price/Discount % | Total | Unit Price/Discount % | Total | Unit Price/Discount % | Total | Unit Price/Discount % | Total | Unit Price/Discount % | Total | Unit Price/Discount % | Total | Unit Price/Discount % | Total
3.80.2 | 7.09.01 | (*) Allow for house connections including liaising and paying connection charges for acquiring main supply and return discharge to main lines, coordination with AADC / ADSSC for obtaining permanent connection to the villas, approvals from local authorities for various services like water, sewer, etc. also for complying with latest regulations of the relevant authorities. |  | Item | 1 | 55614888 | 55614888 | 750000 | 750000 | 750000 | 750000 | 265500 | 265500 | 1440000 | 1440000 | 0 | 0 | 0 | 0
| Note | Note Details
3.80.3 | - | Supply and install cold & hot water pipe work from poly propylene random (PPR) with fittings including all builders work and utility connection etc.
3.80.4 | - | Pipes of all diameters as shown on the drawings in the running length fixing in support.
| Item Code | Description | Item Remarks | Unit of Measurement | Quantity/Base Price | Unit Price/Discount % | Total | Unit Price/Discount % | Total | Unit Price/Discount % | Total | Unit Price/Discount % | Total | Unit Price/Discount % | Total | Unit Price/Discount % | Total | Unit Price/Discount % | Total
3.80.5 | 7.09.02 | (*) 63 mm |  | m | 3060 | 0 | 0 | 54 | 165240 | 54 | 165240 | 59 | 180540 | 74 | 226440 | 171.8 | 525708 | 0 | 0
3.80.6 | 7.09.03 | (*) 50 mm |  | m | 4590 | 0 | 0 | 44 | 201960 | 44 | 201960 | 48 | 220320 | 56 | 257040 | 132.16 | 606614.4 | 0 | 0
3.80.7 | 7.09.04 | (*) 40 mm |  | m | 29070 | 0 | 0 | 41 | 1191870 | 41 | 1191870 | 42 | 1220940 | 53 | 1540710 | 105.73 | 3073571.1 | 0 | 0
3.80.8 | 7.09.05 | (*) 32 mm |  | m | 47124 | 0 | 0 | 39 | 1837836 | 39 | 1837836 | 32 | 1507968 | 32 | 1507968 | 79.29 | 3736461.96 | 0 | 0
3.80.9 | 7.09.06 | (*) 25 mm |  | m | 16830 | 0 | 0 | 37 | 622710 | 37 | 622710 | 25 | 420750 | 28 | 471240 | 66.08 | 1112126.4 | 0 | 0
3.80.10 | 7.09.07 | (*) 20 mm |  | m | 23256 | 0 | 0 | 34 | 790704 | 34 | 790704 | 23 | 534888 | 21 | 488376 | 52.86 | 1229312.16 | 0 | 0
3.80.11 | 7.09.08 | (*) 16 mm PPR Pipe embedded in walls |  | m | 25000 | 0 | 0 | 29 | 725000 | 29 | 725000 | 20 | 500000 | 19 | 475000 | 26.43 | 660750 | 0 | 0
3.80.12 | 7.09.09 | (*) Insulation for exposed pipe work in roof using rigid fibber glass 25mm thick having density 28kg/m3 with glass reinforced aluminium foil/kraft paper laminate with canvas cloth foster coating. |  | Item | 1 | 0 | 0 | 650000 | 650000 | 650000 | 650000 | 690300 | 690300 | 270000 | 270000 | 625559.66 | 625559.66 | 0 | 0
3.80.13 | 7.09.10 | (*) Protection for under ground pipes by sleeves |  | Item | 1 | 0 | 0 | 600000 | 600000 | 600000 | 600000 | 1327500 | 1327500 | 180000 | 180000 | 208519.89 | 208519.89 | 0 | 0
| Note | Note Details
3.80.14 | - | OTHER VALVES
3.80.15 | - | Gate Valves
| Item Code | Description | Item Remarks | Unit of Measurement | Quantity/Base Price | Unit Price/Discount % | Total | Unit Price/Discount % | Total | Unit Price/Discount % | Total | Unit Price/Discount % | Total | Unit Price/Discount % | Total | Unit Price/Discount % | Total | Unit Price/Discount % | Total
3.80.16 | 7.09.11 | (*) 50 mm |  | nr | 2142 | 0 | 0 | 85 | 182070 | 85 | 182070 | 159 | 340578 | 76 | 162792 | 125.45 | 268713.9 | 0 | 0
3.80.17 | 7.09.12 | (*) 40 mm |  | nr | 1836 | 0 | 0 | 75 | 137700 | 75 | 137700 | 149 | 273564 | 66 | 121176 | 97.57 | 179138.52 | 0 | 0
3.80.18 | 7.09.13 | (*) 32 mm |  | nr | 3672 | 0 | 0 | 60 | 220320 | 60 | 220320 | 128 | 470016 | 46 | 168912 | 83.63 | 307089.36 | 0 | 0
3.80.19 | 7.09.14 | (*) 25 mm |  | nr | 4590 | 0 | 0 | 55 | 252450 | 55 | 252450 | 95 | 436050 | 31 | 142290 | 69.18 | 317536.2 | 0 | 0
3.80.20 | 7.09.15 | (*) Float Ball Valve |  | nr | 612 | 0 | 0 | 100 | 61200 | 100 | 61200 | 349 | 213588 | 118 | 72216 | 278.77 | 170607.24 | 0 | 0
3.80.21 | 7.09.16 | (*) Hose bib |  | nr | 918 | 0 | 0 | 200 | 183600 | 200 | 183600 | 102 | 93636 | 44 | 40392 | 41.82 | 38390.76 | 0 | 0
3.80.22 | 7.09.17 | (*) Non Return Valves |  | nr | 918 | 0 | 0 | 85 | 78030 | 85 | 78030 | 128 | 117504 | 212 | 194616 | 167.26 | 153544.68 | 0 | 0
3.80.23 | 7.09.18 | (*) Air Vent |  | Item | 1 | 0 | 0 | 153000 | 153000 | 153000 | 153000 | 339840 | 339840 | 30600 | 30600 | 119425.03 | 119425.03 | 0 | 0
3.80.24 | 7.09.19 | (*) Meter as per Estidama for internal water usage |  | nr | 306 | 0 | 0 | 900 | 275400 | 900 | 275400 | 1593 | 487458 | 941 | 287946 | 1842.98 | 563951.88 | 0 | 0
3.80.25 | 7.09.20 | (*) UV- filteration system |  | nr | 612 | 0 | 0 | 3500 | 2142000 | 3500 | 2142000 | 6983 | 4273596 | 5647 | 3455964 | 1930.74 | 1181612.88 | 0 | 0
| Note | Note Details
3.80.26 | - | Supply and install Electric Water Heaters and capacity as mentioned below in the drawings
| Item Code | Description | Item Remarks | Unit of Measurement | Quantity/Base Price | Unit Price/Discount % | Total | Unit Price/Discount % | Total | Unit Price/Discount % | Total | Unit Price/Discount % | Total | Unit Price/Discount % | Total | Unit Price/Discount % | Total | Unit Price/Discount % | Total
3.80.27 | 7.09.21 | (*) EWH 50 litter |  | nr | 1836 | 0 | 0 | 500 | 918000 | 500 | 918000 | 473 | 868428 | 441 | 809676 | 255.54 | 469171.44 | 0 | 0
3.80.28 | 7.09.22 | (*) EWH 30 litter |  | nr | 1224 | 0 | 0 | 400 | 489600 | 400 | 489600 | 425 | 520200 | 424 | 518976 | 232.82 | 284971.68 | 0 | 0
3.80.29 | 7.09.23 | (*) Meter as per Estidama for external water usage |  | nr | 306 | 0 | 0 | 900 | 275400 | 900 | 275400 | 1912 | 585072 | 941 | 287946 | 987.31 | 302116.86 | 0 | 0
3.80.30 | 7.09.24 | (*) Supply & install horizontal / vertical type GRP water tank at ground floor level capacity as shown in drawings, complete with valves, fittings & all associated accessories & works as specified and shown on the drawings. |  | nr | 306 | 0 | 0 | 10000 | 3060000 | 10000 | 3060000 | 10886 | 3331116 | 3176 | 971856 | 9653.7 | 2954032.2 | 0 | 0
3.80.31 | 7.09.25 | (*) Ditto but capacity as shown in drawings to be installed at roof level including 4000 x 2500 x 2000mm shade with bases and all required accessories as per drawings. |  | nr | 306 | 0 | 0 | 6000 | 1836000 | 6000 | 1836000 | 9691 | 2965446 | 1129 | 345474 | 4826.85 | 1477016.1 | 0 | 0
| Note | Note Details
3.80.32 | - | Supply & install water meter with GRP box 600x250x200 mm as per AA requirements.
| Item Code | Description | Item Remarks | Unit of Measurement | Quantity/Base Price | Unit Price/Discount % | Total | Unit Price/Discount % | Total | Unit Price/Discount % | Total | Unit Price/Discount % | Total | Unit Price/Discount % | Total | Unit Price/Discount % | Total | Unit Price/Discount % | Total
3.80.33 | 7.09.26 | (*) Meter 1'' Dia. |  | nr | 306 | 0 | 0 | 2500 | 765000 | 2500 | 765000 | 1912 | 585072 | 2353 | 720018 | 263.28 | 80563.68 | 0 | 0
3.80.34 | 7.09.27 | (*) Supply & install testing & commissioning of fully packaged automatic water transfer pump set (one working & one stand by) complete with control panel switches etc, complete with all connections with foundation and covers |  | Item | 1 | 0 | 0 | 1368738 | 1368738 | 1368738 | 1368738 | 1286240 | 1286240 | 3006000 | 3006000 | 1101048.19 | 1101048.19 | 0 | 0
3.80.35 | 7.09.28 | (*) Ditto but booster pump set, 1 duty , 1 standby with pressure vessel with foundation and cover |  | Item | 1 | 0 | 0 | 2341206 | 2341206 | 2341206 | 2341206 | 1826343 | 1826343 | 3636000 | 3636000 | 1906693.2 | 1906693.2 | 0 | 0
3.80.36 | 7.09.29 | (*) External Pipes for water supply |  | Item | 1 | 0 | 0 | 700000 | 700000 | 700000 | 700000 | 1593000 | 1593000 | 396000 | 396000 | 242641.32 | 242641.32 | 0 | 0
| Note | Note Details
3.80.37 | - | DRAINAGE
3.80.38 | - | EXTERNAL PIPES
3.80.39 | - | Supply and install buried external drainage pipes in UPVC class 10 with all associated builder works and utility connection.
| Item Code | Description | Item Remarks | Unit of Measurement | Quantity/Base Price | Unit Price/Discount % | Total | Unit Price/Discount % | Total | Unit Price/Discount % | Total | Unit Price/Discount % | Total | Unit Price/Discount % | Total | Unit Price/Discount % | Total | Unit Price/Discount % | Total
3.80.40 | 7.09.30 | (*) 6'' dia. CL-10 |  | m | 23562 | 0 | 0 | 125 | 2945250 | 125 | 2945250 | 77 | 1814274 | 25 | 589050 | 243.17 | 5729571.54 | 0 | 0
3.80.41 | 7.09.31 | (*) 4'' dia. CL-10 |  | m | 13464 | 0 | 0 | 50 | 673200 | 50 | 673200 | 61 | 821304 | 16 | 215424 | 190.31 | 2562333.84 | 0 | 0
3.80.42 | 7.09.32 | (*) 3'' dia. CL-10 |  | m | 18972 | 0 | 0 | 40 | 758880 | 40 | 758880 | 52 | 986544 | 12 | 227664 | 163.88 | 3109131.36 | 0 | 0
3.80.43 | 7.09.33 | (*) 2'' dia. CL-10 |  | m | 7344 | 0 | 0 | 35 | 257040 | 35 | 257040 | 38 | 279072 | 7 | 51408 | 126.87 | 931733.28 | 0 | 0
3.80.44 | 7.09.34 | (*) Supply and install 4" rain water pipes from rain water gutters as shown on the drawings. |  | Item | 1 | 0 | 0 | 292750 | 292750 | 292750 | 292750 | 265500 | 265500 | 126000 | 126000 | 441058.61 | 441058.61 | 0 | 0
3.80.45 | 7.09.35 | (*) Supply and install Roof Drain |  | nr | 2448 | 0 | 0 | 450 | 1101600 | 450 | 1101600 | 69 | 168912 | 729 | 1784592 | 209.08 | 511827.84 | 0 | 0
| Note | Note Details
3.80.46 | - | INTERNAL PIPES BS-4660 & 4514
3.80.47 | - | Rain , Vent , Soil and Waste pipe work PVC with fittings
| Item Code | Description | Item Remarks | Unit of Measurement | Quantity/Base Price | Unit Price/Discount % | Total | Unit Price/Discount % | Total | Unit Price/Discount % | Total | Unit Price/Discount % | Total | Unit Price/Discount % | Total | Unit Price/Discount % | Total | Unit Price/Discount % | Total
3.80.48 | 7.09.36 | (*) 4" dia. Internal Pipes and Fittings |  | m | 9333 | 0 | 0 | 45 | 419985 | 45 | 419985 | 52 | 485316 | 39 | 363987 | 171.8 | 1603409.4 | 0 | 0
3.80.49 | 7.09.37 | (*) 3" dia. Internal Pipes and Fittings |  | m | 17136 | 0 | 0 | 35 | 599760 | 35 | 599760 | 37 | 634032 | 42 | 719712 | 145.37 | 2491060.32 | 0 | 0
3.80.50 | 7.09.38 | (*) 2" dia. Internal Pipes and Fittings |  | m | 17442 | 0 | 0 | 30 | 523260 | 30 | 523260 | 34 | 593028 | 35 | 610470 | 118.94 | 2074551.48 | 0 | 0
3.80.51 | 7.09.39 | (*) 1" dia. Internal Pipes and Fittings |  | m | 8874 | 0 | 0 | 25 | 221850 | 25 | 221850 | 30 | 266220 | 31 | 275094 | 79.29 | 703619.46 | 0 | 0
3.80.52 | 7.09.40 | (*) Supply and Install vent piping in uPVC according to the approved drawings, including cover on top. |  | Item | 1 | 0 | 0 | 275000 | 275000 | 275000 | 275000 | 217710 | 217710 | 108000 | 108000 | 315433.72 | 315433.72 | 0 | 0
| Note | Note Details
3.80.53 | - | Supply and install floor traps 4" in bathrooms, toilets, kitchens, balconies, and all wet rooms, with approved Chromium plate cover and grating.
| Item Code | Description | Item Remarks | Unit of Measurement | Quantity/Base Price | Unit Price/Discount % | Total | Unit Price/Discount % | Total | Unit Price/Discount % | Total | Unit Price/Discount % | Total | Unit Price/Discount % | Total | Unit Price/Discount % | Total | Unit Price/Discount % | Total
3.80.54 | 7.09.41 | (*) Floor Trap (PVC) 110x75x50mm |  | nr | 3978 | 0 | 0 | 250 | 994500 | 250 | 994500 | 101 | 401778 | 239 | 950742 | 69.69 | 277226.82 | 0 | 0
3.80.55 | 7.09.42 | (*) Supply and fix cleanout with covers as required |  | Item | 1 | 0 | 0 | 475000 | 475000 | 475000 | 475000 | 313290 | 313290 | 0 | 0 | 351877.31 | 351877.31 | 0 | 0
3.80.56 | 7.09.43 | (*) Supply and install gully trap, including all builder's work. Cover and frame shall be light duty. |  | nr | 1836 | 0 | 0 | 1200 | 2203200 | 1200 | 2203200 | 797 | 1463292 | 465 | 853740 | 115.64 | 212315.04 | 0 | 0
3.80.57 | 7.09.44 | (*) Medium duty DI manholes cover including all related civil works for water supply and drainage as per the relevant authority requirements |  | nr | 1836 | 0 | 0 | 2800 | 5140800 | 2800 | 5140800 | 1859 | 3413124 | 1289 | 2366604 | 206.5 | 379134 | 0 | 0
3.80.58 | 7.09.45 | (*) Heavy duty DI manholes cover including all related civil works for water supply and drainage as per the relevant authority requirements |  | nr | 306 | 0 | 0 | 3000 | 918000 | 3000 | 918000 | 2336 | 714816 | 1547 | 473382 | 227.15 | 69507.9 | 0 | 0
3.80.59 | 7.09.46 | (*) Supply and install Grease Interceptor, including all builder's work. Cover and frame shall be light duty. |  | nr | 306 | 0 | 0 | 3500 | 1071000 | 3500 | 1071000 | 3717 | 1137402 | 2824 | 864144 | 2477.95 | 758252.7 | 0 | 0
3.80.60 | 7.09.47 | (*) Supply and install Lint Interceptor, including all builder's work. Cover and frame shall be light duty. |  | nr | 306 | 0 | 0 | 8000 | 2448000 | 8000 | 2448000 | 3186 | 974916 | 0 | 0 | 4129.92 | 1263755.52 | 0 | 0
| Note | Note Details
3.80.61 | - | BUILDER'S WORK
| Item Code | Description | Item Remarks | Unit of Measurement | Quantity/Base Price | Unit Price/Discount % | Total | Unit Price/Discount % | Total | Unit Price/Discount % | Total | Unit Price/Discount % | Total | Unit Price/Discount % | Total | Unit Price/Discount % | Total | Unit Price/Discount % | Total
3.80.62 | 7.09.48 | (*) Allow for all builder's work in connection with plumbing and drainage installation |  | Item | 1 | 0 | 0 | 380500 | 380500 | 380500 | 380500 | 1299888 | 1299888 | 360000 | 360000 | 0 | 0 | 0 | 0
| Note | Note Details
3.80.63 | - | SANITARY WARE
3.80.64 | - | Supply and installation of sanitary fittings including all necessary adhesive, fixing, nailing, screwing and the like as per specifications and as shown on drawings.
| Item Code | Description | Item Remarks | Unit of Measurement | Quantity/Base Price | Unit Price/Discount % | Total | Unit Price/Discount % | Total | Unit Price/Discount % | Total | Unit Price/Discount % | Total | Unit Price/Discount % | Total | Unit Price/Discount % | Total | Unit Price/Discount % | Total
3.80.65 | 7.09.49 | (*) Water Closet (WC) with concealed flush tank, flush plate, etc. |  | nr | 2448 | 0 | 0 | 1300 | 3182400 | 1300 | 3182400 | 743 | 1818864 | 1412 | 3456576 | 2168.44 | 5308341.12 | 0 | 0
3.80.66 | 7.09.50 | (*) Below counter wash basin |  | nr | 1530 | 0 | 0 | 180 | 275400 | 180 | 275400 | 191 | 292230 | 412 | 630360 | 510.22 | 780636.6 | 0 | 0
3.80.67 | 7.09.51 | (*) Wash basin with pedestal |  | nr | 1530 | 0 | 0 | 650 | 994500 | 650 | 994500 | 223 | 341190 | 588 | 899640 | 605.89 | 927011.7 | 0 | 0
3.80.68 | 7.09.52 | (*) Shower tray |  | nr | 1530 | 0 | 0 | 300 | 459000 | 300 | 459000 | 212 | 324360 | 353 | 540090 | 357.16 | 546454.8 | 0 | 0
3.80.69 | 7.09.53 | (*) Bathtub |  | nr | 306 | 0 | 0 | 520 | 159120 | 520 | 159120 | 372 | 113832 | 706 | 216036 | 637.77 | 195157.62 | 0 | 0
3.80.70 | 7.09.54 | (*) Sink Mixer |  | nr | 3060 | 0 | 0 | 310 | 948600 | 310 | 948600 | 234 | 716040 | 353 | 1080180 | 510.22 | 1561273.2 | 0 | 0
3.80.71 | 7.09.55 | (*) Shower Mixer |  | nr | 1836 | 0 | 0 | 600 | 1101600 | 600 | 1101600 | 372 | 682992 | 341 | 626076 | 255.12 | 468400.32 | 0 | 0
3.80.72 | 7.09.56 | (*) Hand spray |  | nr | 2448 | 0 | 0 | 100 | 244800 | 100 | 244800 | 64 | 156672 | 124 | 303552 | 153.07 | 374715.36 | 0 | 0
3.80.73 | 7.09.57 | (*) Soap Holder |  | nr | 2448 | 0 | 0 | 90 | 220320 | 90 | 220320 | 53 | 129744 | 88 | 215424 | 95.67 | 234200.16 | 0 | 0
3.80.74 | 7.09.58 | (*) Towel Rail |  | nr | 2448 | 0 | 0 | 90 | 220320 | 90 | 220320 | 69 | 168912 | 106 | 259488 | 102.04 | 249793.92 | 0 | 0
3.80.75 | 7.09.59 | (*) Tissue Holder |  | nr | 2448 | 0 | 0 | 90 | 220320 | 90 | 220320 | 42 | 102816 | 76 | 186048 | 114.8 | 281030.4 | 0 | 0
3.80.76 | 7.09.60 | (*) Abolution |  | nr | 306 | 0 | 0 | 220 | 67320 | 220 | 67320 | 212 | 64872 | 347 | 106182 | 344.39 | 105383.34 | 0 | 0
| Note | Note Details
3.80.77 | - | 6 mm Thick quality mirror; complete with plywood backing, framing, clips, support and all necessary accessories as required; fixed to concrete/block wall; all in accordance with the Specifications and subject to Engineer's approval
| Item Code | Description | Item Remarks | Unit of Measurement | Quantity/Base Price | Unit Price/Discount % | Total | Unit Price/Discount % | Total | Unit Price/Discount % | Total | Unit Price/Discount % | Total | Unit Price/Discount % | Total | Unit Price/Discount % | Total | Unit Price/Discount % | Total
3.80.78 | 7.09.61 | (*) 600 mm x 1000 mm High overall |  | nr | 1224 | 0 | 0 | 250 | 306000 | 250 | 306000 | 159 | 194616 | 232 | 283968 | 0 | 0 | 0 | 0
3.80.79 | 7.09.62 | (*) 1200 mm x 1000 mm High overall |  | nr | 306 | 0 | 0 | 490 | 149940 | 490 | 149940 | 212 | 64872 | 464 | 141984 | 0 | 0 | 0 | 0
3.80.80 | 7.09.63 | (*) 1700 mm x 1000 mm High overall |  | nr | 918 | 0 | 0 | 675 | 619650 | 675 | 619650 | 266 | 244188 | 657 | 603126 | 0 | 0 | 0 | 0
| Note | Note Details
3.80.81 | - | FIRE FIGHTING SYSTEM
| Item Code | Description | Item Remarks | Unit of Measurement | Quantity/Base Price | Unit Price/Discount % | Total | Unit Price/Discount % | Total | Unit Price/Discount % | Total | Unit Price/Discount % | Total | Unit Price/Discount % | Total | Unit Price/Discount % | Total | Unit Price/Discount % | Total
3.80.82 | 7.09.64 | (*) Supply & Install fire protection requirement and materials as specified shown on the drawing with requirement of civil defence, fire extinguishers. CO2 fire extinguisher- 2.2 Kg |  | Item | 1 | 0 | 0 | 340000 | 340000 | 340000 | 340000 | 270377 | 270377 | 75600 | 75600 | 208519.89 | 208519.89 | 0 | 0
3.80.83 | 7.09.65 | (*) Dry Powder Extinguisher |  | Item | 1 | 0 | 0 | 92000 | 92000 | 92000 | 92000 | 0 | 0 | 32400 | 32400 | 115598.65 | 115598.65 | 0 | 0
| Note | Note Details
3.80.84 | - | Contractor's Adjustment
| Item Code | Description | Item Remarks | Unit of Measurement | Quantity/Base Price | Unit Price/Discount % | Total | Unit Price/Discount % | Total | Unit Price/Discount % | Total | Unit Price/Discount % | Total | Unit Price/Discount % | Total | Unit Price/Discount % | Total | Unit Price/Discount % | Total
3.80.85 | 7.09.66 | (*) The Contractor may price here any new items or additional quantity for an existing BOQ item, which are shown in the Drawings or any other Tender/Contract Documents but overlooked or not specifically mentioned herein and is necessary for the satisfactory completion of the Works/this section. Should the Contractor fail to insert any item here, it will be deemed that his lump sum Tender Price includes all such items and no claims for additional items will be entertained. |  | Sum | 1 | 0 | 0 | 0 | 0 | 0 | 0 | 0 | 0 | 0 | 0 | 0 | 0 | 0 | 0
| Note | Note Details
3.80.86 | - | Please attach one PDF file to be named "Additional Items for (insert bill no/name & Section No/name)" for the details of these additional items in the additional attachment area in the Commercial Envelope.
3.81 BILL NO. 2.10 – AIR CONDITIONING WORKS | [5 empty] | 32 (out of 32) | 43378866 | 32 (out of 32) | 51713800 | 32 (out of 32) | 51713800 | 32 (out of 32) | 35681058 | 32 (out of 32) | 35159940 | 32 (out of 32) | 47713649.76 | 32 (out of 32) | 0
| Note | Note Details
3.81.1 | - | Modular type VRF outdoor units equipped with highly efficient scroll compressors with all inverter type compressor(s), special acryl precoated heat exchanger, low noise condenser fan. The outdoor and indoor units shall be integrated with special super wiring system with a central monitoring remote controller into one common wiring including structural frame work platforms required as per site conditions. All refrigerant piping system shall be imported. Refrigerant should be R410A.
| Item Code | Description | Item Remarks | Unit of Measurement | Quantity/Base Price | Unit Price/Discount % | Total | Unit Price/Discount % | Total | Unit Price/Discount % | Total | Unit Price/Discount % | Total | Unit Price/Discount % | Total | Unit Price/Discount % | Total | Unit Price/Discount % | Total
3.81.2 | 7.10.01 | (*) CU-V-1, Cooling Capacity 21.00 kW |  | nr | 306 | 0 | 0 | 33750 | 10327500 | 33750 | 10327500 | 24426 | 7474356 | 10412 | 3186072 | 0 | 0 | 0 | 0
3.81.3 | 7.10.02 | (*) CU-V-2, Cooling Capacity 21.00 kW |  | nr | 306 | 0 | 0 | 33750 | 10327500 | 33750 | 10327500 | 24426 | 7474356 | 10412 | 3186072 | 0 | 0 | 0 | 0
| Note | Note Details
3.81.4 | - | Split air conditioning unit concealed type(VRF) with cooling coil, electronic expansion valve and multispeed fan motor, The blower shall be dynamicaly balanced and designed for silent operation,the filters shall be Plasma and synthetic washable media type arranged for convenient cleaning and replacement, room thermostat (wireless type), with all required accessories according to drawings and specification (cooling only).
| Item Code | Description | Item Remarks | Unit of Measurement | Quantity/Base Price | Unit Price/Discount % | Total | Unit Price/Discount % | Total | Unit Price/Discount % | Total | Unit Price/Discount % | Total | Unit Price/Discount % | Total | Unit Price/Discount % | Total | Unit Price/Discount % | Total
3.81.5 | 7.10.03 | (*) FCU/V/01, Cooling Capacity 3.7 kW |  | nr | 306 | 0 | 0 | 6000 | 1836000 | 6000 | 1836000 | 2230 | 682380 | 4824 | 1476144 | 9740.31 | 2980534.86 | 0 | 0
3.81.6 | 7.10.04 | (*) FCU/V/02, Cooling Capacity 4.6 Kw |  | nr | 306 | 0 | 0 | 7000 | 2142000 | 7000 | 2142000 | 2655 | 812430 | 5235 | 1601910 | 9740.31 | 2980534.86 | 0 | 0
3.81.7 | 7.10.05 | (*) FCU/V/03, Cooling Capacity 3.5 kW |  | nr | 306 | 0 | 0 | 6000 | 1836000 | 6000 | 1836000 | 2230 | 682380 | 4706 | 1440036 | 9740.31 | 2980534.86 | 0 | 0
3.81.8 | 7.10.06 | (*) FCU/V/04, Cooling Capacity 2.3 kW |  | nr | 306 | 0 | 0 | 5500 | 1683000 | 5500 | 1683000 | 2124 | 649944 | 4000 | 1224000 | 9740.31 | 2980534.86 | 0 | 0
3.81.9 | 7.10.07 | (*) FCU/V/05, Cooling Capacity 3.9 kW |  | nr | 306 | 0 | 0 | 6000 | 1836000 | 6000 | 1836000 | 2336 | 714816 | 4647 | 1421982 | 9740.31 | 2980534.86 | 0 | 0
3.81.10 | 7.10.08 | (*) FCU/V/06, Cooling Capacity 4.7 kW |  | nr | 306 | 0 | 0 | 7000 | 2142000 | 7000 | 2142000 | 2655 | 812430 | 5118 | 1566108 | 9740.31 | 2980534.86 | 0 | 0
3.81.11 | 7.10.09 | (*) FCU/V/07, Cooling Capacity 2.3 kW |  | nr | 306 | 0 | 0 | 5500 | 1683000 | 5500 | 1683000 | 2124 | 649944 | 4000 | 1224000 | 9740.31 | 2980534.86 | 0 | 0
3.81.12 | 7.10.10 | (*) FCU/V/08, Cooling Capacity 2.1 kW |  | nr | 306 | 0 | 0 | 5500 | 1683000 | 5500 | 1683000 | 1859 | 568854 | 4000 | 1224000 | 9740.31 | 2980534.86 | 0 | 0
3.81.13 | 7.10.11 | (*) FCU/V/09, Cooling Capacity 1.5 kW |  | nr | 306 | 0 | 0 | 5000 | 1530000 | 5000 | 1530000 | 1859 | 568854 | 3471 | 1062126 | 9740.31 | 2980534.86 | 0 | 0
3.81.14 | 7.10.12 | (*) IDU/V/01, Cooling Capacity 1.5 kW |  | nr | 306 | 0 | 0 | 4500 | 1377000 | 4500 | 1377000 | 2124 | 649944 | 3506 | 1072836 | 9740.31 | 2980534.86 | 0 | 0
3.81.15 | 7.10.13 | (*) IDU/V/02, Cooling Capacity 3.8 kW |  | nr | 306 | 0 | 0 | 5500 | 1683000 | 5500 | 1683000 | 2443 | 747558 | 4824 | 1476144 | 9740.31 | 2980534.86 | 0 | 0
| Note | Note Details
3.81.16 | - | HVAC unitary air conditioners (Concealed/Mini-Split) with HVAC refrigerant piping and specialities
3.81.17 | - | Decorative-Split air conditioning unit high wall type consisting of indoor &outdoor (condensing unit), and use refrigerant 410 A at maximum EER as per estidama requirement (the fins to be coated by anti corrosion material) complete with cooling coil, air filter, fans, electrical motor, room thermostat (wireless type), with all required accessories according to drawings and specification (cooling only).
| Item Code | Description | Item Remarks | Unit of Measurement | Quantity/Base Price | Unit Price/Discount % | Total | Unit Price/Discount % | Total | Unit Price/Discount % | Total | Unit Price/Discount % | Total | Unit Price/Discount % | Total | Unit Price/Discount % | Total | Unit Price/Discount % | Total
3.81.18 | 7.10.14 | (*) AC-01/CU-01, Cooling Capacity 1.10 kW |  | nr | 306 | 0 | 0 | 3000 | 918000 | 3000 | 918000 | 3983 | 1218798 | 4176 | 1277856 | 0 | 0 | 0 | 0
| Note | Note Details
3.81.19 | - | HVAC Fans
3.81.20 | - | Exhaust air centrifugal inline fan complete with back draft damper, electric motor, weather proof housing,direct drive motor, control panel, and all required accessories according to drawings and specification.
| Item Code | Description | Item Remarks | Unit of Measurement | Quantity/Base Price | Unit Price/Discount % | Total | Unit Price/Discount % | Total | Unit Price/Discount % | Total | Unit Price/Discount % | Total | Unit Price/Discount % | Total | Unit Price/Discount % | Total | Unit Price/Discount % | Total
3.81.21 | 7.10.15 | (*) EF-01, air flow rate 35 l/s |  | nr | 918 | 0 | 0 | 150 | 137700 | 150 | 137700 | 531 | 487458 | 259 | 237762 | 283.93 | 260647.74 | 0 | 0
3.81.22 | 7.10.16 | (*) EF-02, air flow rate 50 l/s |  | nr | 612 | 0 | 0 | 180 | 110160 | 180 | 110160 | 690 | 422280 | 259 | 158508 | 330.39 | 202198.68 | 0 | 0
3.81.23 | 7.10.17 | (*) EF-03, air flow rate 150 l/s |  | nr | 306 | 0 | 0 | 200 | 61200 | 200 | 61200 | 956 | 292536 | 294 | 89964 | 361.37 | 110579.22 | 0 | 0
3.81.24 | 7.10.18 | (*) EF-04, air flow rate 35l/s |  | nr | 1530 | 0 | 0 | 500 | 765000 | 500 | 765000 | 531 | 812430 | 235 | 359550 | 283.93 | 434412.9 | 0 | 0
| Note | Note Details
3.81.25 | - | Sheet Metal Ductwork and Accessories
| Item Code | Description | Item Remarks | Unit of Measurement | Quantity/Base Price | Unit Price/Discount % | Total | Unit Price/Discount % | Total | Unit Price/Discount % | Total | Unit Price/Discount % | Total | Unit Price/Discount % | Total | Unit Price/Discount % | Total | Unit Price/Discount % | Total
3.81.26 | 7.10.19 | (*) Galvanized sheet metal Rectangular duct work (G 90) for supply air, return air, fresh air and exhaust duct as per SMACNA standard including Tee, Elbow, Branches, transition, support and hanger. The length shall be taken along the center line over all fitting and it is understood that the unit rate of duct work will include all hanger support, volume and fire smoke dampers and all other accessories as per drawings and specification. |  | Kg | 131580 | 0 | 0 | 60 | 7894800 | 60 | 7894800 | 30 | 3947400 | 41 | 5394780 | 61.95 | 8151381 | 0 | 0
3.81.27 | 7.10.20 | (*) Thermal insulation (Fiber Glass) 25 mm thickness of 24 kg/m3 density with reinforced Aluminum Vapour barrier as per drawings and specification. |  | m2 | 22950 | 0 | 0 | 25 | 573750 | 25 | 573750 | 17 | 390150 | 53 | 1216350 | 139.38 | 3198771 | 0 | 0
| Note | Note Details
3.81.28 | - | Air Terminals
3.81.29 | - | Exhaust air ceiling diffuser fabricated of extruded aluminum and are polyester powder coated complete all accessories according to the drawings and specification.
| Item Code | Description | Item Remarks | Unit of Measurement | Quantity/Base Price | Unit Price/Discount % | Total | Unit Price/Discount % | Total | Unit Price/Discount % | Total | Unit Price/Discount % | Total | Unit Price/Discount % | Total | Unit Price/Discount % | Total | Unit Price/Discount % | Total
3.81.30 | 7.10.21 | (*) 150mm X 150mm |  | nr | 1224 | 0 | 0 | 80 | 97920 | 80 | 97920 | 47 | 57528 | 353 | 432072 | 278.77 | 341214.48 | 0 | 0
| Note | Note Details
3.81.31 | - | Supply air grill double deflection with adjustable blades fabricated of extruded aluminum and are polyester powder coated complete with opposed blade volume damper and all accessories according to the drawings and specification.
| Item Code | Description | Item Remarks | Unit of Measurement | Quantity/Base Price | Unit Price/Discount % | Total | Unit Price/Discount % | Total | Unit Price/Discount % | Total | Unit Price/Discount % | Total | Unit Price/Discount % | Total | Unit Price/Discount % | Total | Unit Price/Discount % | Total
3.81.32 | 7.10.22 | (*) 500mm X 150mm |  | nr | 918 | 0 | 0 | 90 | 82620 | 90 | 82620 | 101 | 92718 | 588 | 539784 | 348.46 | 319886.28 | 0 | 0
3.81.33 | 7.10.23 | (*) 550mm X 200mm |  | nr | 918 | 0 | 0 | 100 | 91800 | 100 | 91800 | 101 | 92718 | 588 | 539784 | 511.08 | 469171.44 | 0 | 0
3.81.34 | 7.10.24 | (*) 600mm X 200mm |  | nr | 612 | 0 | 0 | 115 | 70380 | 115 | 70380 | 101 | 61812 | 624 | 381888 | 557.54 | 341214.48 | 0 | 0
| Note | Note Details
3.81.35 | - | Return air grill fabricated of extruded aluminum and are polyester powder coated complete with opposed blade volume damper and all accessories according to the drawings and specification.
| Item Code | Description | Item Remarks | Unit of Measurement | Quantity/Base Price | Unit Price/Discount % | Total | Unit Price/Discount % | Total | Unit Price/Discount % | Total | Unit Price/Discount % | Total | Unit Price/Discount % | Total | Unit Price/Discount % | Total | Unit Price/Discount % | Total
3.81.36 | 7.10.25 | (*) 500mm X 150mm |  | nr | 918 | 0 | 0 | 85 | 78030 | 85 | 78030 | 101 | 92718 | 559 | 513162 | 290.39 | 266578.02 | 0 | 0
3.81.37 | 7.10.26 | (*) 550mm X 200mm |  | nr | 918 | 0 | 0 | 95 | 87210 | 95 | 87210 | 101 | 92718 | 588 | 539784 | 425.9 | 390976.2 | 0 | 0
3.81.38 | 7.10.27 | (*) 600mm X 200mm |  | nr | 612 | 0 | 0 | 110 | 67320 | 110 | 67320 | 101 | 61812 | 624 | 381888 | 464.62 | 284347.44 | 0 | 0
| Note | Note Details
3.81.39 | - | Supply air ceiling diffuser fabricated of extruded aluminum and are polyester powder coated complete all accessories according to the drawings and specification.
| Item Code | Description | Item Remarks | Unit of Measurement | Quantity/Base Price | Unit Price/Discount % | Total | Unit Price/Discount % | Total | Unit Price/Discount % | Total | Unit Price/Discount % | Total | Unit Price/Discount % | Total | Unit Price/Discount % | Total | Unit Price/Discount % | Total
3.81.40 | 7.10.28 | (*) 400mm X 400mm |  | nr | 306 | 0 | 0 | 120 | 36720 | 120 | 36720 | 128 | 39168 | 524 | 160344 | 309.74 | 94780.44 | 0 | 0
| Note | Note Details
3.81.41 | - | Return air ceiling diffuser fabricated of extruded aluminum and are polyester powder coated complete all accessories according to the drawings and specification.
| Item Code | Description | Item Remarks | Unit of Measurement | Quantity/Base Price | Unit Price/Discount % | Total | Unit Price/Discount % | Total | Unit Price/Discount % | Total | Unit Price/Discount % | Total | Unit Price/Discount % | Total | Unit Price/Discount % | Total | Unit Price/Discount % | Total
3.81.42 | 7.10.29 | (*) 400mm X 400mm |  | nr | 306 | 0 | 0 | 115 | 35190 | 115 | 35190 | 128 | 39168 | 506 | 154836 | 201.33 | 61606.98 | 0 | 0
3.81.43 | 7.10.30 | (*) Drain UPVC pipes from HVAC equipment to the nearest plumbing floor drain point including all fitting, bend and all ancillary connections as per drawings and specification. |  | Item | 1 | 0 | 0 | 0 | 0 | 0 | 0 | 1593000 | 1593000 | 1080198 | 1080198 | 0 | 0 | 0 | 0
3.81.44 | 7.10.31 | (*) Balancing, Testing, Commissioning of HVAC System: Shall include all equipment's and tools required in performing Testing, commissioning and operation of HVAC equipment, adjusting and air balancing of HVAC system. . |  | Item | 1 | 43378866 | 43378866 | 520000 | 520000 | 520000 | 520000 | 3398400 | 3398400 | 540000 | 540000 | 0 | 0 | 0 | 0
| Note | Note Details
3.81.45 | - | Contractor's Adjustment
| Item Code | Description | Item Remarks | Unit of Measurement | Quantity/Base Price | Unit Price/Discount % | Total | Unit Price/Discount % | Total | Unit Price/Discount % | Total | Unit Price/Discount % | Total | Unit Price/Discount % | Total | Unit Price/Discount % | Total | Unit Price/Discount % | Total
3.81.46 | 7.10.32 | (*) The Contractor may price here any new items or additional quantity for an existing BOQ item, which are shown in the Drawings or any other Tender/Contract Documents but overlooked or not specifically mentioned herein and is necessary for the satisfactory completion of the Works/this section. Should the Contractor fail to insert any item here, it will be deemed that his lump sum Tender Price includes all such items and no claims for additional items will be entertained. |  | Sum | 1 | 0 | 0 | 0 | 0 | 0 | 0 | 0 | 0 | 0 | 0 | 0 | 0 | 0 | 0
| Note | Note Details
3.81.47 | - | Please attach one PDF file to be named "Additional Items for (insert bill no/name & Section No/name)" for the details of these additional items in the additional attachment area in the Commercial Envelope.
3.82 BILL NO. 7.11 – BOUNDARY WALL, GATES, EXTERNAL WORKS AND CAR PARKING | [5 empty] | 11 (out of 11) | 46717869 | 11 (out of 11) | 57104444 | 11 (out of 11) | 57104444 | 11 (out of 11) | 55344298 | 11 (out of 11) | 60861672 | 11 (out of 11) | 57524548.7 | 11 (out of 11) | 67575962.93
| Note | Note Details
3.82.1 | - | BOUNDARY WALL, GATES AND EXTERNAL WORK
3.82.2 | - | Boundary Wall & Gates Construct precast concrete complete boundary wall with concrete grade of C40/20 & privacy wall over all size as described on the drawings including excavation, backfill and to blinding concrete, concrete foundation, columns, slab, beams, water proofing, Exterior finish (100% pure acrylic with medium texture) paint as per drawings, electrical, etc all complete as detailed and satisfaction of the engineer from precast system.
| Item Code | Description | Item Remarks | Unit of Measurement | Quantity/Base Price | Unit Price/Discount % | Total | Unit Price/Discount % | Total | Unit Price/Discount % | Total | Unit Price/Discount % | Total | Unit Price/Discount % | Total | Unit Price/Discount % | Total | Unit Price/Discount % | Total
3.82.3 | 7.11.01 | (*) Boundary Wall, 2.2 m high |  | m | 34249 | 674 | 23083826 | 805 | 27570445 | 805 | 27570445 | 872 | 29865128 | 993 | 34009257 | 860.4 | 29467839.6 | 1186.16 | 40624793.84
| Note | Note Details
3.82.4 | - | Motorized insulated double skin aluminum insulated rolling shutter ddor
| Item Code | Description | Item Remarks | Unit of Measurement | Quantity/Base Price | Unit Price/Discount % | Total | Unit Price/Discount % | Total | Unit Price/Discount % | Total | Unit Price/Discount % | Total | Unit Price/Discount % | Total | Unit Price/Discount % | Total | Unit Price/Discount % | Total
3.82.5 | 7.11.02 | (*) Motorized insulated docuble skin rolling shutter door, size 6000x2250mm as per drawings |  | nr | 306 | 6480 | 1982880 | 10000 | 3060000 | 10000 | 3060000 | 8496 | 2599776 | 11795 | 3609270 | 10002.16 | 3060660.96 | 9364.25 | 2865460.5
| Note | Note Details
3.82.6 | - | Mild Steel decorative gates as shown on the drawings and specified with powder coated finish colour to the approval of engineer.
| Item Code | Description | Item Remarks | Unit of Measurement | Quantity/Base Price | Unit Price/Discount % | Total | Unit Price/Discount % | Total | Unit Price/Discount % | Total | Unit Price/Discount % | Total | Unit Price/Discount % | Total | Unit Price/Discount % | Total | Unit Price/Discount % | Total
3.82.7 | 7.11.03 | (*) Mild Steel hinged main entrance door, size 2100x2335mm as per drawings |  | nr | 306 | 2722 | 832932 | 2500 | 765000 | 2500 | 765000 | 2655 | 812430 | 4109 | 1257354 | 4732.21 | 1448056.26 | 4249.17 | 1300246.02
| Note | Note Details
3.82.8 | - | SHADES
| Item Code | Description | Item Remarks | Unit of Measurement | Quantity/Base Price | Unit Price/Discount % | Total | Unit Price/Discount % | Total | Unit Price/Discount % | Total | Unit Price/Discount % | Total | Unit Price/Discount % | Total | Unit Price/Discount % | Total | Unit Price/Discount % | Total
3.82.9 | 7.11.04 | (*) PVC fire rated fabric shade for Parking, size 10000x5500mm including all foundations, structures,etc. as per drawings |  | nr | 306 | 15011 | 4593366 | 15000 | 4590000 | 15000 | 4590000 | 14868 | 4549608 | 16367 | 5008302 | 12906.01 | 3949239.06 | 15040.58 | 4602417.48
3.82.10 | 7.11.05 | (*) Pre engineered structure with GRP roof / sunshade (size 6500 x 4250mm) for water tank at ground level including mesh fence with aluminium framwork. |  | nr | 306 | 8082 | 2473092 | 25000 | 7650000 | 25000 | 7650000 | 12744 | 3899664 | 11421 | 3494826 | 6990.76 | 2139172.56 | 14057.85 | 4301702.1
| Note | Note Details
3.82.11 | - | PAVEMENT AND CURB
3.82.12 | - | Exterior paving
3.82.13 | - | Precast inter locking tiles of approved colour and patterns laid as per manufacturer’s Specification. Standard uniblock with standard pattern over 50mm black sand distributed as shown in the drawings.
3.82.14 | - | Characteristic strength of paving blocks not be less than 49N/mm2 and coloured throughout.
| Item Code | Description | Item Remarks | Unit of Measurement | Quantity/Base Price | Unit Price/Discount % | Total | Unit Price/Discount % | Total | Unit Price/Discount % | Total | Unit Price/Discount % | Total | Unit Price/Discount % | Total | Unit Price/Discount % | Total | Unit Price/Discount % | Total
3.82.15 | 7.11.06 | (*) 60mm thick for walkway. |  | m2 | 96173 | 54 | 5193342 | 70 | 6732110 | 70 | 6732110 | 64 | 6155072 | 65 | 6251245 | 60.23 | 5792499.79 | 71.08 | 6835976.84
3.82.16 | 7.11.07 | (*) 80mm thick for parking. |  | m2 | 39997 | 58 | 2319826 | 72 | 2879784 | 72 | 2879784 | 69 | 2759793 | 70 | 2799790 | 63.45 | 2537809.65 | 78.94 | 3157363.18
3.82.17 | 7.11.08 | (*) Precast concrete curb of approved colour and pattern laid as per manufacturers recommendation as shown in the drawings and colour painting to the approval of the Engineer. |  | m | 63731 | 87 | 5544597 | 55 | 3505205 | 55 | 3505205 | 69 | 4397439 | 68 | 4333708 | 80.66 | 5140542.46 | 82.75 | 5273740.25
| Note | Note Details
3.82.18 | - | Signage for Villas
| Item Code | Description | Item Remarks | Unit of Measurement | Quantity/Base Price | Unit Price/Discount % | Total | Unit Price/Discount % | Total | Unit Price/Discount % | Total | Unit Price/Discount % | Total | Unit Price/Discount % | Total | Unit Price/Discount % | Total | Unit Price/Discount % | Total
3.82.19 | 7.11.09 | (*) Address numbering signs for villas to comply with the authority requrements, specification and drawings |  | nr | 306 | 108 | 33048 | 350 | 107100 | 350 | 107100 | 234 | 71604 | 64 | 19584 | 129.06 | 39492.36 | 210.12 | 64296.72
| Note | Note Details
3.82.20 | - | Waste Management System
| Item Code | Description | Item Remarks | Unit of Measurement | Quantity/Base Price | Unit Price/Discount % | Total | Unit Price/Discount % | Total | Unit Price/Discount % | Total | Unit Price/Discount % | Total | Unit Price/Discount % | Total | Unit Price/Discount % | Total | Unit Price/Discount % | Total
3.82.21 | 7.11.10 | (*) Waste Bins as per drawings |  | nr | 1224 | 540 | 660960 | 200 | 244800 | 200 | 244800 | 191 | 233784 | 64 | 78336 | 3226.5 | 3949236 | 183.86 | 225044.64
| Note | Note Details
3.82.22 | - | Contractor's Adjustment
| Item Code | Description | Item Remarks | Unit of Measurement | Quantity/Base Price | Unit Price/Discount % | Total | Unit Price/Discount % | Total | Unit Price/Discount % | Total | Unit Price/Discount % | Total | Unit Price/Discount % | Total | Unit Price/Discount % | Total | Unit Price/Discount % | Total
3.82.23 | 7.11.11 | (*) The Contractor may price here any new items or additional quantity for an existing BOQ item, which are shown in the Drawings or any other Tender/Contract Documents but overlooked or not specifically mentioned herein and is necessary for the satisfactory completion of the Works/this section. Should the Contractor fail to insert any item here, it will be deemed that his lump sum Tender Price includes all such items and no claims for additional items will be entertained. |  | Sum | 1 | 0 | 0 | 0 | 0 | 0 | 0 | 0 | 0 | 0 | 0 | 0 | 0 | -1675078.64 | -1675078.64
| Note | Note Details
3.82.24 | - | Please attach one PDF file to be named "Additional Items for (insert bill no/name & Section No/name)" for the details of these additional items in the additional attachment area in the Commercial Envelope.
3.83 Provisional Sums | [5 empty] | 6 (out of 6) | 2365000 | 6 (out of 6) | 2365000 | 6 (out of 6) | 2365000 | 6 (out of 6) | 2300500 | 6 (out of 6) | 2300500 | 6 (out of 6) | 2300500 | 6 (out of 6) | 2326300
| Note | Note Details
3.83.1 | - | Please enter AED 750,000.00 in the price field
| Item Code | Description | Item Remarks | Unit of Measurement | Quantity/Base Price | Unit Price/Discount % | Total | Unit Price/Discount % | Total | Unit Price/Discount % | Total | Unit Price/Discount % | Total | Unit Price/Discount % | Total | Unit Price/Discount % | Total | Unit Price/Discount % | Total
3.83.2 | 8.01.01 | (*) Allow a provisional sum of AED 750,000.00 to be spent whole / part for the relocation of fiber optic cable belongs GHQ. The Payment shall be made by the main Contractor to the concern third party as per instruction by the Employer. |  | P.S. | 1 | 750000 | 750000 | 750000 | 750000 | 750000 | 750000 | 750000 | 750000 | 750000 | 750000 | 750000 | 750000 | 750000 | 750000
| Note | Note Details
3.83.3 | - | Please enter the percentage as per the example (Example: if 5% please enter it as 0.05).
| Item Code | Description | Item Remarks | Unit of Measurement | Quantity/Base Price | Unit Price/Discount % | Total | Unit Price/Discount % | Total | Unit Price/Discount % | Total | Unit Price/Discount % | Total | Unit Price/Discount % | Total | Unit Price/Discount % | Total | Unit Price/Discount % | Total
3.83.4 | 8.01.02 | (*) Add for Attendance, Overheads and Profit |  | % | 750000 | 0.1 | 75000 | 0.1 | 75000 | 0.1 | 75000 | 0.07 | 52500 | 0.07 | 52500 | 0.07 | 52500 | 0.082 | 61500
| Note | Note Details
3.83.5 | - | Please enter AED 150,000.00 in the price field
| Item Code | Description | Item Remarks | Unit of Measurement | Quantity/Base Price | Unit Price/Discount % | Total | Unit Price/Discount % | Total | Unit Price/Discount % | Total | Unit Price/Discount % | Total | Unit Price/Discount % | Total | Unit Price/Discount % | Total | Unit Price/Discount % | Total
3.83.6 | 8.01.03 | (*) Allow a provisional sum of AED 150,000.00 to be spent whole / part for the relocation of Etisalat facilities / network indicated on drawings. The Payment shall be made by the main Contractor to the concern third party as per instruction by the Employer. |  | P.S. | 1 | 150000 | 150000 | 150000 | 150000 | 150000 | 150000 | 150000 | 150000 | 150000 | 150000 | 150000 | 150000 | 150000 | 150000
| Note | Note Details
3.83.7 | - | Please enter the percentage as per the example (Example: if 5% please enter it as 0.05).
| Item Code | Description | Item Remarks | Unit of Measurement | Quantity/Base Price | Unit Price/Discount % | Total | Unit Price/Discount % | Total | Unit Price/Discount % | Total | Unit Price/Discount % | Total | Unit Price/Discount % | Total | Unit Price/Discount % | Total | Unit Price/Discount % | Total
3.83.8 | 8.01.04 | (*) Add for Attendance, Overheads and Profit |  | % | 150000 | 0.1 | 15000 | 0.1 | 15000 | 0.1 | 15000 | 0.07 | 10500 | 0.07 | 10500 | 0.07 | 10500 | 0.082 | 12300
| Note | Note Details
3.83.9 | - | Please enter AED 1,250,000.00 in the price field
| Item Code | Description | Item Remarks | Unit of Measurement | Quantity/Base Price | Unit Price/Discount % | Total | Unit Price/Discount % | Total | Unit Price/Discount % | Total | Unit Price/Discount % | Total | Unit Price/Discount % | Total | Unit Price/Discount % | Total | Unit Price/Discount % | Total
3.83.10 | 8.01.05 | (*) Allow a provisional sum of AED 1,250,000.00 to be spent whole / part for the relocation of DU facilities / network indicated on drawings. The Payment shall be made by the main Contractor to the concern third party as per instruction by the Employer. |  | P.S. | 1 | 1250000 | 1250000 | 1250000 | 1250000 | 1250000 | 1250000 | 1250000 | 1250000 | 1250000 | 1250000 | 1250000 | 1250000 | 1250000 | 1250000
| Note | Note Details
3.83.11 | - | Please enter the percentage as per the example (Example: if 5% please enter it as 0.05).
| Item Code | Description | Item Remarks | Unit of Measurement | Quantity/Base Price | Unit Price/Discount % | Total | Unit Price/Discount % | Total | Unit Price/Discount % | Total | Unit Price/Discount % | Total | Unit Price/Discount % | Total | Unit Price/Discount % | Total | Unit Price/Discount % | Total
3.83.12 | 8.01.06 | (*) Add for Attendance, Overheads and Profit |  | % | 1250000 | 0.1 | 125000 | 0.1 | 125000 | 0.1 | 125000 | 0.07 | 87500 | 0.07 | 87500 | 0.07 | 87500 | 0.082 | 102500
3.84 MUSANADA IT REQUIREMENTS | [5 empty] | 22 (out of 22) | 1340092.88 | 22 (out of 22) | 1056282.4 | 22 (out of 22) | 1056282.4 | 22 (out of 22) | 737122.88 | 22 (out of 22) | 869867.88 | 22 (out of 22) | 777816.46 | 22 (out of 22) | 1352308.688
| Note | Note Details
3.84.1 | - | Operational IT Requirements And Projects Systems Requirements
3.84.2 | - | Each of the below item shall be executed in whole or in part upon receipt of written instruction from the Employer/Engineer of the Project.
3.84.3 | - | All technical requirements are as per the IT Requirements stated in the Tender Documents
| Item Code | Description | Item Remarks | Unit of Measurement | Quantity/Base Price | Unit Price/Discount % | Total | Unit Price/Discount % | Total | Unit Price/Discount % | Total | Unit Price/Discount % | Total | Unit Price/Discount % | Total | Unit Price/Discount % | Total | Unit Price/Discount % | Total
3.84.4 | IT.1 | (*) 40 Mbps internet business line |  | No. | 1 | 320000 | 320000 | 150000 | 150000 | 150000 | 150000 | 28500 | 28500 | 65550 | 65550 | 69692.48 | 69692.48 | 3000 | 3000
3.84.5 | IT.2 | (*) WS-C3560E-8PC-S POE Cisco switch |  | No. | 1 | 900 | 900 | 7500 | 7500 | 7500 | 7500 | 21850 | 21850 | 6385 | 6385 | 10755.01 | 10755.01 | 10000 | 10000
3.84.6 | IT.3 | (*) WS-C3560E-24-PS-S POE Cisco switch |  | No. | 1 | 1200 | 1200 | 18000 | 18000 | 18000 | 18000 | 30400 | 30400 | 10216 | 10216 | 16132.52 | 16132.52 | 4500 | 4500
3.84.7 | IT.4 | (*) Cisco wireless access point |  | No. | 1 | 800 | 800 | 2500 | 2500 | 2500 | 2500 | 950 | 950 | 638 | 638 | 3065.18 | 3065.18 | 5200 | 5200
3.84.8 | IT.5 | (*) Attendance system |  | No. | 1 | 5000 | 5000 | 15000 | 15000 | 15000 | 15000 | 8075 | 8075 | 14046 | 14046 | 80662.59 | 80662.59 | 10400 | 10400
3.84.9 | IT.6 | (*) Printer (MDF mutli-functional colored printers, scanners, copiers / network & wireless enabled. Minimum speed required is 40 PPM (page per minute) |  | No. | 1 | 25000 | 25000 | 16000 | 16000 | 16000 | 16000 | 21375 | 21375 | 15962 | 15962 | 26887.53 | 26887.53 | 21000 | 21000
3.84.10 | IT.7 | (*) HP laptop |  | No. | 10 | 4000 | 40000 | 6600 | 66000 | 6600 | 66000 | 9500 | 95000 | 8939 | 89390 | 4302 | 43020 | 6300 | 63000
3.84.11 | IT.8 | (*) Windows 7 enterprise license |  | No. | 10 | 800 | 8000 | 1000 | 10000 | 1000 | 10000 | 1900 | 19000 | 767 | 7670 | 510.86 | 5108.6 | 600 | 6000
3.84.12 | IT.9 | (*) Microsoft Office 2013 professional |  | No. | 10 | 1800 | 18000 | 3500 | 35000 | 3500 | 35000 | 1900 | 19000 | 1915 | 19150 | 672.19 | 6721.9 | 1750 | 17500
3.84.13 | IT.10 | (*) Adobe acrobat XI 11 professional |  | No. | 2 | 2150 | 4300 | 2500 | 5000 | 2500 | 5000 | 190 | 380 | 2528 | 5056 | 1978.92 | 3957.84 | 1980 | 3960
3.84.14 | IT.11 | (*) Primavera P6 Enterprise Project Portfolio Management – Network License |  | No. | 2 | 20000 | 40000 | 15000 | 30000 | 15000 | 30000 | 4750 | 9500 | 12131 | 24262 | 13336.21 | 26672.42 | 12000 | 24000
3.84.15 | IT.12 | (*) Autodesk AutoCAD Architecture– Network License |  | No. | 2 | 18000 | 36000 | 10000 | 20000 | 10000 | 20000 | 7125 | 14250 | 19793 | 39586 | 17046.69 | 34093.38 | 9000 | 18000
3.84.16 | IT.13 | (*) Autodesk AutoCAD Civil 3D – Network License |  | No. | 2 | 18000 | 36000 | 12000 | 24000 | 12000 | 24000 | 7125 | 14250 | 28093 | 56186 | 15057.02 | 30114.04 | 10800 | 21600
3.84.17 | IT.14 | (*) HP BL660c Gen9 server (full group of configuration) |  | No. | 1 | 150000 | 150000 | 125000 | 125000 | 125000 | 125000 | 30400 | 30400 | 57462 | 57462 | 16132.52 | 16132.52 | 405000 | 405000
3.84.18 | IT.15 | (*) EMC storage HDDs (full group of configuration) |  | No. | 1 | 225000 | 225000 | 140000 | 140000 | 140000 | 140000 | 30400 | 30400 | 58292 | 58292 | 26887.53 | 26887.53 | 360000 | 360000
3.84.19 | IT.16 | (*) Windows server 2012 r2 datacenter license |  | No. | 1 | 20000 | 20000 | 12000 | 12000 | 12000 | 12000 | 30400 | 30400 | 28731 | 28731 | 21510.02 | 21510.02 | 24000 | 24000
3.84.20 | IT.17 | (*) System center server 2012 r2 datacenter license |  | No. | 1 | 40000 | 40000 | 30000 | 30000 | 30000 | 30000 | 14250 | 14250 | 12769 | 12769 | 10755.01 | 10755.01 | 10500 | 10500
3.84.21 | IT.18 | (*) Symantec NetBackup License for VMware host |  | No. | 1 | 35000 | 35000 | 6000 | 6000 | 6000 | 6000 | 14250 | 14250 | 23624 | 23624 | 10755.01 | 10755.01 | 6000 | 6000
| Note | Note Details
3.84.22 | - | PROVISIONAL SUM
3.84.23 | - | Each of the below item shall be executed in whole or in part upon receipt of written instruction from the Employer/Engineer of the Project.
3.84.24 | - | Licenses, Professional Services and Training for Collaboration Tool
3.84.25 | - | Please enter AED 207,000.00 in the price field
| Item Code | Description | Item Remarks | Unit of Measurement | Quantity/Base Price | Unit Price/Discount % | Total | Unit Price/Discount % | Total | Unit Price/Discount % | Total | Unit Price/Discount % | Total | Unit Price/Discount % | Total | Unit Price/Discount % | Total | Unit Price/Discount % | Total
3.84.26 | IT/PS.1 | (*) Allow a Provisional Sum of AED 207,000.00 for providing Licenses, Professional Services and Training for Collaboration Tool as per the IT Requirements called for in the policies in the Tender Documents |  | P.S. | 1 | 207000 | 207000 | 207000 | 207000 | 207000 | 207000 | 207000 | 207000 | 207000 | 207000 | 207000 | 207000 | 207000 | 207000
| Note | Note Details
3.84.27 | - | Please enter the percentage as per the example (Example: if 5% please enter it as 0.05). Please note that the percentage should not exceed 7%
| Item Code | Description | Item Remarks | Unit of Measurement | Quantity/Base Price | Unit Price/Discount % | Total | Unit Price/Discount % | Total | Unit Price/Discount % | Total | Unit Price/Discount % | Total | Unit Price/Discount % | Total | Unit Price/Discount % | Total | Unit Price/Discount % | Total
3.84.28 | IT/PS.2 | (*) Add for Overheads and Profit |  | % | 207000 | 0.07 | 14490 | 0.1 | 20700 | 0.1 | 20700 | 0.07 | 14490 | 0.07 | 14490 | 0.07 | 14490 | 0.082 | 16974
| Note | Note Details
3.84.29 | - | Onsite Support Services
3.84.30 | - | Please enter AED 105,984.00 in the price field
| Item Code | Description | Item Remarks | Unit of Measurement | Quantity/Base Price | Unit Price/Discount % | Total | Unit Price/Discount % | Total | Unit Price/Discount % | Total | Unit Price/Discount % | Total | Unit Price/Discount % | Total | Unit Price/Discount % | Total | Unit Price/Discount % | Total
3.84.31 | IT/PS.3 | (*) Allow a provisional sum of AED 105,984.00 for providing Onsite Support Services as per the IT Requirements called for in the policies in the Tender Documents |  | P.S. | 1 | 105984 | 105984 | 105984 | 105984 | 105984 | 105984 | 105984 | 105984 | 105984 | 105984 | 105984 | 105984 | 105984 | 105984
| Note | Note Details
3.84.32 | - | Please enter the percentage as per the example (Example: if 5% please enter it as 0.05). Please note that the percentage should not exceed 7%
| Item Code | Description | Item Remarks | Unit of Measurement | Quantity/Base Price | Unit Price/Discount % | Total | Unit Price/Discount % | Total | Unit Price/Discount % | Total | Unit Price/Discount % | Total | Unit Price/Discount % | Total | Unit Price/Discount % | Total | Unit Price/Discount % | Total
3.84.33 | IT/PS.4 | (*) Add for Overheads and Profit |  | % | 105984 | 0.07 | 7418.88 | 0.1 | 10598.4 | 0.1 | 10598.4 | 0.07 | 7418.88 | 0.07 | 7418.88 | 0.07 | 7418.88 | 0.082 | 8690.688
3.85 Additional Attachments Area | [5 empty] | Attachments: 1 |  | Attachments: 1 |  | Attachments: 1 |  | Attachments: 3 |  | Attachments: 1 |  | Attachments: 0 |  | Attachments: 3
[6 empty] | Priced Form of Tender Signed & Stamped.pdf |  | form of tender.pdf |  | form of tender.pdf |  | Covering Letter.pdf Grand Summary.pdf Tender Schedule 1-Form of Tender.pdf |  | Form of Tender & Grand summary |  |  |  | Additional Items Bill.pdf Cover Letter.pdf Form of Tender.pdf
Reject on Commercial Response | [5 empty] | No |  | No |  | No |  | No |  | No |  | No |  | No
Official Reject/Accept Notes

## Analysis
Building
[7 empty] | Dar Sayed Villa - Group 1 ( 20 Villas)- Abu Dhabi | Dar Sayed Villa - Group 2 ( 40 Villas)- Al Ain | D&B of Al Hayer Residential 300 Villas-(2015) | D& B Samha 50 Villas (2015) | Al Shuaiba Residential Complex (162 Villa) | Al Shwaib Residential Complex in Western Region (186 Villa) | Design & Build of Rameh Residential Complex (46 villa) in Al Ain | Um Al Ashtan(20 Villas) | Mezyad & Um Ghafa Residential Complex (110 Villa) | Abu Samra Villas (60 Villa) | Neima & Salamat Residential Complex (51 Villa) | Bida'a Al Mutawa (60 Villa) | 20 Villas in Al Yabana / Jarra | Ghayathi City - Sector 2 (353 Villa) | Ghayathi City - Sector 1 ( 433 Villa)
| مشروع الساد - 306 فيلا مع البنية التحتية |  |  |  |  | مشاريع أخرى
| الجابر للمباني | نايل للمقاولات العامة | نايل للمقاولات العامة -Alternative | شركة نايل وبن حرمل هيدرواكسبورت | شركة المجموعة المشتركة للمقاولات | السمحة المرحلة الثانية (250 فيلا) | فلل أبناء زايد-مجموعة (2017) | فلل أبناء زايد-مجموعة (2017) | إئتلاف نايل للمقاولات و الفهجان(2016) | السمحة 50 فيلا(2015) | مشروع 162 فيلا - الشعيبة- (2014) | مشروع 186 فيلا - الشعيبة- (2014) | تصميم وإنشاء في الرامة سكني مجمع (46 فيلا) في العين (2014) | مشروع 20 فيلا - أم الأشطان-(2013) | مشروع 110 فيلا - مزيد و أم غافة- (2013) | مشروع 60 فيلا - أبو سمرة- (2013) | مشروع 51 فيلا - نعمة و السلامات-( 2013) | مشروع 60 فيلا - بدع الممطاوعة- (2013) | مشروع 20 فيلا - محضر اليبانة- (2012) | مشروع 353 فيلا - غياثي-(2012) | مشروع 433 فيلا - غياثي-(2012)
Total with Building +Infra | 790840931.1468 | 807030896.0045 | 728904701.1816 | 815996533.2024 | 827433201.5496 | 644183271.6108 | 40759989 | 65973000 | 673368783.4234 | 99900000 | 303350003.67 | 333909816 | 84396903 | 55511971 | 143053032 | 115450000 | 90169255 | 161992170 | 51466690 | 519336514 | 625918878.01
Building | 566967375.2795 | 492714498.9075 | 430538953.4328 | 553772790.5941 | 535975303.0181 | 442953531.4208 | 39060752 | 63642601 | 449576836.7476 | 87399479 | 202009271.1951 | 245044719.8697 | 59627180.3062 | 35235052.6676 | 130846932 | 62912844.6083 | 69816595 | 117776036.8725 | 32616180.8081 | 467891000 | 536988673.3773
Build-up Area | 146840.22 | 146840.22 | 146840.22 | 146840.22 | 146840.22 | 124250 | 12237 | 23006 | 159000 | 25750 | 83106 | 95418 | 23870.3879 | 11448 | 56775 | 35685 | 26163 | 33864 | 10140 | 190164.63 | 233261.43
No of Villas | 306 | 306 | 306 | 306 | 306 | 250 | 20 | 40 | 300 | 50 | 162 | 186 | 46 | 20 | 110 | 60 | 51 | 60 | 20 | 353 | 433
Cost per m2 for Building | 3861.1177 | 3355.4465 | 2932.0233 | 3771.261 | 3650.0579 | 3565.0184 | 3192.0203 | 2766.348 | 2827.5273 | 3394.1545 | 2430.7423 | 2568.1184 | 2497.9561 | 3077.8348 | 2304.6575 | 1763.0053 | 2668.5241 | 3477.9127 | 3216.5859 | 2460.4523 | 2302.0894
Cost per m2 for Building +External Works | 5385.7242 | 5495.9799 | 4963.9309 | 5557.037 | 5634.9221 | 5184.5736 | 3330.8809 | 2867.6432 | 4235.0238 | 3879.6117 | 3650.1577 | 3499.4426 | 3535.6318 | 4849.0541 | 2519.6483 | 3235.2529 | 3446.4417 | 4783.61 | 5075.6105 | 2730.9837 | 2683.3364
Cost per Villa - Building | 1852834.5597 | 1610178.101 | 1406990.0439 | 1809715.0019 | 1751553.2778 | 1771814.1257 | 1953037.6 | 1591065.025 | 1498589.4558 | 1747989.58 | 1246970.8098 | 1317444.7305 | 1296243.0501 | 1761752.6334 | 1189517.5636 | 1048547.4101 | 1368952.8431 | 1962933.9479 | 1630809.0404 | 1325470.255 | 1240158.599
Total Cost per Villa | 2584447.4874 | 2637355.8693 | 2382041.5071 | 2666655.3373 | 2704030.0704 | 2576733.0864 | 2037999.45 | 1649325 | 2244562.6114 | 1998000 | 1872530.8869 | 1795214.0645 | 1834715.2826 | 2775598.55 | 1300482.1091 | 1924166.6667 | 1768024.6078 | 2699869.5 | 2573334.5 | 1471208.255 | 1445540.134
|  | Original Bid Price | Alternative offer | Technical Score |  | السمحة المرحلة الثانية (250 فيلا) | فلل أبناء زايد-مجموعة (2017) | فلل أبناء زايد-مجموعة (2017) | إئتلاف نايل للمقاولات و الفهجان(2016) | السمحة 50 فيلا(2015) | مشروع 162 فيلا - الشعيبة- (2014) | مشروع 186 فيلا - الشعيبة- (2014) | تصميم وإنشاء في الرامة سكني مجمع (46 فيلا) في العين (2014) | مشروع 20 فيلا - أم الأشطان-(2013)
Al Jaber Building | الجابر للمباني | 828808692 |  | 82.17%
Nael General Contracting Est | نايل للمقاولات العامة | 855900000 | 779999970 | 80.14%
NAEL & BIN HARMAL HYDRO EXPORT ESTABLISHMENT - ABU DHABI BRANCH | شركة نايل وبن حرمل هيدرواكسبورت | 859187000 |  | 77.01%
Combined Group Contracting Company (K.S.C.C) | شركة المجموعة المشتركة للمقاولات | 871291454.78 |  | 63.17%
Mohammed Abdulmohsin Al-Kharafi & Sons, LLC | محمد عبد المحسن الخرافي وأولاده | 922044999.998 |  | 75.89%
Trojan General Contracting LLC | تروجان للمقاولات العامة | 998150000 |  | 89.86%
Estimate | تقديرات الإستشاري
Masjid
| الجابر للمباني |  |  |  | مشاريع أخرى
| Retail Shop | Community Center | Juma Mosque | Local Mosque | المركز الوطني للتأهيل (2014) | المقر الرئيسي لمؤسسة زايد العليا للرعاية الإنسانية وذوي الاحتياجات الخاصة - مدينة زايد(2013) | المقر الرئيسي لمؤسسة زايد العليا للرعاية الإنسانية وذوي الاحتياجات الخاصة - غياثي(2013) | مسجد ل 1000 مصلي - زاخر
Total with Building +Infra | 7822022.7923 | 3965045.7248 | 12631144.3234 | 13549548.0126 | 285000000 | 23795000 | 23795000 | 17700000
Building | 6004355.6161 | 3043655.7395 | 9695942.3885 | 10400929.1286 | 220286206.5217 | 22596202.8312 | 22651613.3607 | 17700000
Build-up Area | 601.75 | 668 | 2949.49 | 1361 | 46094 | 3362 | 3364 | 3248
Cost per m2 for Building | 9978.1564 | 4556.3709 | 3287.3284 | 7642.1228 | 4779.0647 | 6721.0597 | 6733.5355 | 5449.5074
Cost per m2 for Total | 12998.7915 | 5935.6972 | 4282.4842 | 9955.5827 | 6183.0173 | 7077.6324 | 7073.4245 | 5449.5074
Note on J6: Nishantha Pradeep : PCC: Excluding infra for 30 plots

## Scenario Analysis
Exported on: 21/08/2017 09:13 GMT + 4:00
Project Code |  | tender_1683
Project Title |  | Construction of 306 villas at Al Saad
Reference |  | P327-T/BPS/559/067/17
RFP Code |  | rfp_1963
RFP Title |  | P327-T/BPS/559/067/17 Construction of 306 Villas at Al Saad, Al Ain
RFP Status |  | Commercial Evaluation
Alternative
[6 empty] | AL JABER BUILDING LLC |  | Nael General Contracting Est |  | Nael General Contracting Est |  | NAEL & BIN HARMAL HYDRO EXPORT ESTABLISHMENT - ABU DHABI BRANCH |  | Combined Group Contracting Company (K.S.C.C) |  | Mohammed Abdulmohsin Al-Kharafi & Sons, LLC |  | Trojan General Contracting LLC
Displayed in Event Currency (AED) | [5 empty] | Response Date : 02/08/2017 10:46:59 |  | Response Date : 02/08/2017 12:01:26 |  | Response Date : 02/08/2017 12:01:26 |  | Response Date : 02/08/2017 10:17:04 |  | Response Date : 02/08/2017 09:09:14 |  | Response Date : 02/08/2017 08:49:01 |  | Response Date : 02/08/2017 13:15:49
3 Commercial Envelope | [5 empty] | Questions Answered | Total | Questions Answered | Total | Questions Answered | Total | Questions Answered | Total | Questions Answered | Total | Questions Answered | Total | Questions Answered | Total
[6 empty] | 2,531 (out of 2,531) | 828808692 | 2,531 (out of 2,531) | 855900000 | 2,531 (out of 2,531) | 855900000 | 2,531 (out of 2,531) | 859187000 | 2,531 (out of 2,531) | 871291454.78 | 2,531 (out of 2,531) | 922044999.998 | 2,531 (out of 2,531) | 998150000
3.1 GENERAL REQUIREMENTS / PRELIMINARIES | [5 empty] | 0 (out of 0) | 0 | 0 (out of 0) | 0 | 0 (out of 0) | 0 | 0 (out of 0) | 0 | 0 (out of 0) | 0 | 0 (out of 0) | 0 | 0 (out of 0) | 0
| Note | Note Details
3.1.1 | - | Preambles is attached in Volume 5
3.1.2 | Note | Any price inserted as "0" shall be considered as "included". Hence the Tenderers are encouraged to price all items
3.1.3 | Important Note | Please attach the signed and stamped Form of Tender in Additional Attachments Area (clause 3.59) (Do Not Edit the Form)
3.1.4 | Important Note | The BOQ does not allow for discount to be inserted on the Total Bill and hence the pricing should be done considering this
3.2 BILL No. 1 - PRELIMINARIES / GENERAL REQUIREMENTS | [5 empty] | 100 (out of 100) | 86249281.32 | 100 (out of 100) | 24999925.8 | 100 (out of 100) | 24999925.8 | 100 (out of 100) | 44253572 | 100 (out of 100) | 22400558 | 100 (out of 100) | 59340498.81 | 100 (out of 100) | 49350990.07
| Note | Note Details
3.2.1 | - | Any general item/ prelims works required for overall completion of the Works that is not explicitly included herein in Bill 1, shall be considered as subsidiary to other items and deemed included in the Contractor's submitted unit rates/prices. For avoidance of doubt no new rates shall be considered for Bill 1 works.
3.2.2 | - | General Notes on General Requirements
3.2.3 | - | These General Requirements are applicable to the whole of the Works. The Contractor shall price each of the lumpsum contained herein individually. The Tenderer shall not enter any lumpsum covering more than one or all lumpsum Where any lump sum of the General Requirements has not been priced, it will be deemed that the value of such lumpsum is included elsewhere in the Bill of Quantities.
3.2.4 | - | The Contractor is referred to the requirements of the Contract/Tender Documents.
3.2.5 | - | The Contractor shall price herein any obligations contained in the following for which he has not included elsewhere and wishes to price separately.
3.2.6 | - | The Contractor is responsible for the design, construction, maintenance and removal of all temporary works. The Contractor is to submit to the Engineer his proposals for all temporary works for approval. The Engineer’s approval will no way relieve the Contractor of his responsibility for the safety of the works, operatives, adjoining property, structure or services and compliance with appropriate regulations and Codes of Practice.
3.2.7 | - | Pricing Generally
3.2.8 | - | The Contractor shall satisfy himself as to the meaning of every item in the Bills of Quantities and the rates and prices inserted by him will be deemed to cover all his obligations under the Contract and all matters and things necessary for the proper construction and completion of the Works including, but not by any way of limitation, all temporary work required (including any that may be required by subcontractors, whether nominated or otherwise).
3.2.9 | - | The prices shall include for all materials and labour and for the provision and use of all plant whether mechanical or non-mechanical required for the expeditious carrying out of the Works in their proper sequence - for shifting, altering and adapting such temporary work and plant as may be required during the progress of the Works and removing at completion and making good any surfaces disturbed and if not included in the prices inserted against the Conditions of Contract clauses above; (continued)
3.2.10 | - | (continuation) for the guarantees, insurances and bonds required; for the costs of preparing a tender; for the work in connection with measurements and the final account, for profit and for all other establishment charges and on costs of whatever nature. No claim for additional payment will be allowed for any error or misunderstanding by the contractor in these respects.
3.2.11 | - | General Obligations
| Item Code | Description | Item Remarks | Unit of Measurement | Quantity/Base Price | Unit Price/Discount % | Total | Unit Price/Discount % | Total | Unit Price/Discount % | Total | Unit Price/Discount % | Total | Unit Price/Discount % | Total | Unit Price/Discount % | Total | Unit Price/Discount % | Total
3.2.12 | 1.01 | (*) The selected Contractor will be required to provide the Engineer with a full and detailed Tender breakdown upon being awarded the contract. This tender breakdown is to show the actual calculations of the General Requirements, the labour, plant and materials cost of the works, the build-up of measured rates with on costs and overheads and any other allowances used to arrive at the Contract Price. |  | sum | 1 | 86249281.32 | 86249281.32 | 1000 | 1000 | 1000 | 1000 | 0 | 0 | 10000 | 10000 | 0 | 0 | 0 | 0
3.2.13 | 1.02 | (*) The Contractor shall be responsible for coordinating all Builder's Work Drawings and Working Drawings including subcontractors, statutory undertakings, contractors or others employed directly in connection with the works so that each may be installed in such a manner as to ensure proper performance and adequate fixing to the structure and to avoid conflicts in the positioning of the various ducts, cables, other items of service installations and other like items. |  | sum | 1 | 0 | 0 | 5000 | 5000 | 5000 | 5000 | 0 | 0 | 15000 | 15000 | 0 | 0 | 0 | 0
3.2.14 | 1.03 | (*) The Contractor shall employ a competent person experienced in the co-ordination of Engineering and other installations to perform this duty. He shall arrange for his own subcontractors to attend any necessary co-ordination meetings. |  | sum | 1 | 0 | 0 | 100000 | 100000 | 100000 | 100000 | 0 | 0 | 20000 | 20000 | 0 | 0 | 0 | 0
3.2.15 | 1.04 | (*) Any amendments to the Builder's work drawings and Working Drawings consequent upon the co-ordination of the various installations shall be made by the main contractor or others concerned prior to such drawings being submitted to the Engineer for approval, all at the cost of the contractor, and at no extra cost to the Employer. |  | sum | 1 | 0 | 0 | 5000 | 5000 | 5000 | 5000 | 0 | 0 | 10000 | 10000 | 0 | 0 | 0 | 0
3.2.16 | 1.05 | (*) The Contractor shall be solely responsible for ensuring that his subcontractors and others programme their work and provide him with information regarding Builder's Work in reasonable time relative to his construction programme. |  | sum | 1 | 0 | 0 | 2000 | 2000 | 2000 | 2000 | 0 | 0 | 10000 | 10000 | 0 | 0 | 0 | 0
| Note | Note Details
3.2.17 | - | Temporary Roads
| Item Code | Description | Item Remarks | Unit of Measurement | Quantity/Base Price | Unit Price/Discount % | Total | Unit Price/Discount % | Total | Unit Price/Discount % | Total | Unit Price/Discount % | Total | Unit Price/Discount % | Total | Unit Price/Discount % | Total | Unit Price/Discount % | Total
3.2.18 | 1.06 | (*) The Contractor shall prepare and maintain such temporary roads as may be necessary from the site to the nearest highway and also within the site. The roads shall be positioned in accordance with the Engineer’s instructions and shall be kept free for access at all times. |  | sum | 1 | 0 | 0 | 25000 | 25000 | 25000 | 25000 | 250000 | 250000 | 10000 | 10000 | 535675.02 | 535675.02 | 0 | 0
3.2.19 | 1.07 | (*) The Contractor is responsible for the design, construction, maintenance and removal of all temporary works. The Contractor is to submit to the Engineer his proposals for all temporary works for approval. The Engineer’s approval will no way relieve the Contractor of his responsibility for the safety of the works, operatives, adjoining property, structure or services and compliance with appropriate regulations and Codes of Practice. |  | sum | 1 | 0 | 0 | 10000 | 10000 | 10000 | 10000 | 0 | 0 | 1500000 | 1500000 | 0 | 0 | 0 | 0
| Note | Note Details
3.2.20 | - | The Engineer’s requirements in respect of roads, car parks, paving, or the like, are for the anticipated traffic that will use the finished areas. If the Contractor decides to use such areas either in complete or partially complete state, and if, in the opinion of the Engineer, as a result of such usage the construction has been affected to make the finished surfaces unsuitable for the intended purpose, the work required to re-instate and bringing to standard is to be performed at the Contractor’s expense.
3.2.21 | - | Accommodation Works
| Item Code | Description | Item Remarks | Unit of Measurement | Quantity/Base Price | Unit Price/Discount % | Total | Unit Price/Discount % | Total | Unit Price/Discount % | Total | Unit Price/Discount % | Total | Unit Price/Discount % | Total | Unit Price/Discount % | Total | Unit Price/Discount % | Total
3.2.22 | 1.08 | (*) The Contractor will be responsible for making all necessary arrangements with owners and occupiers for carrying out accommodation works, including, where necessary, access onto or across private land. |  | sum | 1 | 0 | 0 | 12000000 | 12000000 | 12000000 | 12000000 | 0 | 0 | 600000 | 600000 | 0 | 0 | 0 | 0
| Note | Note Details
3.2.23 | - | Work Site, Setting Out and Cross Section
3.2.24 | - | The Contractor is responsible for all the setting out of line and levels of the Works and shall employ adequate qualified staff to carry this out. Where survey markers have been established by the Engineer, the Contractor shall check the accuracy of their position and level and shall immediately notify the Engineer of any discrepancies. (continued)
3.2.25 | - | (continuation) All setting out throughout the Works must be related to the Al Ain Municipality Datum Levels and Survey Stations and values of Al Ain Municipality Bench Marks and survey stations shall be obtained by the Contractor from the Al Ain Municipality. Any Temporary Bench Mark (T.B.M) to be fixed on the site shall be tied in to the Al Ain Municipality Datum. (continued)
| Item Code | Description | Item Remarks | Unit of Measurement | Quantity/Base Price | Unit Price/Discount % | Total | Unit Price/Discount % | Total | Unit Price/Discount % | Total | Unit Price/Discount % | Total | Unit Price/Discount % | Total | Unit Price/Discount % | Total | Unit Price/Discount % | Total
3.2.26 | 1.09 | (*) (continuation) The Contractor shall, as soon as practicable, supply the Engineer with records in approved form relating to all reference pegs and bench marks and shall keep such records up to date by formal notice to the Engineer. Before commencing work on any section of the Works, the Contractor, jointly with the Engineer, shall level survey the original ground surface and shall prepare plans and cross-sections accordingly. |  | sum | 1 | 0 | 0 | 5000 | 5000 | 5000 | 5000 | 10000 | 10000 | 50000 | 50000 | 53775.06 | 53775.06 | 0 | 0
| Note | Note Details
3.2.27 | - | Contractor’s Working area
3.2.28 | - | Throughout the period of construction of the works, the Contractor shall maintain the whole area of his operations in a clean tidy and safe conditions by arranging his materials. Debris etc., shall be systematically cleared off the working areas as it accumulates and if not removed directly from the site shall be deposited at the collection points allocated by the Engineer pending remove from the site. (continuation)
| Item Code | Description | Item Remarks | Unit of Measurement | Quantity/Base Price | Unit Price/Discount % | Total | Unit Price/Discount % | Total | Unit Price/Discount % | Total | Unit Price/Discount % | Total | Unit Price/Discount % | Total | Unit Price/Discount % | Total | Unit Price/Discount % | Total
3.2.29 | 1.10 | (*) (continuation) This clause in no way invalidates the contractor's obligation under clauses the General Conditions of the Contract. The Contractor shall restrict his activities to the defined site area or any other area for which they have permission to use. |  | sum | 1 | 0 | 0 | 5000 | 5000 | 5000 | 5000 | 100000 | 100000 | 50000 | 50000 | 0 | 0 | 0 | 0
3.2.30 | 1.11 | (*) The Contractor shall be held responsible for any nuisance caused by his workmen on ground surrounding the site and adjoining buildings etc, and must make good all such damage and settle any claims for compensation at his own expense. |  | sum | 1 | 0 | 0 | 1000 | 1000 | 1000 | 1000 | 0 | 0 | 40000 | 40000 | 0 | 0 | 0 | 0
| Note | Note Details
3.2.31 | - | Temporary Water and Electricity Services for the Construction Works
3.2.32 | - | The Contractor shall provide and maintain temporary water and electricity services required for the Works including that required by the sub-contractors. Pay all charges and bear all costs for the necessary temporary installation including pipe work, pumps, water tankers, storage tanks, generating equipment, etc., and remove on completion and make good all work disturbed.
| Item Code | Description | Item Remarks | Unit of Measurement | Quantity/Base Price | Unit Price/Discount % | Total | Unit Price/Discount % | Total | Unit Price/Discount % | Total | Unit Price/Discount % | Total | Unit Price/Discount % | Total | Unit Price/Discount % | Total | Unit Price/Discount % | Total
3.2.33 | 1.12 | (*) Establishment charge |  | sum | 1 | 0 | 0 | 50000 | 50000 | 50000 | 50000 | 750000 | 750000 | 200000 | 200000 | 0 | 0 | 0 | 0
3.2.34 | 1.13 | (*) Maintenance charge |  | day | 638 | 0 | 0 | 300 | 191400 | 300 | 191400 | 5000 | 3190000 | 30 | 19140 | 0 | 0 | 0 | 0
3.2.35 | 1.14 | (*) Removal charge |  | sum | 1 | 0 | 0 | 5000 | 5000 | 5000 | 5000 | 15000 | 15000 | 1000 | 1000 | 0 | 0 | 0 | 0
| Note | Note Details
3.2.36 | - | Labour Camps
| Item Code | Description | Item Remarks | Unit of Measurement | Quantity/Base Price | Unit Price/Discount % | Total | Unit Price/Discount % | Total | Unit Price/Discount % | Total | Unit Price/Discount % | Total | Unit Price/Discount % | Total | Unit Price/Discount % | Total | Unit Price/Discount % | Total
3.2.37 | 1.15 | (*) A labour camp is not permitted on site. Watchman and security staff only may be accommodated. |  | sum | 1 | 0 | 0 | 25000 | 25000 | 25000 | 25000 | 90000 | 90000 | 50000 | 50000 | 5081742.99 | 5081742.99 | 0 | 0
| Note | Note Details
3.2.38 | - | Assistance and instruments for Engineer’s representative
3.2.39 | - | Surveying Equipments for the use of Employer/ Employer's Representative's staff as required
| Item Code | Description | Item Remarks | Unit of Measurement | Quantity/Base Price | Unit Price/Discount % | Total | Unit Price/Discount % | Total | Unit Price/Discount % | Total | Unit Price/Discount % | Total | Unit Price/Discount % | Total | Unit Price/Discount % | Total | Unit Price/Discount % | Total
3.2.40 | 1.16 | (*) Supply of surveying equipment |  | sum | 1 | 0 | 0 | 10000 | 10000 | 10000 | 10000 | 70000 | 70000 | 50000 | 50000 | 179716.24 | 179716.24 | 0 | 0
3.2.41 | 1.17 | (*) Maintenance of surveying equipment |  | day | 638 | 0 | 0 | 50 | 31900 | 50 | 31900 | 20 | 12760 | 5 | 3190 | 53.78 | 34311.64 | 0 | 0
3.2.42 | 1.18 | (*) Removal of surveying equipment |  | sum | 1 | 0 | 0 | 500 | 500 | 500 | 500 | 0 | 0 | 500 | 500 | 1075.5 | 1075.5 | 0 | 0
3.2.43 | 1.19 | (*) Chainmen |  | day | 638 | 0 | 0 | 50 | 31900 | 50 | 31900 | 80 | 51040 | 200 | 127600 | 107.55 | 68616.9 | 0 | 0
3.2.44 | 1.20 | (*) Office attendance (3 Nos considered as 1 unit) |  | day | 638 | 0 | 0 | 250 | 159500 | 250 | 159500 | 330 | 210540 | 30 | 19140 | 193.59 | 123510.42 | 0 | 0
| Note | Note Details
3.2.45 | - | Offices and Facilities for the Employer and the Engineer
3.2.46 | - | Site offices and kitchens for the use of the Employer, Employer's Representative, Construction Supervision Consultant, Engineer and others are to be provided by the Contractor, along with simple adequate office furniture. The Contractor shall be responsible for the maintenance of the site offices and pay all Electricity, Water and Etisalat charges for the duration of the construction period as specified .
| Item Code | Description | Item Remarks | Unit of Measurement | Quantity/Base Price | Unit Price/Discount % | Total | Unit Price/Discount % | Total | Unit Price/Discount % | Total | Unit Price/Discount % | Total | Unit Price/Discount % | Total | Unit Price/Discount % | Total | Unit Price/Discount % | Total
3.2.47 | 1.21 | (*) Establishment of offices for the Employer and Engineer |  | sum | 1 | 0 | 0 | 500000 | 500000 | 500000 | 500000 | 455000 | 455000 | 400000 | 400000 | 430325.22 | 430325.22 | 0 | 0
3.2.48 | 1.22 | (*) Maintenance of the offices for the Employer and the Engineer |  | day | 638 | 0 | 0 | 50 | 31900 | 50 | 31900 | 940 | 599720 | 50 | 31900 | 364.01 | 232238.38 | 0 | 0
3.2.49 | 1.23 | (*) Removal of offices for the Employer and Engineer |  | sum | 1 | 0 | 0 | 5000 | 5000 | 5000 | 5000 | 25000 | 25000 | 20000 | 20000 | 10755.01 | 10755.01 | 0 | 0
3.2.50 | 1.24 | (*) Establishment of office equipment |  | sum | 1 | 0 | 0 | 50000 | 50000 | 50000 | 50000 | 190000 | 190000 | 25000 | 25000 | 195267.99 | 195267.99 | 0 | 0
3.2.51 | 1.25 | (*) Maintenance of office equipment |  | day | 638 | 0 | 0 | 20 | 12760 | 20 | 12760 | 200 | 127600 | 10 | 6380 | 72.8 | 46446.4 | 0 | 0
3.2.52 | 1.26 | (*) Removal of office equipment |  | sum | 1 | 0 | 0 | 2000 | 2000 | 2000 | 2000 | 5000 | 5000 | 1000 | 1000 | 5377.51 | 5377.51 | 0 | 0
3.2.53 | 1.27 | (*) Provide all consumables for use within the site offices, as required |  | day | 638 | 0 | 0 | 200 | 127600 | 200 | 127600 | 1399 | 892562 | 200 | 127600 | 161.33 | 102928.54 | 0 | 0
| Note | Note Details
3.2.54 | - | Transportation
3.2.55 | - | Supply of vehicles for Employer's/Engineer use, latest model in brand new condition, insurance, registration, in accordance with the Specification and to Employer's/ Engineers approval
| Item Code | Description | Item Remarks | Unit of Measurement | Quantity/Base Price | Unit Price/Discount % | Total | Unit Price/Discount % | Total | Unit Price/Discount % | Total | Unit Price/Discount % | Total | Unit Price/Discount % | Total | Unit Price/Discount % | Total | Unit Price/Discount % | Total
3.2.56 | 1.28 | (*) Supply of 4WD Toyota Land Cruiser, VXR full option or equivalent, (1 Nos) |  | sum | 1 | 0 | 0 | 250000 | 250000 | 250000 | 250000 | 175000 | 175000 | 0 | 0 | 180684.2 | 180684.2 | 0 | 0
3.2.57 | 1.29 | (*) Supply of 4WD Toyota Prado or equivalent, 6 cylinder, (2 Nos) |  | sum | 1 | 0 | 0 | 400000 | 400000 | 400000 | 400000 | 220000 | 220000 | 365000 | 365000 | 271026.29 | 271026.29 | 0 | 0
3.2.58 | 1.30 | (*) Supply of 4WD double cabin pick up, Toyota or equivalent, automatic full option, (5 Nos) |  | sum | 1 | 0 | 0 | 500000 | 500000 | 500000 | 500000 | 450000 | 450000 | 485450 | 485450 | 395246.68 | 395246.68 | 0 | 0
| Note | Note Details
3.2.59 | - | Maintenance of vehicles for Employer's/Engineer use, including fuel, insurance, registration, all wear and tear, maintenance, replacement in case of breakdown, in accordance with the Specification and to Employer's/ Engineers approval
| Item Code | Description | Item Remarks | Unit of Measurement | Quantity/Base Price | Unit Price/Discount % | Total | Unit Price/Discount % | Total | Unit Price/Discount % | Total | Unit Price/Discount % | Total | Unit Price/Discount % | Total | Unit Price/Discount % | Total | Unit Price/Discount % | Total
3.2.60 | 1.31 | (*) Maintenance of 4WD Toyota Land Cruiser, VXR full option or equivalent, (1 Nos) |  | day | 638 | 0 | 0 | 150 | 95700 | 150 | 95700 | 90 | 57420 | 0 | 0 | 82.73 | 52781.74 | 0 | 0
3.2.61 | 1.32 | (*) Maintenance of 4WD Toyota Prado or equivalent, 6 cylinder, (2 Nos) |  | day | 638 | 0 | 0 | 170 | 108460 | 170 | 108460 | 150 | 95700 | 10 | 6380 | 165.47 | 105569.86 | 0 | 0
3.2.62 | 1.33 | (*) Maintenance of 4WD double cabin pick up, Toyota or equivalent, automatic full option, (5 Nos) |  | day | 638 | 0 | 0 | 250 | 159500 | 250 | 159500 | 850 | 542300 | 15 | 9570 | 413.66 | 263915.08 | 0 | 0
| Note | Note Details
3.2.63 | - | Site Administration supervision and security
| Item Code | Description | Item Remarks | Unit of Measurement | Quantity/Base Price | Unit Price/Discount % | Total | Unit Price/Discount % | Total | Unit Price/Discount % | Total | Unit Price/Discount % | Total | Unit Price/Discount % | Total | Unit Price/Discount % | Total | Unit Price/Discount % | Total
3.2.64 | 1.34 | (*) The Contractor is to allow in his tender for all site administration and supervision costs including all necessary security arrangements, and the safety of the public and adjoining property and shall be liable for any claims arising from loss or damage suffered. |  | day | 638 | 0 | 0 | 7500 | 4785000 | 7500 | 4785000 | 28036 | 17886968 | 17550 | 11196900 | 59197.73 | 37768151.74 | 0 | 0
3.2.65 | 1.35 | (*) Inclusion is to be made for all necessary watchmen, all lighting required for safeguarding the works, and plant and for making good and reinstating after any damage or theft. |  | day | 638 | 0 | 0 | 400 | 255200 | 400 | 255200 | 987 | 629706 | 366 | 233508 | 433.35 | 276477.3 | 0 | 0
| Note | Note Details
3.2.66 | - | Temporary IT Connections and Equipment
3.2.67 | - | The Contractor is to provide temporary IT equipment and connections such as telephones, fax machines with connections and internet connections on separate outside lines for staff of the Contractor and the subcontractor's use. He is to allow in his tender for the costs of installation, hire, consumables, charges and removal.
| Item Code | Description | Item Remarks | Unit of Measurement | Quantity/Base Price | Unit Price/Discount % | Total | Unit Price/Discount % | Total | Unit Price/Discount % | Total | Unit Price/Discount % | Total | Unit Price/Discount % | Total | Unit Price/Discount % | Total | Unit Price/Discount % | Total
3.2.68 | 1.36 | (*) Establishment charge |  | sum | 1 | 0 | 0 | 100000 | 100000 | 100000 | 100000 | 200000 | 200000 | 100000 | 100000 | 33125.44 | 33125.44 | 0 | 0
3.2.69 | 1.37 | (*) Maintenance charge |  | day | 638 | 0 | 0 | 20 | 12760 | 20 | 12760 | 50 | 31900 | 10 | 6380 | 110.94 | 70779.72 | 0 | 0
3.2.70 | 1.38 | (*) Removal charge |  | sum | 1 | 0 | 0 | 2000 | 2000 | 2000 | 2000 | 2000 | 2000 | 1000 | 1000 | 1075.5 | 1075.5 | 0 | 0
| Note | Note Details
3.2.71 | - | Offices for the Contractor
3.2.72 | - | The Contractor is to provide, in positions to be approved by the Engineer, maintain, move from time to time as may be required, disinfect and eventually move from site the following temporary accommodation all in accordance with the Specification. All necessary furnished offices for the use of his site staff and the site staff of all subcontractors, all in accordance with the Specification. (continued...)
3.2.73 | - | (… continued). Weatherproof lock-up sheds, workshops and stores for the storage and protection of materials, tools and plant, all in accordance with the Specification.
| Item Code | Description | Item Remarks | Unit of Measurement | Quantity/Base Price | Unit Price/Discount % | Total | Unit Price/Discount % | Total | Unit Price/Discount % | Total | Unit Price/Discount % | Total | Unit Price/Discount % | Total | Unit Price/Discount % | Total | Unit Price/Discount % | Total
3.2.74 | 1.39 | (*) Establishment charge |  | sum | 1 | 0 | 0 | 700000 | 700000 | 700000 | 700000 | 651000 | 651000 | 450000 | 450000 | 564638.11 | 564638.11 | 0 | 0
3.2.75 | 1.40 | (*) Maintenance charge |  | day | 638 | 0 | 0 | 500 | 319000 | 500 | 319000 | 1316 | 839608 | 20 | 12760 | 537.75 | 343084.5 | 0 | 0
3.2.76 | 1.41 | (*) Removal charge |  | sum | 1 | 0 | 0 | 5000 | 5000 | 5000 | 5000 | 15000 | 15000 | 5000 | 5000 | 10755.01 | 10755.01 | 0 | 0
| Note | Note Details
3.2.77 | - | Facilities for the Contractor
3.2.78 | - | All accommodation required for welfare facilities including adequate shelter from inclement weather, accommodation for the storage and drying of clothes, taking of meals and sanitary and washing facilities for all people employed on the site, first aid facilities, fire fighting equipment and drinking water facilities, including all necessary service connections, all in accordance with the Specification.
| Item Code | Description | Item Remarks | Unit of Measurement | Quantity/Base Price | Unit Price/Discount % | Total | Unit Price/Discount % | Total | Unit Price/Discount % | Total | Unit Price/Discount % | Total | Unit Price/Discount % | Total | Unit Price/Discount % | Total | Unit Price/Discount % | Total
3.2.79 | 1.42 | (*) Establishment charge |  | sum | 1 | 0 | 0 | 50000 | 50000 | 50000 | 50000 | 0 | 0 | 14000 | 14000 | 215100.23 | 215100.23 | 0 | 0
3.2.80 | 1.43 | (*) Maintenance charge |  | day | 638 | 0 | 0 | 20 | 12760 | 20 | 12760 | 9780 | 6239640 | 20 | 12760 | 322.65 | 205850.7 | 0 | 0
3.2.81 | 1.44 | (*) Removal charge |  | sum | 1 | 0 | 0 | 2000 | 2000 | 2000 | 2000 | 0 | 0 | 1000 | 1000 | 5377.51 | 5377.51 | 0 | 0
| Note | Note Details
3.2.82 | - | Labour and Materials
| Item Code | Description | Item Remarks | Unit of Measurement | Quantity/Base Price | Unit Price/Discount % | Total | Unit Price/Discount % | Total | Unit Price/Discount % | Total | Unit Price/Discount % | Total | Unit Price/Discount % | Total | Unit Price/Discount % | Total | Unit Price/Discount % | Total
3.2.83 | 1.45 | (*) The Contractor shall provide such labour, materials and transport as the Engineer's representative may require to assist him in carrying out tests and checks on materials and workmanship and setting out and measurement of works. |  | sum | 1 | 0 | 0 | 5000 | 5000 | 5000 | 5000 | 290000 | 290000 | 100000 | 100000 | 0 | 0 | 0 | 0
| Note | Note Details
3.2.84 | - | Site Laboratory and Tests
| Item Code | Description | Item Remarks | Unit of Measurement | Quantity/Base Price | Unit Price/Discount % | Total | Unit Price/Discount % | Total | Unit Price/Discount % | Total | Unit Price/Discount % | Total | Unit Price/Discount % | Total | Unit Price/Discount % | Total | Unit Price/Discount % | Total
3.2.85 | 1.46 | (*) Establishment of site laboratory including all testing equipments and materials all as detailed in the Specification and directed by the Engineer |  | sum | 1 | 0 | 0 | 75000 | 75000 | 75000 | 75000 | 300000 | 300000 | 200000 | 200000 | 430200.46 | 430200.46 | 0 | 0
3.2.86 | 1.47 | (*) Maintenance of site laboratory complete including Equipements, calibration as instructed by the Engineer, cleanning and all facilities and utilities as specified and instructed by the Engineer allow for labours, Lab technicians approved by the Engineer and performing the required materials tests |  | day | 638 | 0 | 0 | 20 | 12760 | 20 | 12760 | 150 | 95700 | 20 | 12760 | 494.73 | 315637.74 | 0 | 0
3.2.87 | 1.48 | (*) Removal of site laboratory including all testing equipments and materials all as detailed in the Specification and directed by the Engineer |  | sum | 1 | 0 | 0 | 2000 | 2000 | 2000 | 2000 | 15000 | 15000 | 1000 | 1000 | 5377.51 | 5377.51 | 0 | 0
3.2.88 | 1.49 | (*) The Contractor shall also allow for all requirements, obligations, etc., with regard to all tests that are to be carried out by an approved independent Al Ain Municipality accredited laboratory. |  | sum | 1 | 0 | 0 | 1000 | 1000 | 1000 | 1000 | 250000 | 250000 | 10000 | 10000 | 215100.23 | 215100.23 | 0 | 0
| Note | Note Details
3.2.89 | - | Site Hoarding
| Item Code | Description | Item Remarks | Unit of Measurement | Quantity/Base Price | Unit Price/Discount % | Total | Unit Price/Discount % | Total | Unit Price/Discount % | Total | Unit Price/Discount % | Total | Unit Price/Discount % | Total | Unit Price/Discount % | Total | Unit Price/Discount % | Total
3.2.90 | - | (*) the hoardings of min. 2.2m and 2.6 max. height, segmented continuous steel hoarding system with U-framed and deck corrugated sheet faced with surface mounted concrete blocks of size 600x400x400mm and GI pipe supports and struts. All coating and fixation details are as per drawings and Specification / Authorities requirements. |  | Sum | 1 | 0 | 0 | 0 | 0 | 0 | 0 | 0 | 0 | 0 | 0 | 0 | 0 | 0 | 0
3.2.91 | 1.50 | (*) Supply, install the hoardings |  | sum | 1 | 0 | 0 | 2000000 | 2000000 | 2000000 | 2000000 | 1020000 | 1020000 | 400000 | 400000 | 645300.7 | 645300.7 | 0 | 0
3.2.92 | 1.51 | (*) Maintain of the site hoardings |  | day | 638 | 0 | 0 | 500 | 319000 | 500 | 319000 | 150 | 95700 | 20 | 12760 | 53.78 | 34311.64 | 0 | 0
3.2.93 | 1.52 | (*) The Contractor shall dismantle the site hoarding, on completion of the contract, remove from site, make good where necessary and clean the site, all to the satisfaction of the Engineer. |  | sum | 1 | 0 | 0 | 10000 | 10000 | 10000 | 10000 | 40000 | 40000 | 1000 | 1000 | 21510.02 | 21510.02 | 0 | 0
| Note | Note Details
3.2.94 | - | Records
| Item Code | Description | Item Remarks | Unit of Measurement | Quantity/Base Price | Unit Price/Discount % | Total | Unit Price/Discount % | Total | Unit Price/Discount % | Total | Unit Price/Discount % | Total | Unit Price/Discount % | Total | Unit Price/Discount % | Total | Unit Price/Discount % | Total
3.2.95 | 1.53 | (*) During the progress of the Works, the Contractor shall keep at this own cost, records of all details and dimensions of the works as constructed and shall at any time submit such records to the Engineer as he may require. |  | sum | 1 | 0 | 0 | 5000 | 5000 | 5000 | 5000 | 0 | 0 | 10000 | 10000 | 0 | 0 | 0 | 0
3.2.96 | 1.54 | (*) In addition to those records which are specifically required by the Specification to be kept (e.g. test cubes of concrete, air temperature, etc.,) a site record shall be kept of the completion dates of the various works in each trade, with particular reference to work which requires time for drying out, such as solid backgrounds which receive insitu screeds and finishing's, including the completion time of the individual layers of each application. |  | sum | 1 | 0 | 0 | 2500 | 2500 | 2500 | 2500 | 0 | 0 | 10000 | 10000 | 0 | 0 | 0 | 0
| Note | Note Details
3.2.97 | - | The Contractor shall arrange for the original to be signed by the Engineer each calendar month, and for a copy to be issued to the Engineer at site meetings. The Contractor's claims in relation to the extensions of time may not be entertained in the event that those records are not kept up to date.
| Item Code | Description | Item Remarks | Unit of Measurement | Quantity/Base Price | Unit Price/Discount % | Total | Unit Price/Discount % | Total | Unit Price/Discount % | Total | Unit Price/Discount % | Total | Unit Price/Discount % | Total | Unit Price/Discount % | Total | Unit Price/Discount % | Total
3.2.98 | 1.55 | (*) The Contractor shall keep records of dates of commencement and completion of all trades, fix by fix, including dates of each concrete pour, in a manner and layout acceptable to the Engineer. A copy of these records shall be made freely available to the Engineer at any time, upon request. |  | sum | 1 | 0 | 0 | 2500 | 2500 | 2500 | 2500 | 0 | 0 | 20000 | 20000 | 0 | 0 | 0 | 0
| Note | Note Details
3.2.99 | - | Protection
3.2.100 | - | Adequate protection against any form of damage or deterioration shall be provided for all sections of the Works. This shall include protective tapes, casings, guard rails and the like which shall be provided, if necessary. Particular care shall be taken to mask self finished surfaces during the application of adjacent insitu work, and windows and doors during the application of sprayed finishes. (continued)
| Item Code | Description | Item Remarks | Unit of Measurement | Quantity/Base Price | Unit Price/Discount % | Total | Unit Price/Discount % | Total | Unit Price/Discount % | Total | Unit Price/Discount % | Total | Unit Price/Discount % | Total | Unit Price/Discount % | Total | Unit Price/Discount % | Total
3.2.101 | 1.56 | (*) (continuation) In pursuance of his obligations under the Conditions of Contract, the contractor shall, whenever required or directed by the Engineer, cover up and protect the works from the weather and from damage by his own or other workmen performing subsequent operations. |  | sum | 1 | 0 | 0 | 5000 | 5000 | 5000 | 5000 | 0 | 0 | 50000 | 50000 | 0 | 0 | 0 | 0
3.2.102 | 1.57 | (*) The Contractor shall provide all necessary dust sheets, barriers and guard rails and clear away the same on completion. |  | sum | 1 | 0 | 0 | 5000 | 5000 | 5000 | 5000 | 25000 | 25000 | 20000 | 20000 | 0 | 0 | 0 | 0
3.2.103 | 1.58 | (*) The Contractor shall take all reasonable and proper steps for the protection of all places on or about the works which may be dangerous to his workmen or any other persons or to traffic. The Contractor shall provide and maintain signs, red warning lamps and barricades as necessary in such places. |  | sum | 1 | 0 | 0 | 5000 | 5000 | 5000 | 5000 | 150000 | 150000 | 50000 | 50000 | 0 | 0 | 0 | 0
| Note | Note Details
3.2.104 | - | Protection and upkeep of site and adjacent areas and properties
| Item Code | Description | Item Remarks | Unit of Measurement | Quantity/Base Price | Unit Price/Discount % | Total | Unit Price/Discount % | Total | Unit Price/Discount % | Total | Unit Price/Discount % | Total | Unit Price/Discount % | Total | Unit Price/Discount % | Total | Unit Price/Discount % | Total
3.2.105 | 1.59 | (*) The Contractor shall take all necessary precautions to protect buildings, fences, roads, passages, culverts and other apparatus, if found, and he shall not demolish or remove any of these works except according to specific instructions by the Engineer. |  | sum | 1 | 0 | 0 | 1000 | 1000 | 1000 | 1000 | 0 | 0 | 40000 | 40000 | 0 | 0 | 0 | 0
| Note | Note Details
3.2.106 | - | Cleaning of the works
| Item Code | Description | Item Remarks | Unit of Measurement | Quantity/Base Price | Unit Price/Discount % | Total | Unit Price/Discount % | Total | Unit Price/Discount % | Total | Unit Price/Discount % | Total | Unit Price/Discount % | Total | Unit Price/Discount % | Total | Unit Price/Discount % | Total
3.2.107 | 1.60 | (*) Immediately prior to the handing over of the works, the Contractor shall thoroughly clean all buildings and landscaped areas, wash down windows and generally clean the works ready for occupation, all to the approval of the Engineer. |  | sum | 1 | 0 | 0 | 5000 | 5000 | 5000 | 5000 | 153000 | 153000 | 60000 | 60000 | 0 | 0 | 0 | 0
| Note | Note Details
3.2.108 | - | Project Sign Boards
3.2.109 | - | Supply, erect and maintain and removal of project sign boards including footing as per Drawings and Specification
| Item Code | Description | Item Remarks | Unit of Measurement | Quantity/Base Price | Unit Price/Discount % | Total | Unit Price/Discount % | Total | Unit Price/Discount % | Total | Unit Price/Discount % | Total | Unit Price/Discount % | Total | Unit Price/Discount % | Total | Unit Price/Discount % | Total
3.2.110 | 1.61 | (*) Establishment of Project Sign Boards (fixed) |  | sum | 1 | 0 | 0 | 50000 | 50000 | 50000 | 50000 | 50000 | 50000 | 35000 | 35000 | 161325.17 | 161325.17 | 0 | 0
3.2.111 | 1.62 | (*) Maintenance of Project Sign Boards (time related) |  | day | 638 | 0 | 0 | 20 | 12760 | 20 | 12760 | 16 | 10208 | 10 | 6380 | 26.89 | 17155.82 | 0 | 0
3.2.112 | 1.63 | (*) Removal of Project Sign Boards (fixed) |  | sum | 1 | 0 | 0 | 5000 | 5000 | 5000 | 5000 | 2500 | 2500 | 500 | 500 | 2151 | 2151 | 0 | 0
| Note | Note Details
3.2.113 | - | Programme of Works
| Item Code | Description | Item Remarks | Unit of Measurement | Quantity/Base Price | Unit Price/Discount % | Total | Unit Price/Discount % | Total | Unit Price/Discount % | Total | Unit Price/Discount % | Total | Unit Price/Discount % | Total | Unit Price/Discount % | Total | Unit Price/Discount % | Total
3.2.114 | 1.64 | (*) The Contractor shall submit to the Engineer for approval a Critical Path Programme, in Primavera P3 format in both hard and electronic format, and other supporting documentation of the works within the time stipulated in the Conditions of Contract together with details of equipment, procedures and method of work which the Contractor intends to utilise and to follow. |  | sum | 1 | 0 | 0 | 3000 | 3000 | 3000 | 3000 | 0 | 0 | 20000 | 20000 | 0 | 0 | 0 | 0
| Note | Note Details
3.2.115 | - | Progress Photographs
| Item Code | Description | Item Remarks | Unit of Measurement | Quantity/Base Price | Unit Price/Discount % | Total | Unit Price/Discount % | Total | Unit Price/Discount % | Total | Unit Price/Discount % | Total | Unit Price/Discount % | Total | Unit Price/Discount % | Total | Unit Price/Discount % | Total
3.2.116 | 1.65 | (*) The Contractor shall arrange for monthly record photographs for Works as directed and specified by the Engineer. |  | month | 21 | 0 | 0 | 1000 | 21000 | 1000 | 21000 | 1000 | 21000 | 1500 | 31500 | 5377.51 | 112927.71 | 0 | 0
| Note | Note Details
3.2.117 | - | Quality of Materials and Supply
| Item Code | Description | Item Remarks | Unit of Measurement | Quantity/Base Price | Unit Price/Discount % | Total | Unit Price/Discount % | Total | Unit Price/Discount % | Total | Unit Price/Discount % | Total | Unit Price/Discount % | Total | Unit Price/Discount % | Total | Unit Price/Discount % | Total
3.2.118 | 1.66 | (*) The Contractor shall ensure that all materials used in the Works shall be new and of the best quality, as specified. |  | sum | 1 | 0 | 0 | 2000 | 2000 | 2000 | 2000 | 0 | 0 | 0 | 0 | 0 | 0 | 0 | 0
| Note | Note Details
3.2.119 | - | Samples according to Specification and Drawings.
3.2.120 | - | The Contractor is to arrange for the submission of samples of all materials and manufacturers of materials proposed to be used / incorporated in the works, all samples, goods, literature and the like are to be provided at the Contractor's expense.
| Item Code | Description | Item Remarks | Unit of Measurement | Quantity/Base Price | Unit Price/Discount % | Total | Unit Price/Discount % | Total | Unit Price/Discount % | Total | Unit Price/Discount % | Total | Unit Price/Discount % | Total | Unit Price/Discount % | Total | Unit Price/Discount % | Total
3.2.121 | 1.67 | (*) Floor and wall finishes |  | sum | 1 | 0 | 0 | 1000 | 1000 | 1000 | 1000 | 0 | 0 | 1000 | 1000 | 0 | 0 | 0 | 0
3.2.122 | 1.68 | (*) External facade mock-up |  | sum | 1 | 0 | 0 | 1000 | 1000 | 1000 | 1000 | 0 | 0 | 30000 | 30000 | 0 | 0 | 0 | 0
3.2.123 | 1.69 | (*) Timber doors |  | sum | 1 | 0 | 0 | 1000 | 1000 | 1000 | 1000 | 0 | 0 | 1500 | 1500 | 0 | 0 | 0 | 0
3.2.124 | 1.70 | (*) Kitchen Cabinet |  | sum | 1 | 0 | 0 | 1000 | 1000 | 1000 | 1000 | 0 | 0 | 1000 | 1000 | 0 | 0 | 0 | 0
3.2.125 | 1.71 | (*) Stair handrails |  | sum | 1 | 0 | 0 | 1000 | 1000 | 1000 | 1000 | 0 | 0 | 1000 | 1000 | 0 | 0 | 0 | 0
3.2.126 | 1.72 | (*) Sanitary ware set |  | sum | 1 | 0 | 0 | 1000 | 1000 | 1000 | 1000 | 0 | 0 | 3000 | 3000 | 0 | 0 | 0 | 0
| Note | Note Details
3.2.127 | - | Method Statements
| Item Code | Description | Item Remarks | Unit of Measurement | Quantity/Base Price | Unit Price/Discount % | Total | Unit Price/Discount % | Total | Unit Price/Discount % | Total | Unit Price/Discount % | Total | Unit Price/Discount % | Total | Unit Price/Discount % | Total | Unit Price/Discount % | Total
3.2.128 | 1.73 | (*) The Contractor shall compile and submit a detailed schedule of method statements, as specified, and shall submit method statements as required by the Engineer. |  | sum | 1 | 0 | 0 | 2000 | 2000 | 2000 | 2000 | 0 | 0 | 10000 | 10000 | 0 | 0 | 0 | 0
| Note | Note Details
3.2.129 | - | Administrative Requirements
3.2.130 | - | Allow for Contract requirements and procedures to provide the following:
| Item Code | Description | Item Remarks | Unit of Measurement | Quantity/Base Price | Unit Price/Discount % | Total | Unit Price/Discount % | Total | Unit Price/Discount % | Total | Unit Price/Discount % | Total | Unit Price/Discount % | Total | Unit Price/Discount % | Total | Unit Price/Discount % | Total
3.2.131 | 1.74 | (*) Site Safety |  | sum | 1 | 0 | 0 | 2000 | 2000 | 2000 | 2000 | 0 | 0 | 600000 | 600000 | 0 | 0 | 0 | 0
3.2.132 | 1.75 | (*) Traffic Plan within Site Premises |  | sum | 1 | 0 | 0 | 2000 | 2000 | 2000 | 2000 | 300000 | 300000 | 50000 | 50000 | 0 | 0 | 0 | 0
3.2.133 | 1.76 | (*) Testing |  | sum | 1 | 0 | 0 | 2000 | 2000 | 2000 | 2000 | 50000 | 50000 | 200000 | 200000 | 0 | 0 | 0 | 0
3.2.134 | 1.77 | (*) QA/ QC |  | sum | 1 | 0 | 0 | 2000 | 2000 | 2000 | 2000 | 75000 | 75000 | 500000 | 500000 | 0 | 0 | 0 | 0
3.2.135 | 1.78 | (*) Material Submittals |  | sum | 1 | 0 | 0 | 2000 | 2000 | 2000 | 2000 | 10000 | 10000 | 100000 | 100000 | 0 | 0 | 0 | 0
3.2.136 | 1.79 | (*) Program of Work and Monthly works reports |  | sum | 1 | 0 | 0 | 2000 | 2000 | 2000 | 2000 | 5000 | 5000 | 50000 | 50000 | 80662.59 | 80662.59 | 0 | 0
| Note | Note Details
3.2.137 | - | Traffic Regulations
| Item Code | Description | Item Remarks | Unit of Measurement | Quantity/Base Price | Unit Price/Discount % | Total | Unit Price/Discount % | Total | Unit Price/Discount % | Total | Unit Price/Discount % | Total | Unit Price/Discount % | Total | Unit Price/Discount % | Total | Unit Price/Discount % | Total
3.2.138 | 1.80 | (*) The Contractor is to observe and allow for all requirements, obligations, etc., with regard to traffic regulations, including safety, control and any temporary diversion of traffic, including the loading and unloading of or waiting of vehicles on public highways and the Contract Sum is deemed to include for the strict compliance therewith. |  | sum | 1 | 0 | 0 | 10000 | 10000 | 10000 | 10000 | 0 | 0 | 50000 | 50000 | 0 | 0 | 0 | 0
| Note | Note Details
3.2.139 | - | Fire Protection
| Item Code | Description | Item Remarks | Unit of Measurement | Quantity/Base Price | Unit Price/Discount % | Total | Unit Price/Discount % | Total | Unit Price/Discount % | Total | Unit Price/Discount % | Total | Unit Price/Discount % | Total | Unit Price/Discount % | Total | Unit Price/Discount % | Total
3.2.140 | 1.81 | (*) Adequate precaution shall be taken against fire throughout all the Contractor’s and Sub-contractor’s operations, as specified. |  | sum | 1 | 0 | 0 | 4000 | 4000 | 4000 | 4000 | 50000 | 50000 | 30000 | 30000 | 0 | 0 | 0 | 0
| Note | Note Details
3.2.141 | - | Safety, Health and Welfare of work people
| Item Code | Description | Item Remarks | Unit of Measurement | Quantity/Base Price | Unit Price/Discount % | Total | Unit Price/Discount % | Total | Unit Price/Discount % | Total | Unit Price/Discount % | Total | Unit Price/Discount % | Total | Unit Price/Discount % | Total | Unit Price/Discount % | Total
3.2.142 | 1.82 | (*) The Contractor is to allow in his tender for providing for the safety, health and welfare of all work people, including those employed by the subcontractors as per authority requirements (civil defence or any other authority). |  | sum | 1 | 0 | 0 | 150000 | 150000 | 150000 | 150000 | 2000000 | 2000000 | 50000 | 50000 | 473220.51 | 473220.51 | 0 | 0
| Note | Note Details
3.2.143 | - | Tidying and Clearing the Site
| Item Code | Description | Item Remarks | Unit of Measurement | Quantity/Base Price | Unit Price/Discount % | Total | Unit Price/Discount % | Total | Unit Price/Discount % | Total | Unit Price/Discount % | Total | Unit Price/Discount % | Total | Unit Price/Discount % | Total | Unit Price/Discount % | Total
3.2.144 | 1.83 | (*) The Contractor shall maintain the site in a clean and orderly condition free from accumulation of waste materials and rubbish during the entire construction period to the satisfaction of the Engineer. |  | sum | 1 | 0 | 0 | 10000 | 10000 | 10000 | 10000 | 100000 | 100000 | 250000 | 250000 | 94644.1 | 94644.1 | 0 | 0
3.2.145 | 1.84 | (*) On completion the entire site is to be cleared of all construction materials and temporary buildings, etc. to the satisfaction of the Engineer. |  | sum | 1 | 0 | 0 | 2000 | 2000 | 2000 | 2000 | 0 | 0 | 100000 | 100000 | 0 | 0 | 0 | 0
| Note | Note Details
3.2.146 | - | Soil Investigation
| Item Code | Description | Item Remarks | Unit of Measurement | Quantity/Base Price | Unit Price/Discount % | Total | Unit Price/Discount % | Total | Unit Price/Discount % | Total | Unit Price/Discount % | Total | Unit Price/Discount % | Total | Unit Price/Discount % | Total | Unit Price/Discount % | Total
3.2.147 | 1.85 | (*) Any information given about soils investigations carried out is for the Contractor’s assistance only. It is the Contractor’s responsibility to check and confirm the existing ground conditions and in particular the likelihood of encountering water during the course of sub-surface construction. |  | sum | 1 | 0 | 0 | 1000 | 1000 | 1000 | 1000 | 0 | 0 | 100000 | 100000 | 0 | 0 | 0 | 0
| Note | Note Details
3.2.148 | - | Works Free From Water ( dewatering )
| Item Code | Description | Item Remarks | Unit of Measurement | Quantity/Base Price | Unit Price/Discount % | Total | Unit Price/Discount % | Total | Unit Price/Discount % | Total | Unit Price/Discount % | Total | Unit Price/Discount % | Total | Unit Price/Discount % | Total | Unit Price/Discount % | Total
3.2.149 | 1.86 | (*) Except where in the opinion of the Engineer, the route of work necessitates underwater construction, the Contractor shall execute all works in the dry, and shall construct any temporary drains, water courses, pumping and other works that may be necessary for the purpose. The Contractor shall have included for the cost of all operations necessary to comply with this Clause within his tender. |  | sum | 1 | 0 | 0 | 1000 | 1000 | 1000 | 1000 | 0 | 0 | 0 | 0 | 0 | 0 | 0 | 0
| Note | Note Details
3.2.150 | - | Contract Insurances
| Item Code | Description | Item Remarks | Unit of Measurement | Quantity/Base Price | Unit Price/Discount % | Total | Unit Price/Discount % | Total | Unit Price/Discount % | Total | Unit Price/Discount % | Total | Unit Price/Discount % | Total | Unit Price/Discount % | Total | Unit Price/Discount % | Total
3.2.151 | 1.87 | (*) The Contractor should allow for provision of all the contract insurances in accordance with the Conditions of Contract. The contract insurances shall be from an approved insurance company in the Abu Dhabi Emirate and to the approval of the Engineer and the Employer. |  | sum | 1 | 0 | 0 | 450000 | 450000 | 450000 | 450000 | 1500000 | 1500000 | 800000 | 800000 | 4689185.07 | 4689185.07 | 0 | 0
| Note | Note Details
3.2.152 | - | Bonds
| Item Code | Description | Item Remarks | Unit of Measurement | Quantity/Base Price | Unit Price/Discount % | Total | Unit Price/Discount % | Total | Unit Price/Discount % | Total | Unit Price/Discount % | Total | Unit Price/Discount % | Total | Unit Price/Discount % | Total | Unit Price/Discount % | Total
3.2.153 | 1.88 | (*) The Contractor should allow for all bonds including performance security in accordance with the Conditions of Contract. The Bonds be from an approved bank/finance institute in the Abu Dhabi Emirate and to the approval of the Engineer and the Employer. |  | sum | 1 | 0 | 0 | 450000 | 450000 | 450000 | 450000 | 1500000 | 1500000 | 1350000 | 1350000 | 3226503.49 | 3226503.49 | 0 | 0
| Note | Note Details
3.2.154 | - | Guarantees & Warrantees
| Item Code | Description | Item Remarks | Unit of Measurement | Quantity/Base Price | Unit Price/Discount % | Total | Unit Price/Discount % | Total | Unit Price/Discount % | Total | Unit Price/Discount % | Total | Unit Price/Discount % | Total | Unit Price/Discount % | Total | Unit Price/Discount % | Total
3.2.155 | 1.89 | (*) The Contractor should allow for provision of all necessary contract warranties in accordance with the Conditions of Contract and Specification. The guarantee's shall be to the approval of the Engineer and the Employer. |  | Item | 1 | 0 | 0 | 10000 | 10000 | 10000 | 10000 | 100000 | 100000 | 50000 | 50000 | 0 | 0 | 0 | 0
| Note | Note Details
3.2.156 | - | Documents
| Item Code | Description | Item Remarks | Unit of Measurement | Quantity/Base Price | Unit Price/Discount % | Total | Unit Price/Discount % | Total | Unit Price/Discount % | Total | Unit Price/Discount % | Total | Unit Price/Discount % | Total | Unit Price/Discount % | Total | Unit Price/Discount % | Total
3.2.157 | 1.90 | (*) The Contractor shall supply all the following documents as required. '‘as built drawings’ ; Operation and Maintenance Manuals; Testing and Commissioning Certifcates;Training materials; Keys and any necessary passwords or codes; Warranties; Permits , Approvals, Spares , Tools and any other documentation required in accordance with the Contract. |  | sum | 1 | 0 | 0 | 5000 | 5000 | 5000 | 5000 | 15000 | 15000 | 20000 | 20000 | 53775.06 | 53775.06 | 0 | 0
| Note | Note Details
3.2.158 | - | Reports
| Item Code | Description | Item Remarks | Unit of Measurement | Quantity/Base Price | Unit Price/Discount % | Total | Unit Price/Discount % | Total | Unit Price/Discount % | Total | Unit Price/Discount % | Total | Unit Price/Discount % | Total | Unit Price/Discount % | Total | Unit Price/Discount % | Total
3.2.159 | 1.91 | (*) The Contractor shall supply all reports as required. |  | sum | 1 | 0 | 0 | 1000 | 1000 | 1000 | 1000 | 0 | 0 | 15000 | 15000 | 0 | 0 | 0 | 0
3.2.160 | 1.92 | (*) The Contractor shall list here other items not included above but necessary for the complete and satisfactory completion of this section of the Works. Such items shall be deemed to be included unless specifically listed here. |  | sum | 1 | 0 | 0 | 1000 | 1000 | 1000 | 1000 | 0 | 0 | 0 | 0 | 0 | 0 | 0 | 0
| Note | Note Details
3.2.161 | - | Estidama Requirements- Refer to Specification / Estidama Manual.
| Item Code | Description | Item Remarks | Unit of Measurement | Quantity/Base Price | Unit Price/Discount % | Total | Unit Price/Discount % | Total | Unit Price/Discount % | Total | Unit Price/Discount % | Total | Unit Price/Discount % | Total | Unit Price/Discount % | Total | Unit Price/Discount % | Total
3.2.162 | 1.93 | (*) Guest Worker Accommodation. |  | sum | 1 | 0 | 0 | 20000 | 20000 | 20000 | 20000 | 900000 | 900000 | 50000 | 50000 | 85179.69 | 85179.69 | 0 | 0
3.2.163 | 1.94 | (*) Basic construction waste management. |  | sum | 1 | 0 | 0 | 100000 | 100000 | 100000 | 100000 | 0 | 0 | 430000 | 430000 | 94644.1 | 94644.1 | 0 | 0
3.2.164 | 1.95 | (*) Construction environmental management. |  | sum | 1 | 0 | 0 | 50000 | 50000 | 50000 | 50000 | 50000 | 50000 | 20000 | 20000 | 98946.11 | 98946.11 | 0 | 0
3.2.165 | 1.96 | (*) Construction indoor air quality management. |  | sum | 1 | 0 | 0 | 5000 | 5000 | 5000 | 5000 | 0 | 0 | 80000 | 80000 | 94644.1 | 94644.1 | 0 | 0
| Note | Note Details
3.2.166 | - | Contract Documents
| Item Code | Description | Item Remarks | Unit of Measurement | Quantity/Base Price | Unit Price/Discount % | Total | Unit Price/Discount % | Total | Unit Price/Discount % | Total | Unit Price/Discount % | Total | Unit Price/Discount % | Total | Unit Price/Discount % | Total | Unit Price/Discount % | Total
3.2.167 | 1.97 | (*) The Contractor shall submit to Engineer / Employer with 3 sets (colored) hard copy and 5 CDs of scanned copy of the complete Contract Documents within 5 days of receipt of the fully signed Contract. |  | sum | 1 | 0 | 0 | 5000 | 5000 | 5000 | 5000 | 0 | 0 | 20000 | 20000 | 47322.05 | 47322.05 | 0 | 0
| Note | Note Details
3.2.168 | - | Preventive Maintenance During Defects Notification Period
| Item Code | Description | Item Remarks | Unit of Measurement | Quantity/Base Price | Unit Price/Discount % | Total | Unit Price/Discount % | Total | Unit Price/Discount % | Total | Unit Price/Discount % | Total | Unit Price/Discount % | Total | Unit Price/Discount % | Total | Unit Price/Discount % | Total
3.2.169 | 1.98 | (*) Allow for complete preventive maintenance during Defects Notification Period for all Civil & Electro-Mechanical works as per the Contract. |  | sum | 1 | 0 | 0 | 4565.8 | 4565.8 | 4565.8 | 4565.8 | 0 | 0 | 50000 | 50000 | 475371.51 | 475371.51 | 0 | 0
| Note | Note Details
3.2.170 | - | Contractor's Adjustment
| Item Code | Description | Item Remarks | Unit of Measurement | Quantity/Base Price | Unit Price/Discount % | Total | Unit Price/Discount % | Total | Unit Price/Discount % | Total | Unit Price/Discount % | Total | Unit Price/Discount % | Total | Unit Price/Discount % | Total | Unit Price/Discount % | Total
3.2.171 | 1.99 | (*) The Contractor may price here any new items or additional quantity for an existing BOQ item, which are shown in the Drawings or any other Tender/Contract Documents but overlooked or not specifically mentioned herein and is necessary for the satisfactory completion of the Works/this section. Should the Contractor fail to insert any item here, it will be deemed that his lump sum Tender Price includes all such items and no claims for additional items will be entertained. |  | Item | 1 | 0 | 0 | 0 | 0 | 0 | 0 | 0 | 0 | 0 | 0 | 0 | 0 | 49350990.07 | 49350990.07
| Note | Note Details
3.2.172 | - | Please attach one PDF file to be named "Additional Items for (insert bill no/name & Section No/name)" for the details of these additional items in the additional attachment area in the Commercial Envelope.
3.3 BILL NO. 2 - INFRASTRUCTURE WORKS: | [5 empty] | 0 (out of 0) | 0 | 0 (out of 0) | 0 | 0 (out of 0) | 0 | 0 (out of 0) | 0 | 0 (out of 0) | 0 | 0 (out of 0) | 0 | 0 (out of 0) | 0
3.4 Bill No. 2.01 - GROUND INVESTIGATION | [5 empty] | 32 (out of 32) | 791581 | 32 (out of 32) | 474800 | 32 (out of 32) | 474800 | 32 (out of 32) | 384201 | 32 (out of 32) | 634253 | 32 (out of 32) | 244567.02 | 32 (out of 32) | 683562.53
| Note | Note Details
3.4.1 | - | Trial pits and trenches
3.4.2 | - | Excavate trial pits by hand tools to ascertain/verify locations of existing services
3.4.3 | - | Number in material, plan area of the bottom of excavation up to 1.00 m2
| Item Code | Description | Item Remarks | Unit of Measurement | Quantity/Base Price | Unit Price/Discount % | Total | Unit Price/Discount % | Total | Unit Price/Discount % | Total | Unit Price/Discount % | Total | Unit Price/Discount % | Total | Unit Price/Discount % | Total | Unit Price/Discount % | Total
3.4.4 | 2.01.01 | (*) Trial pits, plan area of the bottom of excavation up to 1.00 m2; Maximum depth not exceeding 1 m |  | nr | 50 | 277 | 13850 | 100 | 5000 | 100 | 5000 | 174 | 8700 | 80 | 4000 | 53.78 | 2689 | 0 | 0
3.4.5 | 2.01.02 | (*) Trial pits, plan area of the bottom of excavation up to 1.00 m2; Maximum depth 1.00 -2.00 m |  | nr | 40 | 470 | 18800 | 200 | 8000 | 200 | 8000 | 202 | 8080 | 160 | 6400 | 107.55 | 4302 | 0 | 0
3.4.6 | 2.01.03 | (*) Trial pits, plan area of the bottom of excavation up to 1.00 m2; Maximum depth 2.00 -3.00 m |  | nr | 35 | 663 | 23205 | 500 | 17500 | 500 | 17500 | 231 | 8085 | 240 | 8400 | 161.33 | 5646.55 | 0 | 0
| Note | Note Details
3.4.7 | - | Number in material, plan area of the bottom of excavation up to 1.00 - 2.00m2
| Item Code | Description | Item Remarks | Unit of Measurement | Quantity/Base Price | Unit Price/Discount % | Total | Unit Price/Discount % | Total | Unit Price/Discount % | Total | Unit Price/Discount % | Total | Unit Price/Discount % | Total | Unit Price/Discount % | Total | Unit Price/Discount % | Total
3.4.8 | 2.01.04 | (*) Trial pits, plan area of the bottom of excavation up to 1.00 - 2.00m2; Maximum depth not exceeding 1 m |  | nr | 50 | 637 | 31850 | 150 | 7500 | 150 | 7500 | 174 | 8700 | 160 | 8000 | 107.55 | 5377.5 | 0 | 0
3.4.9 | 2.01.05 | (*) Trial pits, plan area of the bottom of excavation up to 1.00 - 2.00m2; Maximum depth 1.00 -2.00 m |  | nr | 40 | 1191 | 47640 | 200 | 8000 | 200 | 8000 | 261 | 10440 | 320 | 12800 | 215.1 | 8604 | 0 | 0
3.4.10 | 2.01.06 | (*) Trial pits, plan area of the bottom of excavation up to 1.00 - 2.00m2; Maximum depth 2.00 -3.00 m |  | nr | 35 | 1745 | 61075 | 700 | 24500 | 700 | 24500 | 261 | 9135 | 480 | 16800 | 322.65 | 11292.75 | 0 | 0
| Note | Note Details
3.4.11 | - | Depth in material ; Plan area at the bottom of the excavation
| Item Code | Description | Item Remarks | Unit of Measurement | Quantity/Base Price | Unit Price/Discount % | Total | Unit Price/Discount % | Total | Unit Price/Discount % | Total | Unit Price/Discount % | Total | Unit Price/Discount % | Total | Unit Price/Discount % | Total | Unit Price/Discount % | Total
3.4.12 | 2.01.07 | (*) Trial pits ; Plan area at the bottom of the excavation; Upto 1.00 m2 |  | m | 200 | 257 | 51400 | 100 | 20000 | 100 | 20000 | 116 | 23200 | 240 | 48000 | 53.78 | 10756 | 0 | 0
3.4.13 | 2.01.08 | (*) Trial pits ; Plan area at the bottom of the excavation; 1.00 - 2.00 m2 |  | m | 175 | 332 | 58100 | 200 | 35000 | 200 | 35000 | 174 | 30450 | 480 | 84000 | 107.55 | 18821.25 | 0 | 0
| Note | Note Details
3.4.14 | - | Depth supported Plan area at the bottom of the excavation
| Item Code | Description | Item Remarks | Unit of Measurement | Quantity/Base Price | Unit Price/Discount % | Total | Unit Price/Discount % | Total | Unit Price/Discount % | Total | Unit Price/Discount % | Total | Unit Price/Discount % | Total | Unit Price/Discount % | Total | Unit Price/Discount % | Total
3.4.15 | 2.01.09 | (*) Trial pits, depth supported Plan area at the bottom of the excavation; Upto 1.00 m2 |  | m | 75 | 257 | 19275 | 100 | 7500 | 100 | 7500 | 174 | 13050 | 240 | 18000 | 107.55 | 8066.25 | 0 | 0
3.4.16 | 2.01.10 | (*) Trial pits, depth supported Plan area at the bottom of the excavation; 1.00 - 2.00 m2 |  | m | 50 | 332 | 16600 | 200 | 10000 | 200 | 10000 | 261 | 13050 | 480 | 24000 | 215.1 | 10755 | 0 | 0
| Note | Note Details
3.4.17 | - | Depth backfilled with excavated material. Plan area at the bottom of the excavation
| Item Code | Description | Item Remarks | Unit of Measurement | Quantity/Base Price | Unit Price/Discount % | Total | Unit Price/Discount % | Total | Unit Price/Discount % | Total | Unit Price/Discount % | Total | Unit Price/Discount % | Total | Unit Price/Discount % | Total | Unit Price/Discount % | Total
3.4.18 | 2.01.11 | (*) Depth backfilled with excavated material for trial pits. Plan area at the bottom of the excavation Upto 1.00 m2 |  | m | 200 | 269 | 53800 | 50 | 10000 | 50 | 10000 | 110 | 22000 | 240 | 48000 | 53.78 | 10756 | 0 | 0
3.4.19 | 2.01.12 | (*) Depth backfilled with excavated material for trial pits. Plan area at the bottom of the excavation; 1.00 - 2.00 m2 |  | m | 175 | 348 | 60900 | 100 | 17500 | 100 | 17500 | 179 | 31325 | 480 | 84000 | 107.55 | 18821.25 | 0 | 0
| Note | Note Details
3.4.20 | - | Excavate trial trenches to ascertain/verify/ locate existing services, maximum length 3m : excavation by hand
3.4.21 | - | Number in material
| Item Code | Description | Item Remarks | Unit of Measurement | Quantity/Base Price | Unit Price/Discount % | Total | Unit Price/Discount % | Total | Unit Price/Discount % | Total | Unit Price/Discount % | Total | Unit Price/Discount % | Total | Unit Price/Discount % | Total | Unit Price/Discount % | Total
3.4.22 | 2.01.13 | (*) Excavate trial trenches to ascertain/verify/ locate existing services : excavation by hand; Depth not exceeding 1 m |  | nr | 55 | 663 | 36465 | 500 | 27500 | 500 | 27500 | 139 | 7645 | 240 | 13200 | 86.04 | 4732.2 | 0 | 0
3.4.23 | 2.01.14 | (*) Excavate trial trenches to ascertain/verify/ locate existing services : excavation by hand; Maximum depth 1.00 -2.00 m |  | nr | 40 | 1243 | 49720 | 800 | 32000 | 800 | 32000 | 231 | 9240 | 480 | 19200 | 172.08 | 6883.2 | 0 | 0
3.4.24 | 2.01.15 | (*) Excavate trial trenches to ascertain/verify/ locate existing services : excavation by hand; Maximum depth 2.00 -3.00 m |  | nr | 30 | 1588 | 47640 | 1500 | 45000 | 1500 | 45000 | 323 | 9690 | 720 | 21600 | 258.12 | 7743.6 | 0 | 0
| Note | Note Details
3.4.25 | - | Depth in meter
| Item Code | Description | Item Remarks | Unit of Measurement | Quantity/Base Price | Unit Price/Discount % | Total | Unit Price/Discount % | Total | Unit Price/Discount % | Total | Unit Price/Discount % | Total | Unit Price/Discount % | Total | Unit Price/Discount % | Total | Unit Price/Discount % | Total
3.4.26 | 2.01.16 | (*) Trial trenches excavation by hand; Depth in material |  | m | 180 | 257 | 46260 | 300 | 54000 | 300 | 54000 | 168 | 30240 | 240 | 43200 | 86.04 | 15487.2 | 0 | 0
3.4.27 | 2.01.17 | (*) Trial trenches excavation by hand; Depth supported |  | m | 40 | 324 | 12960 | 800 | 32000 | 800 | 32000 | 243 | 9720 | 400 | 16000 | 161.33 | 6453.2 | 0 | 0
3.4.28 | 2.01.18 | (*) Trial trenches, depth backfilled with excavated material |  | m | 155 | 431 | 66805 | 200 | 31000 | 200 | 31000 | 323 | 50065 | 560 | 86800 | 86.04 | 13336.2 | 0 | 0
| Note | Note Details
3.4.29 | - | Site Tests and Observations
3.4.30 | - | Rotary drilled boreholes
3.4.31 | - | Nominal diameter at base 150mm
| Item Code | Description | Item Remarks | Unit of Measurement | Quantity/Base Price | Unit Price/Discount % | Total | Unit Price/Discount % | Total | Unit Price/Discount % | Total | Unit Price/Discount % | Total | Unit Price/Discount % | Total | Unit Price/Discount % | Total | Unit Price/Discount % | Total
3.4.32 | 2.01.19 | (*) Number of boreholes; sub-surface site investigation for bridge foundations and culvert foundation |  | nr | 5 | 3561 | 17805 | 3000 | 15000 | 3000 | 15000 | 1791 | 8955 | 1918 | 9590 | 5377.51 | 26887.55 | 0 | 0
3.4.33 | 2.01.20 | (*) Depth with core recovery in holes of maximum depth 20 - 30m |  | m | 120 | 199 | 23880 | 200 | 24000 | 200 | 24000 | 347 | 41640 | 320 | 38400 | 268.88 | 32265.6 | 0 | 0
3.4.34 | 2.01.21 | (*) Depth backfill with excavated material |  | m | 120 | 121 | 14520 | 180 | 21600 | 180 | 21600 | 116 | 13920 | 64 | 7680 | 10.76 | 1291.2 | 0 | 0
| Note | Note Details
3.4.35 | - | Samples
| Item Code | Description | Item Remarks | Unit of Measurement | Quantity/Base Price | Unit Price/Discount % | Total | Unit Price/Discount % | Total | Unit Price/Discount % | Total | Unit Price/Discount % | Total | Unit Price/Discount % | Total | Unit Price/Discount % | Total | Unit Price/Discount % | Total
3.4.36 | 2.01.22 | (*) Disturbed sample of soft material from the surface; minimum 40kg |  | nr | 4 | 170 | 680 | 250 | 1000 | 250 | 1000 | 174 | 696 | 128 | 512 | 107.55 | 430.2 | 0 | 0
| Note | Note Details
3.4.37 | - | Site Tests and Observations
| Item Code | Description | Item Remarks | Unit of Measurement | Quantity/Base Price | Unit Price/Discount % | Total | Unit Price/Discount % | Total | Unit Price/Discount % | Total | Unit Price/Discount % | Total | Unit Price/Discount % | Total | Unit Price/Discount % | Total | Unit Price/Discount % | Total
3.4.38 | 2.01.23 | (*) Site test for Ground Water Level; as directed by the Engineer |  | nr | 4 | 213 | 852 | 100 | 400 | 100 | 400 | 128 | 512 | 128 | 512 | 107.55 | 430.2 | 0 | 0
3.4.39 | 2.01.24 | (*) Standard penetration for rotary drilled boreholes |  | nr | 100 | 92 | 9200 | 100 | 10000 | 100 | 10000 | 99 | 9900 | 96 | 9600 | 80.66 | 8066 | 0 | 0
| Note | Note Details
3.4.40 | - | Laboratory Tests
| Item Code | Description | Item Remarks | Unit of Measurement | Quantity/Base Price | Unit Price/Discount % | Total | Unit Price/Discount % | Total | Unit Price/Discount % | Total | Unit Price/Discount % | Total | Unit Price/Discount % | Total | Unit Price/Discount % | Total | Unit Price/Discount % | Total
3.4.41 | 2.01.25 | (*) Moisture content |  | nr | 8 | 92 | 736 | 100 | 800 | 100 | 800 | 30 | 240 | 19 | 152 | 16.13 | 129.04 | 0 | 0
3.4.42 | 2.01.26 | (*) Atterberg limits |  | nr | 20 | 109 | 2180 | 200 | 4000 | 200 | 4000 | 69 | 1380 | 64 | 1280 | 53.78 | 1075.6 | 0 | 0
3.4.43 | 2.01.27 | (*) Particle size analysis by sieve |  | nr | 5 | 109 | 545 | 100 | 500 | 100 | 500 | 58 | 290 | 51 | 255 | 43.02 | 215.1 | 0 | 0
3.4.44 | 2.01.28 | (*) MDD-OMC relationship (Proctor) |  | nr | 20 | 170 | 3400 | 100 | 2000 | 100 | 2000 | 128 | 2560 | 128 | 2560 | 107.55 | 2151 | 0 | 0
3.4.45 | 2.01.29 | (*) CBR @ 95% MDD |  | nr | 2 | 187 | 374 | 500 | 1000 | 500 | 1000 | 300 | 600 | 320 | 640 | 268.88 | 537.76 | 0 | 0
3.4.46 | 2.01.30 | (*) Unconfined compressive strength of core sample 1-2m height |  | nr | 2 | 152 | 304 | 1000 | 2000 | 1000 | 2000 | 99 | 198 | 96 | 192 | 80.66 | 161.32 | 0 | 0
3.4.47 | 2.01.31 | (*) Total soluble salts |  | nr | 5 | 152 | 760 | 100 | 500 | 100 | 500 | 99 | 495 | 96 | 480 | 80.66 | 403.3 | 0 | 0
| Note | Note Details
3.4.48 | - | Contractor's Adjustment
| Item Code | Description | Item Remarks | Unit of Measurement | Quantity/Base Price | Unit Price/Discount % | Total | Unit Price/Discount % | Total | Unit Price/Discount % | Total | Unit Price/Discount % | Total | Unit Price/Discount % | Total | Unit Price/Discount % | Total | Unit Price/Discount % | Total
3.4.49 | 2.01.32 | (*) The Contractor may price here any new items or additional quantity for an existing BOQ item, which are shown in the Drawings or any other Tender/Contract Documents but overlooked or not specifically mentioned herein and is necessary for the satisfactory completion of the Works/this section. Should the Contractor fail to insert any item here, it will be deemed that his lump sum Tender Price includes all such items and no claims for additional items will be entertained. |  | Sum | 1 | 0 | 0 | 0 | 0 | 0 | 0 | 0 | 0 | 0 | 0 | 0 | 0 | 683562.53 | 683562.53
| Note | Note Details
3.4.50 | - | Please attach one PDF file to be named "Additional Items for (insert bill no/name & Section No/name)" for the details of these additional items in the additional attachment area in the Commercial Envelope.
3.5 BILL NO. 2.02 - DEMOLITION AND SITE CLEARANCE | [5 empty] | 14 (out of 14) | 1343644 | 14 (out of 14) | 1419250 | 14 (out of 14) | 1419250 | 14 (out of 14) | 599520.34 | 14 (out of 14) | 1030697.5 | 14 (out of 14) | 1366180.72 | 14 (out of 14) | 2785556.35
| Note | Note Details
3.5.1 | - | General clearance
| Item Code | Description | Item Remarks | Unit of Measurement | Quantity/Base Price | Unit Price/Discount % | Total | Unit Price/Discount % | Total | Unit Price/Discount % | Total | Unit Price/Discount % | Total | Unit Price/Discount % | Total | Unit Price/Discount % | Total | Unit Price/Discount % | Total
3.5.2 | 2.02.01 | (*) General clearance for the ROW as per specification and as agreed with the Engineer |  | ha | 44.5 | 21504 | 956928 | 20000 | 890000 | 20000 | 890000 | 2946 | 131097 | 8477 | 377226.5 | 16132.52 | 717897.14 | 0 | 0
| Note | Note Details
3.5.3 | - | Removal of Trees
3.5.4 | - | Relocation of existing trees and backfill void thus formed
| Item Code | Description | Item Remarks | Unit of Measurement | Quantity/Base Price | Unit Price/Discount % | Total | Unit Price/Discount % | Total | Unit Price/Discount % | Total | Unit Price/Discount % | Total | Unit Price/Discount % | Total | Unit Price/Discount % | Total | Unit Price/Discount % | Total
3.5.5 | 2.02.02 | (*) Trees; Girth : Varies (including palm trees) |  | nr | 10 | 651 | 6510 | 500 | 5000 | 500 | 5000 | 1647 | 16470 | 933 | 9330 | 3226.5 | 32265 | 0 | 0
| Note | Note Details
3.5.6 | - | Carefully excavate, remove and handover trees to relevant authorities/owner, including backfilling, rot pits with selected excavation material, reinstate the ground to original condition and disposal of unsuitable material to approved tip.
| Item Code | Description | Item Remarks | Unit of Measurement | Quantity/Base Price | Unit Price/Discount % | Total | Unit Price/Discount % | Total | Unit Price/Discount % | Total | Unit Price/Discount % | Total | Unit Price/Discount % | Total | Unit Price/Discount % | Total | Unit Price/Discount % | Total
3.5.7 | 2.02.03 | (*) Removal existing palm or trees and deliver to relevant authorities/Owner |  | nr | 10 | 500 | 5000 | 800 | 8000 | 800 | 8000 | 1098 | 10980 | 435 | 4350 | 2688.75 | 26887.5 | 0 | 0
3.5.8 | 2.02.04 | (*) Removal of existing trees and disposal to tip |  | nr | 5 | 152 | 760 | 250 | 1250 | 250 | 1250 | 1098 | 5490 | 520 | 2600 | 1613.25 | 8066.25 | 0 | 0
| Note | Note Details
3.5.9 | - | Demolition
3.5.10 | - | Break-out, remove and cart to tip
3.5.11 | - | Carefully demolish /removal including surfaces, bases , structures, foundation etc including making good, deliver selected materials to Employer's store as per authority requirements as specified , as shown in drawings and as directed by the Engineer.
| Item Code | Description | Item Remarks | Unit of Measurement | Quantity/Base Price | Unit Price/Discount % | Total | Unit Price/Discount % | Total | Unit Price/Discount % | Total | Unit Price/Discount % | Total | Unit Price/Discount % | Total | Unit Price/Discount % | Total | Unit Price/Discount % | Total
3.5.12 | 2.02.05 | (*) Breakout and remove existing kerbs including concrete base, backing and haul to approved dump site |  | m | 365 | 18 | 6570 | 25 | 9125 | 25 | 9125 | 30 | 10950 | 12 | 4380 | 16.13 | 5887.45 | 0 | 0
3.5.13 | 2.02.06 | (*) Breakout and remove existing single face concrete barrier and haul to approved dump site |  | m | 295 | 40 | 11800 | 25 | 7375 | 25 | 7375 | 110 | 32450 | 148 | 43660 | 86.04 | 25381.8 | 0 | 0
3.5.14 | 2.02.07 | (*) Carefully remove existing non illuminated warning and regulatory signs including posts and deliver to Department Store; and backfill voids. |  | nr | 5 | 268 | 1340 | 800 | 4000 | 800 | 4000 | 924 | 4620 | 166 | 830 | 268.88 | 1344.4 | 0 | 0
3.5.15 | 2.02.08 | (*) Carefully remove existing fence including posts deliver to relevant authority store as directed by the Engineer, including removing of foundation to approved dump site and backfill voids complete |  | m | 4670 | 13 | 60710 | 50 | 233500 | 50 | 233500 | 46 | 214820 | 61 | 284870 | 37.64 | 175778.8 | 0 | 0
3.5.16 | 2.02.09 | (*) Galvanized mild steel guard rail; including posts and foundations to the approved dump site and backfill voids. |  | m | 2260 | 45 | 101700 | 50 | 113000 | 50 | 113000 | 46 | 103960 | 44 | 99440 | 53.78 | 121542.8 | 0 | 0
| Note | Note Details
3.5.17 | - | Please attach one PDF file to be named "Additional Items for (insert bill no/name & Section No/name)" for the details of these additional items in the additional attachment area in the Commercial Envelope.
| Item Code | Description | Item Remarks | Unit of Measurement | Quantity/Base Price | Unit Price/Discount % | Total | Unit Price/Discount % | Total | Unit Price/Discount % | Total | Unit Price/Discount % | Total | Unit Price/Discount % | Total | Unit Price/Discount % | Total | Unit Price/Discount % | Total
3.5.18 | 2.02.10 | (*) Carefully remove existing fence including posts deliver to relevant authority store as directed by the Engineer, including removing of foundation to approved dump site and backfill voids complete |  | nr | 10 | 958 | 9580 | 1000 | 10000 | 1000 | 10000 | 387 | 3870 | 152 | 1520 | 268.88 | 2688.8 | 0 | 0
3.5.19 | 2.02.11 | (*) Breakout and remove existing Plastic Water tank and cart to tip. |  | nr | 8 | 438 | 3504 | 1000 | 8000 | 1000 | 8000 | 289 | 2312 | 154 | 1232 | 537.75 | 4302 | 0 | 0
3.5.20 | 2.02.12 | (*) Carefully remove and handover Cabins to relevant Authorities / Owner. |  | nr | 4 | 27576 | 110304 | 20000 | 80000 | 20000 | 80000 | 1964 | 7856 | 2376 | 9504 | 5377.51 | 21510.04 | 0 | 0
| Note | Note Details
3.5.21 | - | Demolish / Remove Existing Farm
| Item Code | Description | Item Remarks | Unit of Measurement | Quantity/Base Price | Unit Price/Discount % | Total | Unit Price/Discount % | Total | Unit Price/Discount % | Total | Unit Price/Discount % | Total | Unit Price/Discount % | Total | Unit Price/Discount % | Total | Unit Price/Discount % | Total
3.5.22 | 2.02.13 | (*) Carefully demolish /removal including surfaces, bases, temporary structures, foundation etc including making good, deliver selected materials to Employer's store(If any) as per authority requirements as specified and as directed by the Engineer. The Contractor visit the site to obtain details of the existing Farm located in Al Saad. |  | Item | 1 | 68938 | 68938 | 50000 | 50000 | 50000 | 50000 | 54645.34 | 54645.34 | 191755 | 191755 | 222628.74 | 222628.74 | 0 | 0
| Note | Note Details
3.5.23 | - | Contractor's Adjustment
| Item Code | Description | Item Remarks | Unit of Measurement | Quantity/Base Price | Unit Price/Discount % | Total | Unit Price/Discount % | Total | Unit Price/Discount % | Total | Unit Price/Discount % | Total | Unit Price/Discount % | Total | Unit Price/Discount % | Total | Unit Price/Discount % | Total
3.5.24 | 2.02.14 | (*) The Contractor may price here any new items or additional quantity for an existing BOQ item, which are shown in the Drawings or any other Tender/Contract Documents but overlooked or not specifically mentioned herein and is necessary for the satisfactory completion of the Works/this section. Should the Contractor fail to insert any item here, it will be deemed that his lump sum Tender Price includes all such items and no claims for additional items will be entertained. |  | Sum | 1 | 0 | 0 | 0 | 0 | 0 | 0 | 0 | 0 | 0 | 0 | 0 | 0 | 2785556.35 | 2785556.35
3.6 BILL NO. 2.03 - EARTHWORKS | [5 empty] | 16 (out of 16) | 24665164 | 16 (out of 16) | 44171602 | 16 (out of 16) | 44171602 | 16 (out of 16) | 27677390 | 16 (out of 16) | 46450738 | 16 (out of 16) | 31966949.51 | 16 (out of 16) | 45441090.88
| Note | Note Details
3.6.1 | - | Earthworks
3.6.2 | - | All Earthwork to be executed as shown in drawings and specified and/or as directed by the Engineer.
3.6.3 | - | Excavation
| Item Code | Description | Item Remarks | Unit of Measurement | Quantity/Base Price | Unit Price/Discount % | Total | Unit Price/Discount % | Total | Unit Price/Discount % | Total | Unit Price/Discount % | Total | Unit Price/Discount % | Total | Unit Price/Discount % | Total | Unit Price/Discount % | Total
3.6.4 | 2.03.01 | (*) Excavation to proposed grading level in any material, as shown on drawings and as specified |  | m3 | 1298455 | 3 | 3895365 | 6 | 7790730 | 6 | 7790730 | 5 | 6492275 | 4 | 5193820 | 5.38 | 6985687.9 | 0 | 0
3.6.5 | 2.03.02 | (*) Excavation for cutting; artificial hard material; existing road pavement; of AC wearing course, AC base course, wet-mix macadam, and granular subbase |  | m3 | 695 | 18 | 12510 | 150 | 104250 | 150 | 104250 | 250 | 173750 | 59 | 41005 | 80.66 | 56058.7 | 0 | 0
| Note | Note Details
3.6.6 | - | Excavation ancillaries
| Item Code | Description | Item Remarks | Unit of Measurement | Quantity/Base Price | Unit Price/Discount % | Total | Unit Price/Discount % | Total | Unit Price/Discount % | Total | Unit Price/Discount % | Total | Unit Price/Discount % | Total | Unit Price/Discount % | Total | Unit Price/Discount % | Total
3.6.7 | 2.03.03 | (*) Preparation of excavated surfaces to receive permanent works; |  | m2 | 1194420 | 2 | 2388840 | 2 | 2388840 | 2 | 2388840 | 1 | 1194420 | 3 | 3583260 | 1.61 | 1923016.2 | 0 | 0
3.6.8 | 2.03.04 | (*) Disposal of excavated surplus material to approved tip , including hauling (to designated location as may be instructed by the Engineer) |  | m3 | 93605 | 3 | 280815 | 10 | 936050 | 10 | 936050 | 12 | 1123260 | 19 | 1778495 | 11.83 | 1107347.15 | 0 | 0
3.6.9 | 2.03.05 | (*) Disposal of excavated artificial hard material; AC wearing course, AC base course, wet-mix macadam, and granular subbase |  | m3 | 695 | 11 | 7645 | 30 | 20850 | 30 | 20850 | 20 | 13900 | 22 | 15290 | 43.02 | 29898.9 | 0 | 0
3.6.10 | 2.03.06 | (*) Double - handling of excavated material; ( if it is instructed by the Engineer) |  | m3 | 78010 | 1 | 78010 | 5 | 390050 | 5 | 390050 | 2 | 156020 | 11 | 858110 | 9.68 | 755136.8 | 0 | 0
| Note | Note Details
3.6.11 | - | Filling
| Item Code | Description | Item Remarks | Unit of Measurement | Quantity/Base Price | Unit Price/Discount % | Total | Unit Price/Discount % | Total | Unit Price/Discount % | Total | Unit Price/Discount % | Total | Unit Price/Discount % | Total | Unit Price/Discount % | Total | Unit Price/Discount % | Total
3.6.12 | 2.03.07 | (*) General filling to proposed grading level with selected excavated (Dune Sand), 300mm thickness, including compaction as shown on drawings and as specified |  | m3 | 1126845 | 6 | 6761070 | 8 | 9014760 | 8 | 9014760 | 5 | 5634225 | 8 | 9014760 | 7.53 | 8485142.85 | 0 | 0
3.6.13 | 2.03.08 | (*) Embankment filling with imported natural material, 150mm thick layer, including compaction to 95% MDD with CBR >20%, as shown on drawings and as specified. |  | m3 | 42016 | 19 | 798304 | 27 | 1134432 | 27 | 1134432 | 25 | 1050400 | 48 | 2016768 | 23.66 | 994098.56 | 0 | 0
3.6.14 | 2.03.09 | (*) Embankment filling with imported natural material, 150mm thick layer, including compaction to 95% MDD with CBR >30%, as shown on drawings and as specified. |  | m3 | 8550 | 19 | 162450 | 36 | 307800 | 36 | 307800 | 25 | 213750 | 50 | 427500 | 26.89 | 229909.5 | 0 | 0
3.6.15 | 2.03.10 | (*) Embankment filling with imported natural material, 200mm thick; including each layer compacted to at least 95% MDD with CBR >30%, as shown on drawings and as specified. |  | m3 | 303325 | 19 | 5763175 | 36 | 10919700 | 36 | 10919700 | 25 | 7583125 | 50 | 15166250 | 21.51 | 6524520.75 | 0 | 0
3.6.16 | 2.03.11 | (*) Embankment filling with imported natural material, 300mm thick laid in two equal layers, including each layer compacted to at least 95% MDD with CBR >30%, as shown on drawings and as specified. |  | m3 | 57660 | 19 | 1095540 | 36 | 2075760 | 36 | 2075760 | 25 | 1441500 | 50 | 2883000 | 23.66 | 1364235.6 | 0 | 0
3.6.17 | 2.03.12 | (*) Embankment filling with improved rock subgrade material, 50mm thick layer, including compaction as per specifications. |  | m3 | 7090 | 76 | 538840 | 300 | 2127000 | 300 | 2127000 | 110 | 779900 | 130 | 921700 | 96.8 | 686312 | 0 | 0
3.6.18 | 2.03.13 | (*) Embankment filling with improved rock subgrade material, 120mm thick layer, including compaction as per specifications. |  | m3 | 7090 | 76 | 538840 | 300 | 2127000 | 300 | 2127000 | 115 | 815350 | 130 | 921700 | 96.8 | 686312 | 0 | 0
3.6.19 | 2.03.14 | (*) Embankment filling with improved rock subgrade material, 180mm thick layer, including compaction as per specifications. |  | m3 | 7090 | 76 | 538840 | 300 | 2127000 | 300 | 2127000 | 110 | 779900 | 130 | 921700 | 96.8 | 686312 | 0 | 0
| Note | Note Details
3.6.20 | - | Filling ancillaries
| Item Code | Description | Item Remarks | Unit of Measurement | Quantity/Base Price | Unit Price/Discount % | Total | Unit Price/Discount % | Total | Unit Price/Discount % | Total | Unit Price/Discount % | Total | Unit Price/Discount % | Total | Unit Price/Discount % | Total | Unit Price/Discount % | Total
3.6.21 | 2.03.15 | (*) Preparation of filled surfaces to receive permanent works; |  | m2 | 902460 | 2 | 1804920 | 3 | 2707380 | 3 | 2707380 | 0.25 | 225615 | 3 | 2707380 | 1.61 | 1452960.6 | 0 | 0
| Note | Note Details
3.6.22 | - | Contractor's Adjustment
| Item Code | Description | Item Remarks | Unit of Measurement | Quantity/Base Price | Unit Price/Discount % | Total | Unit Price/Discount % | Total | Unit Price/Discount % | Total | Unit Price/Discount % | Total | Unit Price/Discount % | Total | Unit Price/Discount % | Total | Unit Price/Discount % | Total
3.6.23 | 2.03.16 | (*) The Contractor may price here any new items or additional quantity for an existing BOQ item, which are shown in the Drawings or any other Tender/Contract Documents but overlooked or not specifically mentioned herein and is necessary for the satisfactory completion of the Works/this section. Should the Contractor fail to insert any item here, it will be deemed that his lump sum Tender Price includes all such items and no claims for additional items will be entertained. |  | Sum | 1 | 0 | 0 | 0 | 0 | 0 | 0 | 0 | 0 | 0 | 0 | 0 | 0 | 45441090.88 | 45441090.88
| Note | Note Details
3.6.24 | - | Please attach one PDF file to be named "Additional Items for (insert bill no/name & Section No/name)" for the details of these additional items in the additional attachment area in the Commercial Envelope.
3.7 BILL NO. 2.04- STRUCTURAL METAL WORKS | [5 empty] | 7 (out of 7) | 91861 | 7 (out of 7) | 115800 | 7 (out of 7) | 115800 | 7 (out of 7) | 47589 | 7 (out of 7) | 130209 | 7 (out of 7) | 115078.6 | 7 (out of 7) | 210161.1
| Note | Note Details
3.7.1 | - | Monotube Sign Structures
3.7.2 | - | Hot rolled structural steelwork, all in accordance with Specifications and Drawings including necessary protective coating to Sign Structures in accordance with Traffic Control Devices Manual First Edition. 2014 of Department of Transport Abu Dhabi
3.7.3 | - | Ground Mounted Sign Structures
3.7.4 | - | Rectangular posts for ground mounted signs complete as detailed in Department of Transport Abu Dhabi Traffic Control Devices Manual
| Item Code | Description | Item Remarks | Unit of Measurement | Quantity/Base Price | Unit Price/Discount % | Total | Unit Price/Discount % | Total | Unit Price/Discount % | Total | Unit Price/Discount % | Total | Unit Price/Discount % | Total | Unit Price/Discount % | Total | Unit Price/Discount % | Total
3.7.5 | 2.04.01 | (*) Type 512 |  | nr | 3 | 10706 | 32118 | 25000 | 75000 | 25000 | 75000 | 6642 | 19926 | 22855 | 68565 | 12906.01 | 38718.03 | 0 | 0
3.7.6 | 2.04.02 | (*) Type 515 |  | nr | 2 | 4112 | 8224 | 1650 | 3300 | 1650 | 3300 | 3927 | 7854 | 2186 | 4372 | 8604.01 | 17208.02 | 0 | 0
3.7.7 | 2.04.03 | (*) Temporary Sign (TEMP-1) |  | nr | 2 | 2409 | 4818 | 400 | 800 | 400 | 800 | 2772 | 5544 | 2186 | 4372 | 10755.01 | 21510.02 | 0 | 0
| Note | Note Details
3.7.8 | - | IN SITU CONCRETE
3.7.9 | - | CIDH Foundations
3.7.10 | - | Rectangular Sign foundation for ground mounted signs complete as detailed in Department of Transport Abu Dhabi Traffic Control Devices Manual including all excavation, supply and fix concrete formwork reinforcement, bolt assembly etc.
| Item Code | Description | Item Remarks | Unit of Measurement | Quantity/Base Price | Unit Price/Discount % | Total | Unit Price/Discount % | Total | Unit Price/Discount % | Total | Unit Price/Discount % | Total | Unit Price/Discount % | Total | Unit Price/Discount % | Total | Unit Price/Discount % | Total
3.7.11 | 2.04.04 | (*) CIDH Foundation for Type 512 |  | nr | 3 | 7887 | 23661 | 12000 | 36000 | 12000 | 36000 | 2599 | 7797 | 8050 | 24150 | 3764.25 | 11292.75 | 0 | 0
3.7.12 | 2.04.05 | (*) CIDH Foundation for Type 515 |  | nr | 2 | 7809 | 15618 | 250 | 500 | 250 | 500 | 1617 | 3234 | 7475 | 14950 | 6453.01 | 12906.02 | 0 | 0
3.7.13 | 2.04.06 | (*) CIDH Foundation for Temporary Sign (TEMP-1) |  | nr | 2 | 3711 | 7422 | 100 | 200 | 100 | 200 | 1617 | 3234 | 6900 | 13800 | 6721.88 | 13443.76 | 0 | 0
| Note | Note Details
3.7.14 | - | Contractor's Adjustment
| Item Code | Description | Item Remarks | Unit of Measurement | Quantity/Base Price | Unit Price/Discount % | Total | Unit Price/Discount % | Total | Unit Price/Discount % | Total | Unit Price/Discount % | Total | Unit Price/Discount % | Total | Unit Price/Discount % | Total | Unit Price/Discount % | Total
3.7.15 | 2.04.07 | (*) The Contractor may price here any new items or additional quantity for an existing BOQ item, which are shown in the Drawings or any other Tender/Contract Documents but overlooked or not specifically mentioned herein and is necessary for the satisfactory completion of the Works/this section. Should the Contractor fail to insert any item here, it will be deemed that his lump sum Tender Price includes all such items and no claims for additional items will be entertained. |  | Sum | 1 | 0 | 0 | 0 | 0 | 0 | 0 | 0 | 0 | 0 | 0 | 0 | 0 | 210161.1 | 210161.1
| Note | Note Details
3.7.16 | - | Please attach one PDF file to be named "Additional Items for (insert bill no/name & Section No/name)" for the details of these additional items in the additional attachment area in the Commercial Envelope.
3.8 BILL NO. 2.05 - ROADS AND PAVINGS | [5 empty] | 92 (out of 92) | 22009997 | 92 (out of 92) | 34506350 | 92 (out of 92) | 34506350 | 92 (out of 92) | 27853010 | 92 (out of 92) | 28139984 | 92 (out of 92) | 23630754.26 | 92 (out of 92) | 63697493.03
| Note | Note Details
3.8.1 | - | Sub-base, flexible road bases and surfacing
| Item Code | Description | Item Remarks | Unit of Measurement | Quantity/Base Price | Unit Price/Discount % | Total | Unit Price/Discount % | Total | Unit Price/Discount % | Total | Unit Price/Discount % | Total | Unit Price/Discount % | Total | Unit Price/Discount % | Total | Unit Price/Discount % | Total
3.8.2 | 2.05.01 | (*) Geotextiles |  | m2 | 8153 | 3 | 24459 | 5 | 40765 | 5 | 40765 | 8 | 65224 | 4 | 32612 | 3.23 | 26334.19 | 0 | 0
3.8.3 | 2.05.02 | (*) Granular Sub base CBR > 60% type II, depth 150mm |  | m2 | 7090 | 16 | 113440 | 29 | 205610 | 29 | 205610 | 21 | 148890 | 22 | 155980 | 14.2 | 100678 | 0 | 0
3.8.4 | 2.05.03 | (*) Granular Sub base CBR > 60% type II, depth 300mm; in two layers (each layer 15cm thick) |  | m2 | 135986 | 32 | 4351552 | 58 | 7887188 | 58 | 7887188 | 39 | 5303454 | 43 | 5847398 | 28.39 | 3860642.54 | 0 | 0
3.8.5 | 2.05.04 | (*) Granular Sub base CBR > 60% type II, depth 600mm; in four layers (each layer 15cm thick) |  | m2 | 6310 | 62 | 391220 | 115 | 725650 | 115 | 725650 | 69 | 435390 | 86 | 542660 | 57 | 359670 | 0 | 0
3.8.6 | 2.05.05 | (*) Asphaltic concrete wearing course, depth 50mm |  | m2 | 13395 | 24 | 321480 | 35 | 468825 | 35 | 468825 | 30 | 401850 | 20 | 267900 | 22.59 | 302593.05 | 0 | 0
3.8.7 | 2.05.06 | (*) Asphaltic concrete binder course, depth 60mm |  | m2 | 13395 | 28 | 375060 | 41 | 549195 | 41 | 549195 | 33 | 442035 | 24 | 321480 | 25.81 | 345724.95 | 0 | 0
3.8.8 | 2.05.07 | (*) Asphaltic concrete binder course, depth 80mm |  | m2 | 135986 | 36 | 4895496 | 53 | 7207258 | 53 | 7207258 | 43 | 5847398 | 32 | 4351552 | 34.42 | 4680638.12 | 0 | 0
3.8.9 | 2.05.08 | (*) Asphaltic concrete base course, depth 100mm |  | m2 | 7090 | 43 | 304870 | 66 | 467940 | 66 | 467940 | 50 | 354500 | 39 | 276510 | 43.02 | 305011.8 | 0 | 0
3.8.10 | 2.05.09 | (*) Bituminous prime coat |  | m2 | 143076 | 3 | 429228 | 4 | 572304 | 4 | 572304 | 3 | 429228 | 3 | 429228 | 2.9 | 414920.4 | 0 | 0
3.8.11 | 2.05.10 | (*) Bituminous tack coat |  | m2 | 26790 | 1 | 26790 | 3 | 80370 | 3 | 80370 | 2 | 53580 | 1 | 26790 | 1.72 | 46078.8 | 0 | 0
3.8.12 | 2.05.11 | (*) Cold planning (milling) and remove existing road surfaces up to 100mm depth; milled material to be removed to dump site. |  | m2 | 500 | 45 | 22500 | 85 | 42500 | 85 | 42500 | 80 | 40000 | 31 | 15500 | 53.78 | 26890 | 0 | 0
| Note | Note Details
3.8.13 | - | Tying to Existing Pavement
3.8.14 | - | Tying to existing pavement as detailed on Particular Drawings No. 7514-INF-SWE-TD-ROD-403 & 1403. including breakout existing pavement layers in steps, geo gride, saw cutting, vertical tack/prime coat, milling (if required) and all necessary preparations work, removal to approved tip.
| Item Code | Description | Item Remarks | Unit of Measurement | Quantity/Base Price | Unit Price/Discount % | Total | Unit Price/Discount % | Total | Unit Price/Discount % | Total | Unit Price/Discount % | Total | Unit Price/Discount % | Total | Unit Price/Discount % | Total | Unit Price/Discount % | Total
3.8.15 | 2.05.12 | (*) New pavement with existing pavement; longitudinal joints |  | m | 1655 | 90 | 148950 | 1000 | 1655000 | 1000 | 1655000 | 109 | 180395 | 511 | 845705 | 107.55 | 177995.25 | 0 | 0
3.8.16 | 2.05.13 | (*) New pavement with existing pavement; transverse joints |  | m | 100 | 90 | 9000 | 750 | 75000 | 750 | 75000 | 109 | 10900 | 511 | 51100 | 215.1 | 21510 | 0 | 0
| Note | Note Details
3.8.17 | - | Kerbs, channels & edgings
3.8.18 | - | Kerb, channels and edgings; straight or curved complete as shown in drawings & specification including transition, concrete hunching, foundation, formwork, earthworks, backfilling, disposal of surplus excavated material on designated.
| Item Code | Description | Item Remarks | Unit of Measurement | Quantity/Base Price | Unit Price/Discount % | Total | Unit Price/Discount % | Total | Unit Price/Discount % | Total | Unit Price/Discount % | Total | Unit Price/Discount % | Total | Unit Price/Discount % | Total | Unit Price/Discount % | Total
3.8.19 | 2.05.14 | (*) Precast concrete upstand kerbs type "A" 600 x 150 x 300 mm straight or curved to radius exceeding 12m as per Drawing No. 7514-INF-SWE-TD-ROD-450, and specification |  | m | 970 | 45 | 43650 | 52 | 50440 | 52 | 50440 | 65 | 63050 | 82 | 79540 | 73.13 | 70936.1 | 0 | 0
3.8.20 | 2.05.15 | (*) Precast concrete upstand kerbs type "A" 600 x 150 x 300 mm curved to radius not exceeding 12m as per Drawing No. 7514-INF-SWE-TD-ROD-450, and specification |  | m | 40 | 45 | 1800 | 60 | 2400 | 60 | 2400 | 65 | 2600 | 102 | 4080 | 75.29 | 3011.6 | 0 | 0
3.8.21 | 2.05.16 | (*) Precast concrete mountable/drop kerbs type "B" 600 x 300 x 150 mm straight or curved to radius exceeding 12m as per Drawing No. 7514-INF-SWE-TD-ROD-450, and specification |  | m | 30540 | 46 | 1404840 | 55 | 1679700 | 55 | 1679700 | 66 | 2015640 | 81 | 2473740 | 69.91 | 2135051.4 | 0 | 0
3.8.22 | 2.05.17 | (*) Precast concrete mountable/drop kerbs type "B" 600 x 300 x 150 mm curved to radius not exceeding 12m as per Drawing No. 7514-INF-SWE-TD-ROD-450, and specification |  | m | 2680 | 46 | 123280 | 63 | 168840 | 63 | 168840 | 66 | 176880 | 85 | 227800 | 73.13 | 195988.4 | 0 | 0
3.8.23 | 2.05.18 | (*) Precast concrete flush kerbs type "C" 600 x 300 x 100 mm straight or curved to radius exceeding 12m as per Drawing No. 7514-INF-SAD-TD-ROD-450, and specification |  | m | 190 | 43 | 8170 | 52 | 9880 | 52 | 9880 | 59 | 11210 | 69 | 13110 | 70.98 | 13486.2 | 0 | 0
3.8.24 | 2.05.19 | (*) Precast concrete flush kerbs type "C" 600 x 300 x 100 mm curved to radius not exceeding 12m as per Drawing No. 7514-INF-SAD-TD-ROD-1450, and specification |  | m | 35 | 43 | 1505 | 60 | 2100 | 60 | 2100 | 59 | 2065 | 75 | 2625 | 73.13 | 2559.55 | 0 | 0
3.8.25 | 2.05.20 | (*) Precast concrete flush kerbs type "D" 600 x 150 x 200 mm straight or curved to radius exceeding 12m as per Drawing No. 7514-INF-SAD-TD-ROD-1450, and specification |  | m | 1185 | 44 | 52140 | 52 | 61620 | 52 | 61620 | 59 | 69915 | 82 | 97170 | 64.53 | 76468.05 | 0 | 0
3.8.26 | 2.05.21 | (*) Precast concrete flush kerbs type "D" 600 x 150 x 200 mm curved to radius not exceeding 12m as per Drawing No. 7514-INF-SAD-TD-ROD-450, and specification |  | m | 1190 | 44 | 52360 | 60 | 71400 | 60 | 71400 | 59 | 70210 | 86 | 102340 | 67.76 | 80634.4 | 0 | 0
3.8.27 | 2.05.22 | (*) Precast concrete flush kerbs type "F" 600 x 150 x 300 mm straight or curved to radius exceeding 12m as per Drawing No. 7514-INF-SAD-TD-ROD-450, and specification |  | m | 11465 | 49 | 561785 | 56 | 642040 | 56 | 642040 | 80 | 917200 | 82 | 940130 | 69.91 | 801518.15 | 0 | 0
3.8.28 | 2.05.23 | (*) Precast concrete flush kerbs type "F" 600 x 200 x 400 mm straight or curved to radius exceeding 12m as per Drawing No. 7514-INF-SAD-TD-ROD-450, and specification |  | m | 1235 | 52 | 64220 | 77 | 95095 | 77 | 95095 | 80 | 98800 | 82 | 101270 | 72.06 | 88994.1 | 0 | 0
3.8.29 | 2.05.24 | (*) Precast concrete upstand kerbs type "K" 600 x 150 x 250 mm straight or curved to radius exceeding 12m as per Drawing No. 7514-INF-SAD-TD-ROD-450, and specification |  | m | 30540 | 45 | 1374300 | 56 | 1710240 | 56 | 1710240 | 63 | 1924020 | 94 | 2870760 | 69.91 | 2135051.4 | 0 | 0
3.8.30 | 2.05.25 | (*) Precast concrete upstand kerbs type "K" 600 x 150 x 250 mm curved to radius not exceeding 12m as per Drawing No. 7514-INF-SAD-TD-ROD-450, and specification |  | m | 2500 | 45 | 112500 | 60 | 150000 | 60 | 150000 | 63 | 157500 | 94 | 235000 | 72.06 | 180150 | 0 | 0
3.8.31 | 2.05.26 | (*) Precast concrete Tyre Friendly kerbs 600 x 435 x 350 mm straight or curved to radius exceeding 12m as per Drawing No. 7514-INF-SAD-TD-ROD-450, and specification |  | m | 300 | 71 | 21300 | 125 | 37500 | 125 | 37500 | 138 | 41400 | 156 | 46800 | 155.95 | 46785 | 0 | 0
| Note | Note Details
3.8.32 | - | Light duty pavement
3.8.33 | - | Precast interlocking concrete paving blocks; (approved colour, pattern and design) on and including 40 mm thick crushed sand bed and 150 mm thick granular sub base.
3.8.34 | - | Block Paving Tiles 60mm for Acceleration & Deceleration E22
| Item Code | Description | Item Remarks | Unit of Measurement | Quantity/Base Price | Unit Price/Discount % | Total | Unit Price/Discount % | Total | Unit Price/Discount % | Total | Unit Price/Discount % | Total | Unit Price/Discount % | Total | Unit Price/Discount % | Total | Unit Price/Discount % | Total
3.8.35 | 2.05.27 | (*) Granular Sub base CBR > 45% depth 150 mm |  | m2 | 2065 | 17 | 35105 | 29 | 59885 | 29 | 59885 | 22 | 45430 | 22 | 45430 | 13.98 | 28868.7 | 0 | 0
3.8.36 | 2.05.28 | (*) Precast concrete paving blocks (approved colour, pattern and design) thickness 60mm on and including 40 mm thick sand bed to pedestrian traffic. |  | m2 | 2065 | 40 | 82600 | 63 | 130095 | 63 | 130095 | 50 | 103250 | 62 | 128030 | 55.93 | 115495.45 | 0 | 0
| Note | Note Details
3.8.37 | - | Block Paving Tiles 80mm for Driveways, Raised T-Junction & Coss walk
| Item Code | Description | Item Remarks | Unit of Measurement | Quantity/Base Price | Unit Price/Discount % | Total | Unit Price/Discount % | Total | Unit Price/Discount % | Total | Unit Price/Discount % | Total | Unit Price/Discount % | Total | Unit Price/Discount % | Total | Unit Price/Discount % | Total
3.8.38 | 2.05.29 | (*) Granular Sub base CBR > 60% type II, depth 300mm thickin; two layers (each layer 15cm thick) |  | m2 | 39965 | 32 | 1278880 | 58 | 2317970 | 58 | 2317970 | 42 | 1678530 | 43 | 1718495 | 27.96 | 1117421.4 | 0 | 0
3.8.39 | 2.05.30 | (*) Precast concrete block paving tiles; thickness 80mm on and including 40mm thick sand bed |  | m2 | 39965 | 66 | 2637690 | 66 | 2637690 | 66 | 2637690 | 57 | 2278005 | 66 | 2637690 | 58.08 | 2321167.2 | 0 | 0
| Note | Note Details
3.8.40 | - | Speed Hump
3.8.41 | - | Speed Hump shall allow for all material required Asphalt, subbase, saw cutting, tack coat and painting by pavement marking etc.)
| Item Code | Description | Item Remarks | Unit of Measurement | Quantity/Base Price | Unit Price/Discount % | Total | Unit Price/Discount % | Total | Unit Price/Discount % | Total | Unit Price/Discount % | Total | Unit Price/Discount % | Total | Unit Price/Discount % | Total | Unit Price/Discount % | Total
3.8.42 | 2.05.31 | (*) Speed Hump; Size: 3700 x 6000mm |  | nr | 20 | 2519 | 50380 | 8000 | 160000 | 8000 | 160000 | 4092 | 81840 | 814 | 16280 | 5377.51 | 107550.2 | 0 | 0
3.8.43 | 2.05.32 | (*) Speed Hump; Size: 3700 x 7000mm |  | nr | 15 | 2693 | 40395 | 9200 | 138000 | 9200 | 138000 | 4729 | 70935 | 976 | 14640 | 6453.01 | 96795.15 | 0 | 0
| Note | Note Details
3.8.44 | - | Ancillaries - Traffic signs
3.8.45 | - | Non - illuminated
3.8.46 | - | In accordance with Traffic Control Devices Manual First Edition. 2014 of Department of Transport Abu Dhabi
3.8.47 | - | Warning and Regulatory Sign and Posts including all necessary Civil works
| Item Code | Description | Item Remarks | Unit of Measurement | Quantity/Base Price | Unit Price/Discount % | Total | Unit Price/Discount % | Total | Unit Price/Discount % | Total | Unit Price/Discount % | Total | Unit Price/Discount % | Total | Unit Price/Discount % | Total | Unit Price/Discount % | Total
3.8.48 | 2.05.33 | (*) Triangular Sign Panel; H = 750mm Sign No. 302 |  | nr | 115 | 573 | 65895 | 550 | 63250 | 550 | 63250 | 746 | 85790 | 563 | 64745 | 699.08 | 80394.2 | 0 | 0
3.8.49 | 2.05.34 | (*) Triangular Sign Panel; H = 750mm Sign No. 435 |  | nr | 150 | 573 | 85950 | 550 | 82500 | 550 | 82500 | 746 | 111900 | 563 | 84450 | 699.08 | 104862 | 0 | 0
3.8.50 | 2.05.35 | (*) Circular Sign Panel; diameter = 600mm Sign No. 326 |  | nr | 5 | 594 | 2970 | 460 | 2300 | 460 | 2300 | 781 | 3905 | 457 | 2285 | 645.3 | 3226.5 | 0 | 0
3.8.51 | 2.05.36 | (*) Circular Sign Panel; diameter = 600mm Sign No. 327 |  | nr | 5 | 552 | 2760 | 460 | 2300 | 460 | 2300 | 781 | 3905 | 469 | 2345 | 645.3 | 3226.5 | 0 | 0
3.8.52 | 2.05.37 | (*) Circular Sign Panel; diameter = 600mm Sign No. 340 |  | nr | 5 | 552 | 2760 | 650 | 3250 | 650 | 3250 | 781 | 3905 | 620 | 3100 | 645.3 | 3226.5 | 0 | 0
3.8.53 | 2.05.38 | (*) Circular Sign Panel; diameter = 750mm Sign No. 341 |  | nr | 5 | 726 | 3630 | 900 | 4500 | 900 | 4500 | 781 | 3905 | 747 | 3735 | 806.63 | 4033.15 | 0 | 0
3.8.54 | 2.05.39 | (*) Circular Sign Panel; diameter = 900mm Sign No. 345A |  | nr | 5 | 726 | 3630 | 1100 | 5500 | 1100 | 5500 | 884 | 4420 | 977 | 4885 | 1021.73 | 5108.65 | 0 | 0
3.8.55 | 2.05.40 | (*) Circular Sign Panel; diameter = 600mm Sign No. 8 - 7X |  | nr | 15 | 594 | 8910 | 650 | 9750 | 650 | 9750 | 781 | 11715 | 620 | 9300 | 806.63 | 12099.45 | 0 | 0
3.8.56 | 2.05.41 | (*) Rectangular Sign Panel; size = 470x300mm Sign No. 387 |  | nr | 15 | 542 | 8130 | 480 | 7200 | 480 | 7200 | 1447 | 21705 | 489 | 7335 | 860.4 | 12906 | 0 | 0
3.8.57 | 2.05.42 | (*) Rectangular Sign Panel; size = 1700x750mm Sign No. 392 |  | nr | 10 | 1104 | 11040 | 4000 | 40000 | 4000 | 40000 | 1447 | 14470 | 847 | 8470 | 1613.25 | 16132.5 | 0 | 0
3.8.58 | 2.05.43 | (*) Rectangular Sign Panel; size = 697x300mm Sign No. 397 |  | nr | 5 | 567 | 2835 | 650 | 3250 | 650 | 3250 | 1447 | 7235 | 551 | 2755 | 967.95 | 4839.75 | 0 | 0
3.8.59 | 2.05.44 | (*) Rectangular Sign Panel; size = 400x400mm Sign No. 454 |  | nr | 15 | 542 | 8130 | 450 | 6750 | 450 | 6750 | 1447 | 21705 | 448 | 6720 | 860.4 | 12906 | 0 | 0
3.8.60 | 2.05.45 | (*) Rectangular Sign Panel; size = 1200x400mm Sign No. 456 |  | nr | 5 | 921 | 4605 | 1100 | 5500 | 1100 | 5500 | 1447 | 7235 | 996 | 4980 | 1290.6 | 6453 | 0 | 0
3.8.61 | 2.05.46 | (*) Rectangular Sign Panel; size = 1600x1200mm Sign No. 465 |  | nr | 5 | 1478 | 7390 | 2000 | 10000 | 2000 | 10000 | 1447 | 7235 | 2223 | 11115 | 2688.75 | 13443.75 | 0 | 0
3.8.62 | 2.05.47 | (*) Triangular Sign Panel; H = 750mm Sign No. 435, with Supplementary plate |  | nr | 5 | 724 | 3620 | 770 | 3850 | 770 | 3850 | 918 | 4590 | 835 | 4175 | 537.75 | 2688.75 | 0 | 0
3.8.63 | 2.05.48 | (*) Triangular Sign Panel; H = 750mm Sign No. 420, with Supplementary plate |  | nr | 5 | 724 | 3620 | 770 | 3850 | 770 | 3850 | 918 | 4590 | 835 | 4175 | 537.75 | 2688.75 | 0 | 0
3.8.64 | 2.05.49 | (*) Circular Sign Panel; diameter = 600mm Sign No. 8 - 7X on shared posts |  | nr | 15 | 754 | 11310 | 150 | 2250 | 150 | 2250 | 980 | 14700 | 232 | 3480 | 860.4 | 12906 | 0 | 0
3.8.65 | 2.05.50 | (*) Circular Sign Panel; diameter = 900mm Sign No. 345B on shared posts |  | nr | 5 | 732 | 3660 | 350 | 1750 | 350 | 1750 | 1112 | 5560 | 492 | 2460 | 1021.73 | 5108.65 | 0 | 0
3.8.66 | 2.05.51 | (*) Triangular Sign Panel; H = 900mm Sign No. 412 on shared posts |  | nr | 5 | 662 | 3310 | 350 | 1750 | 350 | 1750 | 1003 | 5015 | 249 | 1245 | 645.3 | 3226.5 | 0 | 0
3.8.67 | 2.05.52 | (*) Triangular Sign Panel; H = 900mm Sign No. 416 on shared posts |  | nr | 5 | 679 | 3395 | 350 | 1750 | 350 | 1750 | 1003 | 5015 | 249 | 1245 | 645.3 | 3226.5 | 0 | 0
| Note | Note Details
3.8.68 | - | Sign Panel
3.8.69 | - | Supply and install special sign panel including posts, foundation, supports, excavation, backfilling, all in accordance with specification and drawings.
| Item Code | Description | Item Remarks | Unit of Measurement | Quantity/Base Price | Unit Price/Discount % | Total | Unit Price/Discount % | Total | Unit Price/Discount % | Total | Unit Price/Discount % | Total | Unit Price/Discount % | Total | Unit Price/Discount % | Total | Unit Price/Discount % | Total
3.8.70 | 2.05.53 | (*) Sign panel for Ground Mounted |  | nr | 165 | 562 | 92730 | 1650 | 272250 | 1650 | 272250 | 1316 | 217140 | 1854 | 305910 | 1882.13 | 310551.45 | 0 | 0
| Note | Note Details
3.8.71 | - | Surface Markings
3.8.72 | - | Ancillaries - Surface marking; Thermo Plastic Marking as specified
| Item Code | Description | Item Remarks | Unit of Measurement | Quantity/Base Price | Unit Price/Discount % | Total | Unit Price/Discount % | Total | Unit Price/Discount % | Total | Unit Price/Discount % | Total | Unit Price/Discount % | Total | Unit Price/Discount % | Total | Unit Price/Discount % | Total
3.8.73 | 2.05.54 | (*) Green/White Retroreflective road studs. |  | nr | 860 | 25 | 21500 | 50 | 43000 | 50 | 43000 | 131 | 112660 | 51 | 43860 | 53.78 | 46250.8 | 0 | 0
3.8.74 | 2.05.55 | (*) Red/White Retroreflective road studs. |  | nr | 1040 | 25 | 26000 | 50 | 52000 | 50 | 52000 | 131 | 136240 | 51 | 53040 | 53.78 | 55931.2 | 0 | 0
3.8.75 | 2.05.56 | (*) Pavement arrow: type 614A |  | nr | 5 | 52 | 260 | 120 | 600 | 120 | 600 | 140 | 700 | 83 | 415 | 65.01 | 325.05 | 0 | 0
3.8.76 | 2.05.57 | (*) Pavement arrow: type 614B |  | nr | 5 | 52 | 260 | 120 | 600 | 120 | 600 | 140 | 700 | 83 | 415 | 65.01 | 325.05 | 0 | 0
3.8.77 | 2.05.58 | (*) Pavement arrow: type 615 |  | nr | 5 | 70 | 350 | 150 | 750 | 150 | 750 | 140 | 700 | 109 | 545 | 85.02 | 425.1 | 0 | 0
3.8.78 | 2.05.59 | (*) Pavement arrow: type 617 |  | nr | 5 | 96 | 480 | 180 | 900 | 180 | 900 | 140 | 700 | 128 | 640 | 100.02 | 500.1 | 0 | 0
3.8.79 | 2.05.60 | (*) Pavement arrow: type M19 |  | nr | 5 | 622 | 3110 | 180 | 900 | 180 | 900 | 140 | 700 | 895 | 4475 | 700.15 | 3500.75 | 0 | 0
3.8.80 | 2.05.61 | (*) Pavement arrow: type 656 |  | nr | 5 | 52 | 260 | 180 | 900 | 180 | 900 | 140 | 700 | 83 | 415 | 65.01 | 325.05 | 0 | 0
3.8.81 | 2.05.62 | (*) Pavement disabled parking Symble: type 623.4 |  | nr | 15 | 221 | 3315 | 2000 | 30000 | 2000 | 30000 | 140 | 2100 | 447 | 6705 | 1050.23 | 15753.45 | 0 | 0
3.8.82 | 2.05.63 | (*) Pavement cycle track marking |  | nr | 175 | 221 | 38675 | 1200 | 210000 | 1200 | 210000 | 140 | 24500 | 89 | 15575 | 300.06 | 52510.5 | 0 | 0
3.8.83 | 2.05.64 | (*) White continuous lines; 100 mm wide; type 612 |  | m | 10420 | 5 | 52100 | 8 | 83360 | 8 | 83360 | 6 | 62520 | 4 | 41680 | 2.5 | 26050 | 0 | 0
3.8.84 | 2.05.65 | (*) White continuous lines; 100 mm wide; type 621 |  | m | 140 | 5 | 700 | 8 | 1120 | 8 | 1120 | 6 | 840 | 6 | 840 | 4.5 | 630 | 0 | 0
3.8.85 | 2.05.66 | (*) Blue continuous lines; 100 mm wide; type 621 |  | m | 258 | 5 | 1290 | 10 | 2580 | 10 | 2580 | 6 | 1548 | 9 | 2322 | 7 | 1806 | 0 | 0
3.8.86 | 2.05.67 | (*) White continuous lines; 200 mm wide; type 613 |  | m | 5160 | 6 | 30960 | 12 | 61920 | 12 | 61920 | 8 | 41280 | 6 | 30960 | 4 | 20640 | 0 | 0
3.8.87 | 2.05.68 | (*) Yellow continuous lines; 300 mm wide; type 650 |  | m | 105 | 15 | 1575 | 24 | 2520 | 24 | 2520 | 18 | 1890 | 28 | 2940 | 4.7 | 493.5 | 0 | 0
3.8.88 | 2.05.69 | (*) Yellow intermittent lines; 100 mm wide; type 652 |  | m | 70 | 4 | 280 | 5 | 350 | 5 | 350 | 6 | 420 | 4 | 280 | 3 | 210 | 0 | 0
3.8.89 | 2.05.70 | (*) White intermittent lines; 100 mm wide; type 652 |  | m | 45 | 4 | 180 | 4 | 180 | 4 | 180 | 6 | 270 | 4 | 180 | 3 | 135 | 0 | 0
3.8.90 | 2.05.71 | (*) White intermittent lines; 150 mm wide; type 611 |  | m | 6520 | 5 | 32600 | 12 | 78240 | 12 | 78240 | 7 | 45640 | 5 | 32600 | 4 | 26080 | 0 | 0
3.8.91 | 2.05.72 | (*) White intermittent lines; 200 mm wide; type 601 |  | m | 55 | 6 | 330 | 16 | 880 | 16 | 880 | 8 | 440 | 15 | 825 | 5 | 275 | 0 | 0
3.8.92 | 2.05.73 | (*) White intermittent lines; 200 mm wide; type 681 |  | m | 1390 | 6 | 8340 | 16 | 22240 | 16 | 22240 | 8 | 11120 | 6 | 8340 | 5 | 6950 | 0 | 0
3.8.93 | 2.05.74 | (*) White intermittent lines; 300 mm wide; type 602 |  | m | 790 | 13 | 10270 | 24 | 18960 | 24 | 18960 | 18 | 14220 | 17 | 13430 | 15 | 11850 | 0 | 0
3.8.94 | 2.05.75 | (*) Yellow continuous lines (Rumble Strip) |  | m | 900 | 28 | 25200 | 35 | 31500 | 35 | 31500 | 58 | 52200 | 28 | 25200 | 30.01 | 27009 | 0 | 0
3.8.95 | 2.05.76 | (*) White/Yellow/Blue chevron, Speed Hump, Disabled Parking, Raised T-Junction, Cross walk and hatch marking; type 657 & 658 |  | m2 | 250 | 43 | 10750 | 75 | 18750 | 75 | 18750 | 69 | 17250 | 58 | 14500 | 45.01 | 11252.5 | 0 | 0
3.8.96 | 2.05.77 | (*) Remove existing road marking by sand blasting |  | m2 | 20 | 86 | 1720 | 150 | 3000 | 150 | 3000 | 52 | 1040 | 160 | 3200 | 125.03 | 2500.6 | 0 | 0
| Note | Note Details
3.8.97 | - | Painting
3.8.98 | - | Chlorinated rubber based quick drying paint applied in two coats to exposed faces of concrete kerbs and road separator; colour as per drawing/specification and as directed by the Engineer
| Item Code | Description | Item Remarks | Unit of Measurement | Quantity/Base Price | Unit Price/Discount % | Total | Unit Price/Discount % | Total | Unit Price/Discount % | Total | Unit Price/Discount % | Total | Unit Price/Discount % | Total | Unit Price/Discount % | Total | Unit Price/Discount % | Total
3.8.99 | 2.05.78 | (*) Painting on kerbs |  | m2 | 9950 | 12 | 119400 | 8 | 79600 | 8 | 79600 | 25 | 248750 | 26 | 258700 | 18 | 179100 | 0 | 0
| Note | Note Details
3.8.100 | - | PAINTING ON ASPHALT
3.8.101 | - | Supply of labour, materials and machinery for the application of Red coloured, high UV resistant, low colour fasting, hand or machine applied, flexible, low dirt pick-up, no more than 8-hours curing time, cold plastic road surface marking material with strong adhesion to asphaltic concrete and concrete surfaces with skid resistance value of no less than 0.45 (coefficient of friction). (continued)
3.8.102 | - | (continued). Finished product is have a durability for use at bus stops and shall have a colour-retention guarantee of at least 3 years.
| Item Code | Description | Item Remarks | Unit of Measurement | Quantity/Base Price | Unit Price/Discount % | Total | Unit Price/Discount % | Total | Unit Price/Discount % | Total | Unit Price/Discount % | Total | Unit Price/Discount % | Total | Unit Price/Discount % | Total | Unit Price/Discount % | Total
3.8.103 | 2.05.79 | (*) Painting on Asphalt |  | m2 | 850 | 73 | 62050 | 100 | 85000 | 100 | 85000 | 131 | 111350 | 128 | 108800 | 107.55 | 91417.5 | 0 | 0
| Note | Note Details
3.8.104 | - | MISCELLANEOUS WORK
3.8.105 | - | Fences
| Item Code | Description | Item Remarks | Unit of Measurement | Quantity/Base Price | Unit Price/Discount % | Total | Unit Price/Discount % | Total | Unit Price/Discount % | Total | Unit Price/Discount % | Total | Unit Price/Discount % | Total | Unit Price/Discount % | Total | Unit Price/Discount % | Total
3.8.106 | 2.05.80 | (*) Chain link fence including excavation,backfilling,concrete footing, posts, setting posts, braces, tension wires and all hardware and fittings as specified and shown on Standard Drawing No. C-35 & C-36. |  | m | 465 | 142 | 66030 | 660 | 306900 | 660 | 306900 | 442 | 205530 | 174 | 80910 | 215.1 | 100021.5 | 0 | 0
3.8.107 | 2.05.81 | (*) Hot-dip galvanized and powder coated post, 1.85m high camel fence complete as detailed on Standard Drawing No. 7514-INF-SWE-TD-ROD-661 |  | m | 2425 | 76 | 184300 | 150 | 363750 | 150 | 363750 | 109 | 264325 | 109 | 264325 | 134.44 | 326017 | 0 | 0
3.8.108 | 2.05.82 | (*) Galvanized mild steel guard rail, single face (GR-SF); 3200mm spacing between posts including accessories complete as detailed on Standard Drawing. No. C-21. |  | m | 3425 | 132 | 452100 | 200 | 685000 | 200 | 685000 | 226 | 774050 | 207 | 708975 | 129.06 | 442030.5 | 0 | 0
3.8.109 | 2.05.83 | (*) Galvanized mild steel single face fixed object attachment (GR-FDA); 12.80m long complete as detailed on Standard Drawing No. C-24. |  | nr | 6 | 1160 | 6960 | 2700 | 16200 | 2700 | 16200 | 7547 | 45282 | 1406 | 8436 | 5377.51 | 32265.06 | 0 | 0
3.8.110 | 2.05.84 | (*) Galvanized mild steel single face special end shoe complete as detailed on Standard Drawing No. C-24. |  | nr | 2 | 1928 | 3856 | 500 | 1000 | 500 | 1000 | 286 | 572 | 460 | 920 | 5377.51 | 10755.02 | 0 | 0
3.8.111 | 2.05.85 | (*) Galvanized mild steel single face fish tail end (Type A) complete as detailed on Standard Drawing No. C-21. |  | nr | 2 | 627 | 1254 | 200 | 400 | 200 | 400 | 229 | 458 | 1406 | 2812 | 5377.51 | 10755.02 | 0 | 0
3.8.112 | 2.05.86 | (*) Galvanized mild steel single face approach end complete as detailed on Standard Drawing No. C-21. |  | nr | 2 | 766 | 1532 | 3000 | 6000 | 3000 | 6000 | 229 | 458 | 6392 | 12784 | 5377.51 | 10755.02 | 0 | 0
3.8.113 | 2.05.87 | (*) Cast in place concrete barrier type - I & IA (CB-SF) with weep holes complete as detailed on Standard Drawing No. C-6. |  | m | 1705 | 492 | 838860 | 700 | 1193500 | 700 | 1193500 | 644 | 1098020 | 320 | 545600 | 510.86 | 871016.3 | 0 | 0
3.8.114 | 2.05.88 | (*) Cast in place single face concrete barrier end terminal (CB-ET); 5.00m long complete as shown on Standard Drawing. No. C-7. |  | nr | 5 | 2036 | 10180 | 800 | 4000 | 800 | 4000 | 3402 | 17010 | 959 | 4795 | 2688.75 | 13443.75 | 0 | 0
| Note | Note Details
3.8.115 | - | Crash Cushions price shall be full compensation for supply of material and labour with its application including all items such as the supply, erection crash cushion system, concrete foundation, equipments and for inspection as long as necessary to complete the works to the satisfaction of the Engineer.
| Item Code | Description | Item Remarks | Unit of Measurement | Quantity/Base Price | Unit Price/Discount % | Total | Unit Price/Discount % | Total | Unit Price/Discount % | Total | Unit Price/Discount % | Total | Unit Price/Discount % | Total | Unit Price/Discount % | Total | Unit Price/Discount % | Total
3.8.116 | 2.05.89 | (*) Crash Cushions (type TL3) 8.500m long complete as detailed on Standard Drawing No. C-10. |  | nr | 2 | 79200 | 158400 | 200000 | 400000 | 200000 | 400000 | 133394 | 266788 | 121445 | 242890 | 61303.57 | 122607.14 | 0 | 0
| Note | Note Details
3.8.117 | - | Animal Grid shall be full compensation for supply of material and labour with its application including all items such as the supply, erection animal grid, concrete foundation, soakway, equipments and for inspection as long as necessary to complete the works to the satisfaction of the Engineer.
| Item Code | Description | Item Remarks | Unit of Measurement | Quantity/Base Price | Unit Price/Discount % | Total | Unit Price/Discount % | Total | Unit Price/Discount % | Total | Unit Price/Discount % | Total | Unit Price/Discount % | Total | Unit Price/Discount % | Total | Unit Price/Discount % | Total
3.8.118 | 2.05.90 | (*) Camel Grid, width 2500mm; complete as detailed on Particular Drawing No. 7514-INF-SAD-TD-ROD-1662 |  | m | 20 | 6516 | 130320 | 3000 | 60000 | 3000 | 60000 | 9460 | 189200 | 6520 | 130400 | 8604.01 | 172080.2 | 0 | 0
| Note | Note Details
3.8.119 | - | Supply and fix Street Furnitures or Exercise Units at locations shown on drawings and as per material schedule and specifications etc. complete
| Item Code | Description | Item Remarks | Unit of Measurement | Quantity/Base Price | Unit Price/Discount % | Total | Unit Price/Discount % | Total | Unit Price/Discount % | Total | Unit Price/Discount % | Total | Unit Price/Discount % | Total | Unit Price/Discount % | Total | Unit Price/Discount % | Total
3.8.120 | 2.05.91 | (*) Delineators |  | nr | 25 | 121 | 3025 | 150 | 3750 | 150 | 3750 | 555 | 13875 | 320 | 8000 | 1075.5 | 26887.5 | 0 | 0
| Note | Note Details
3.8.121 | - | Contractor's Adjustment
| Item Code | Description | Item Remarks | Unit of Measurement | Quantity/Base Price | Unit Price/Discount % | Total | Unit Price/Discount % | Total | Unit Price/Discount % | Total | Unit Price/Discount % | Total | Unit Price/Discount % | Total | Unit Price/Discount % | Total | Unit Price/Discount % | Total
3.8.122 | 2.05.92 | (*) The Contractor may price here any new items or additional quantity for an existing BOQ item, which are shown in the Drawings or any other Tender/Contract Documents but overlooked or not specifically mentioned herein and is necessary for the satisfactory completion of the Works/this section. Should the Contractor fail to insert any item here, it will be deemed that his lump sum Tender Price includes all such items and no claims for additional items will be entertained. |  | Sum | 1 | 0 | 0 | 0 | 0 | 0 | 0 | 0 | 0 | 0 | 0 | 0 | 0 | 63697493.03 | 63697493.03
| Note | Note Details
3.8.123 | - | Please attach one PDF file to be named "Additional Items for (insert bill no/name & Section No/name)" for the details of these additional items in the additional attachment area in the Commercial Envelope.
3.9 Bill No. 2.06 - STREET LIGHTING WORKS | [5 empty] | 13 (out of 13) | 4019108 | 13 (out of 13) | 5153220 | 13 (out of 13) | 5153220 | 13 (out of 13) | 4434352 | 13 (out of 13) | 4410296 | 13 (out of 13) | 4899415.16 | 13 (out of 13) | 9464427.52
| Note | Note Details
3.9.1 | - | STREET LIGHTING
3.9.2 | - | CABLING
| Item Code | Description | Item Remarks | Unit of Measurement | Quantity/Base Price | Unit Price/Discount % | Total | Unit Price/Discount % | Total | Unit Price/Discount % | Total | Unit Price/Discount % | Total | Unit Price/Discount % | Total | Unit Price/Discount % | Total | Unit Price/Discount % | Total
3.9.3 | 2.06.01 | (*) Excavation in any type of soil, laying of 4C-10mm2 XLPE/SWA/PVC + 10mm2 ECC cable, supply and installation of warning tape, cable tiles, pulling of cable through duct, pole, control cabinet, backfilling, instatement of surface, termination of cable in poles , control cabinet, testing and commissioning of street lighting cable as per the drawings and specification. |  | m | 22255 | 33 | 734415 | 28 | 623140 | 28 | 623140 | 34 | 756670 | 44 | 979220 | 29.81 | 663421.55 | 0 | 0
3.9.4 | 2.06.02 | (*) Supply of new 4C,10mm2 XLPE/SWA/PVC + 10mm2 ECC cable as per the drawings and specifications. |  | m | 22255 | 17 | 378335 | 20 | 445100 | 20 | 445100 | 20 | 445100 | 16 | 356080 | 29.51 | 656745.05 | 0 | 0
| Note | Note Details
3.9.5 | - | LIGHTING COLUMNS
| Item Code | Description | Item Remarks | Unit of Measurement | Quantity/Base Price | Unit Price/Discount % | Total | Unit Price/Discount % | Total | Unit Price/Discount % | Total | Unit Price/Discount % | Total | Unit Price/Discount % | Total | Unit Price/Discount % | Total | Unit Price/Discount % | Total
3.9.6 | 2.06.03 | (*) Supply & install 10m high street lighting column with boom, single arm brackets, flag brackets including associated excavation in any type of soil, backfilling, compaction, concrete foundation with Bitumen paint, alignment and leveling etc. as specified. |  | nr | 401 | 4058 | 1627258 | 4000 | 1604000 | 4000 | 1604000 | 4019 | 1611619 | 2972 | 1191772 | 4266.31 | 1710790.31 | 0 | 0
3.9.7 | 2.06.04 | (*) Supply & install 10m high street lighting column with boom, single arm bracket, flag brackets including associated excavation in any type of soil, backfilling, compaction, concrete foundation with Bitumen paint, alignment and leveling etc. as specified with three way cabling (junction cutout). |  | nr | 32 | 4058 | 129856 | 5000 | 160000 | 5000 | 160000 | 4494 | 143808 | 3061 | 97952 | 4419.74 | 141431.68 | 0 | 0
3.9.8 | 2.06.05 | (*) Supply & install 10m high street lighting column with boom, twin arm brackets, flag brackets including associated excavation in any type of soil, backfilling, compaction, concrete foundation with Bitumen paint, alignment and leveling etc. as specified. |  | nr | 9 | 4165 | 37485 | 5000 | 45000 | 5000 | 45000 | 4494 | 40446 | 3061 | 27549 | 4311.82 | 38806.38 | 0 | 0
| Note | Note Details
3.9.9 | - | EARTHING
| Item Code | Description | Item Remarks | Unit of Measurement | Quantity/Base Price | Unit Price/Discount % | Total | Unit Price/Discount % | Total | Unit Price/Discount % | Total | Unit Price/Discount % | Total | Unit Price/Discount % | Total | Unit Price/Discount % | Total | Unit Price/Discount % | Total
3.9.10 | 2.06.06 | (*) Provide, install and connect new earth rod, inspection chamber and all earth connections etc. complete as specified for control cabinet and last pole of circuit. |  | nr | 54 | 310 | 16740 | 2500 | 135000 | 2500 | 135000 | 1098 | 59292 | 1326 | 71604 | 2270.09 | 122584.86 | 0 | 0
| Note | Note Details
3.9.11 | - | LUMINAIRES
| Item Code | Description | Item Remarks | Unit of Measurement | Quantity/Base Price | Unit Price/Discount % | Total | Unit Price/Discount % | Total | Unit Price/Discount % | Total | Unit Price/Discount % | Total | Unit Price/Discount % | Total | Unit Price/Discount % | Total | Unit Price/Discount % | Total
3.9.12 | 2.06.07 | (*) Supply and install luminaire of 95W±15% LED complete numbering etc as per drawings and specifications. |  | nr | 451 | 1127 | 508277 | 4000 | 1804000 | 4000 | 1804000 | 1377 | 621027 | 1768 | 797368 | 1675.66 | 755722.66 | 0 | 0
| Note | Note Details
3.9.13 | - | STREET LIGHTING CONTROL CABINET
| Item Code | Description | Item Remarks | Unit of Measurement | Quantity/Base Price | Unit Price/Discount % | Total | Unit Price/Discount % | Total | Unit Price/Discount % | Total | Unit Price/Discount % | Total | Unit Price/Discount % | Total | Unit Price/Discount % | Total | Unit Price/Discount % | Total
3.9.14 | 2.06.08 | (*) Supply, install, test and commission 8 way lighting control cabinet as per latest ADWEA/AADC specifications complete with energy meter and required AADC/ADWEA fees, foundation, excavation, backfilling, earthing and cable end termination of incoming cable and outgoing cables. |  | nr | 3 | 13200 | 39600 | 20000 | 60000 | 20000 | 60000 | 13134 | 39402 | 13318 | 39954 | 14411.88 | 43235.64 | 0 | 0
3.9.15 | 2.06.09 | (*) Supply, install, test and commission 6 way lighting control cabinet as per latest ADWEA/AADC specifications complete with energy meter and required AADC/ADWEA fees, foundation, excavation, backfilling, earthing and cable end termination of incoming cable and outgoing cables. |  | nr | 1 | 12366 | 12366 | 18000 | 18000 | 18000 | 18000 | 10480 | 10480 | 11882 | 11882 | 14116.82 | 14116.82 | 0 | 0
3.9.16 | 2.06.10 | (*) Street lighting management system as per part D of the AAM lighting specification including testing and commissioning (Optional). |  | Item | 1 | 297660 | 297660 | 15000 | 15000 | 15000 | 15000 | 521598 | 521598 | 442939 | 442939 | 647268.43 | 647268.43 | 0 | 0
| Note | Note Details
3.9.17 | - | DUCTS
| Item Code | Description | Item Remarks | Unit of Measurement | Quantity/Base Price | Unit Price/Discount % | Total | Unit Price/Discount % | Total | Unit Price/Discount % | Total | Unit Price/Discount % | Total | Unit Price/Discount % | Total | Unit Price/Discount % | Total | Unit Price/Discount % | Total
3.9.18 | 2.06.11 | (*) Supply and laying of 2 way D54 PVC class-6 duct OD110mm with concrete/sand surround as per drawing. |  | m | 1100 | 196 | 215600 | 205 | 225500 | 205 | 225500 | 157 | 172700 | 332 | 365200 | 86.04 | 94644 | 0 | 0
3.9.19 | 2.06.12 | (*) Supply and laying of 4 way D54 PVC class-6 duct OD110mm with concrete/sand surround as per drawing. |  | m | 66 | 326 | 21516 | 280 | 18480 | 280 | 18480 | 185 | 12210 | 436 | 28776 | 161.33 | 10647.78 | 0 | 0
| Note | Note Details
3.9.20 | - | Contractor's Adjustment
| Item Code | Description | Item Remarks | Unit of Measurement | Quantity/Base Price | Unit Price/Discount % | Total | Unit Price/Discount % | Total | Unit Price/Discount % | Total | Unit Price/Discount % | Total | Unit Price/Discount % | Total | Unit Price/Discount % | Total | Unit Price/Discount % | Total
3.9.21 | 2.06.13 | (*) The Contractor may price here any new items or additional quantity for an existing BOQ item, which are shown in the Drawings or any other Tender/Contract Documents but overlooked or not specifically mentioned herein and is necessary for the satisfactory completion of the Works/this section. Should the Contractor fail to insert any item here, it will be deemed that his lump sum Tender Price includes all such items and no claims for additional items will be entertained. |  | Sum | 1 | 0 | 0 | 0 | 0 | 0 | 0 | 0 | 0 | 0 | 0 | 0 | 0 | 9464427.52 | 9464427.52
| Note | Note Details
3.9.22 | - | Please attach one PDF file to be named "Additional Items for (insert bill no/name & Section No/name)" for the details of these additional items in the additional attachment area in the Commercial Envelope.
3.10 Bill No. 2.07 - STORM WATER DRAINAGE | [5 empty] | 54 (out of 54) | 10527372 | 54 (out of 54) | 20538380 | 54 (out of 54) | 20538380 | 54 (out of 54) | 16447988 | 54 (out of 54) | 25006803 | 54 (out of 54) | 16262964.13 | 54 (out of 54) | 34750116.82
| Note | Note Details
3.10.1 | - | Excavate trench for Storm water drain in any type of soil including rock, get out, part return, cart away surplus, temporary support of existing services, prepare formation, supply and place pipes, lower into trench , joint , connect to manhole or drain including water tight plugs, short piece and connection, make hydraulic (continued...)
3.10.2 | - | (…continued)& deflection test and retest, allow for bedding and surround, as specified and shown on drawings ,including provision of all material,fittings labour, plant and all incidental work as specified for GRP/ u PVC RC Pipes as specified
| Item Code | Description | Item Remarks | Unit of Measurement | Quantity/Base Price | Unit Price/Discount % | Total | Unit Price/Discount % | Total | Unit Price/Discount % | Total | Unit Price/Discount % | Total | Unit Price/Discount % | Total | Unit Price/Discount % | Total | Unit Price/Discount % | Total
3.10.3 | 2.07.01 | (*) uPVC pipes < = OD 280 and depth to invert ≤ 1.50 m |  | m | 5990 | 166 | 994340 | 180 | 1078200 | 180 | 1078200 | 207 | 1239930 | 203 | 1215970 | 268.88 | 1610591.2 | 0 | 0
3.10.4 | 2.07.02 | (*) Ditto but depth to invert > 1.50 m ≤ 2.0 m |  | m | 4750 | 194 | 921500 | 215 | 1021250 | 215 | 1021250 | 220 | 1045000 | 218 | 1035500 | 295.76 | 1404860 | 0 | 0
3.10.5 | 2.07.03 | (*) Ditto but depth to invert > 2.0 m ≤ 3.0 m |  | m | 1350 | 288 | 388800 | 310 | 418500 | 310 | 418500 | 257 | 346950 | 308 | 415800 | 322.65 | 435577.5 | 0 | 0
3.10.6 | 2.07.04 | (*) Ditto but depth to invert > 3.0 m ≤ 4.5 m |  | m | 10 | 415 | 4150 | 452 | 4520 | 452 | 4520 | 291 | 2910 | 607 | 6070 | 483.98 | 4839.8 | 0 | 0
3.10.7 | 2.07.05 | (*) uPVC pipes < = OD 315 and depth to invert ≤ 2.0 m |  | m | 265 | 212 | 56180 | 250 | 66250 | 250 | 66250 | 265 | 70225 | 292 | 77380 | 322.65 | 85502.25 | 0 | 0
3.10.8 | 2.07.06 | (*) Ditto but depth to invert > 2.0 m ≤ 3.0 m |  | m | 355 | 313 | 111115 | 340 | 120700 | 340 | 120700 | 295 | 104725 | 382 | 135610 | 376.43 | 133632.65 | 0 | 0
3.10.9 | 2.07.07 | (*) Ditto but depth to invert > 3.0 m ≤ 4.5 m |  | m | 10 | 424 | 4240 | 480 | 4800 | 480 | 4800 | 330 | 3300 | 681 | 6810 | 537.75 | 5377.5 | 0 | 0
3.10.10 | 2.07.08 | (*) uPVC pipes < = OD 400 and depth to invert ≤ 1.50 m |  | m | 85 | 244 | 20740 | 270 | 22950 | 270 | 22950 | 398 | 33830 | 373 | 31705 | 322.65 | 27425.25 | 0 | 0
3.10.11 | 2.07.09 | (*) Ditto but depth to invert > 1.50 m ≤ 2.0 m |  | m | 290 | 266 | 77140 | 310 | 89900 | 310 | 89900 | 370 | 107300 | 388 | 112520 | 349.54 | 101366.6 | 0 | 0
3.10.12 | 2.07.10 | (*) Ditto but depth to invert > 2.0 m ≤ 3.0 m |  | m | 10 | 381 | 3810 | 415 | 4150 | 415 | 4150 | 438 | 4380 | 478 | 4780 | 403.31 | 4033.1 | 0 | 0
3.10.13 | 2.07.11 | (*) Ditto but GRP pipes DN 400mm and depth to invert ≤ 1.50m |  | m | 45 | 245 | 11025 | 295 | 13275 | 295 | 13275 | 352 | 15840 | 259 | 11655 | 430.2 | 19359 | 0 | 0
3.10.14 | 2.07.12 | (*) Ditto but depth to invert > 1.50 m ≤ 2.0 m |  | m | 475 | 267 | 126825 | 330 | 156750 | 330 | 156750 | 410 | 194750 | 274 | 130150 | 483.98 | 229890.5 | 0 | 0
3.10.15 | 2.07.13 | (*) Ditto but depth to invert > 2.0 m ≤ 3.5 m |  | m | 10 | 414 | 4140 | 495 | 4950 | 495 | 4950 | 464 | 4640 | 409 | 4090 | 537.75 | 5377.5 | 0 | 0
3.10.16 | 2.07.14 | (*) Ditto but GRP pipes DN 500mm and depth to invert ≤ 2.0m |  | m | 185 | 372 | 68820 | 470 | 86950 | 470 | 86950 | 458 | 84730 | 354 | 65490 | 537.75 | 99483.75 | 0 | 0
3.10.17 | 2.07.15 | (*) Ditto but depth to invert > 2.0 m ≤ 3.0 m |  | m | 100 | 539 | 53900 | 560 | 56000 | 560 | 56000 | 490 | 49000 | 444 | 44400 | 914.18 | 91418 | 0 | 0
3.10.18 | 2.07.16 | (*) Ditto but depth to invert > 3.0 m ≤ 4.5 m |  | m | 265 | 584 | 154760 | 750 | 198750 | 750 | 198750 | 530 | 140450 | 756 | 200340 | 967.95 | 256506.75 | 0 | 0
3.10.19 | 2.07.17 | (*) Ditto but depth to invert > 4.5 m ≤ 6.0 m |  | m | 270 | 883 | 238410 | 1010 | 272700 | 1010 | 272700 | 629 | 169830 | 1127 | 304290 | 1075.5 | 290385 | 0 | 0
3.10.20 | 2.07.18 | (*) Ditto but depth to invert > 6.0m ≤ 7.50 m |  | m | 10 | 1428 | 14280 | 1750 | 17500 | 1750 | 17500 | 678 | 6780 | 2683 | 26830 | 1344.38 | 13443.8 | 0 | 0
3.10.21 | 2.07.19 | (*) Ditto but RC pipes DN 700mm and depth to invert ≤ 7.0m |  | m | 300 | 1302 | 390600 | 3260 | 978000 | 3260 | 978000 | 678 | 203400 | 2093 | 627900 | 1613.25 | 483975 | 0 | 0
3.10.22 | 2.07.20 | (*) Ditto but depth to invert > 7.0 m ≤ 8.5 m |  | m | 305 | 1877 | 572485 | 3690 | 1125450 | 3690 | 1125450 | 729 | 222345 | 4039 | 1231895 | 1989.68 | 606852.4 | 0 | 0
3.10.23 | 2.07.21 | (*) Ditto but RC pipes DN 800mm and depth to invert ≤ 4.5m |  | m | 125 | 865 | 108125 | 2200 | 275000 | 2200 | 275000 | 530 | 66250 | 1312 | 164000 | 1398.15 | 174768.75 | 0 | 0
3.10.24 | 2.07.22 | (*) Ditto but depth to invert > 4.5 m ≤ 6.0 m |  | m | 415 | 1011 | 419565 | 2670 | 1108050 | 2670 | 1108050 | 629 | 261035 | 1876 | 778540 | 1613.25 | 669498.75 | 0 | 0
3.10.25 | 2.07.23 | (*) Ditto but depth to invert > 6.0 m ≤7.5 m |  | m | 10 | 1838 | 18380 | 3400 | 34000 | 3400 | 34000 | 678 | 6780 | 3502 | 35020 | 1935.9 | 19359 | 0 | 0
3.10.26 | 2.07.24 | (*) Extra over pipe laying for providing concrete surround class 20/20 as specified for PVC-u pipe OD 280mm allow for extra excavation and incidental works |  | m | 5485 | 130 | 713050 | 135 | 740475 | 135 | 740475 | 181 | 992785 | 206 | 1129910 | 123.68 | 678384.8 | 0 | 0
3.10.27 | 2.07.25 | (*) Extra over pipe laying for providing concrete surround class 20/20 as specified for PVC-u pipe OD 315mm allow for extra excavation and incidental works |  | m | 50 | 137 | 6850 | 150 | 7500 | 150 | 7500 | 198 | 9900 | 223 | 11150 | 134.44 | 6722 | 0 | 0
3.10.28 | 2.07.26 | (*) Extra over pipe laying for providing concrete surround class 20/20 as specified for PVC-u pipe OD 400mm allow for extra excavation and incidental works |  | m | 225 | 161 | 36225 | 175 | 39375 | 175 | 39375 | 238 | 53550 | 273 | 61425 | 161.33 | 36299.25 | 0 | 0
3.10.29 | 2.07.27 | (*) Extra over pipe laying for providing concrete surround class 20/20 as specified forGRP pipe DN 400mm allow for extra excavation and incidental works |  | m | 245 | 161 | 39445 | 175 | 42875 | 175 | 42875 | 238 | 58310 | 273 | 66885 | 172.08 | 42159.6 | 0 | 0
3.10.30 | 2.07.28 | (*) Extra over pipe laying for providing concrete surround class 20/20 as specified forGRP pipe DN 500mm allow for extra excavation and incidental works |  | m | 185 | 130 | 24050 | 210 | 38850 | 210 | 38850 | 285 | 52725 | 335 | 61975 | 204.35 | 37804.75 | 0 | 0
| Note | Note Details
3.10.31 | 2.07.29 | Construct storm water manhole (Type A) internal diameter 100 cm , allow for blinding C20/15, cover slab , heavy duty ductile iron cover and frame D400 clear opening 600X 750 mm including connection to storm water drain with all fittings, benching and water proofing, all as specified and shown on drawings or as instructed by the Engineer, (c0ontinued...)
| Item Code | Description | Item Remarks | Unit of Measurement | Quantity/Base Price | Unit Price/Discount % | Total | Unit Price/Discount % | Total | Unit Price/Discount % | Total | Unit Price/Discount % | Total | Unit Price/Discount % | Total | Unit Price/Discount % | Total | Unit Price/Discount % | Total
3.10.32 | 2.07.29 | (*) (…continued) allow for extra excavation in any type of material including rock, backfill, labour, plant, material required and all incidental works. Maximum depth from cover slab to invert level of pipe <=1.50m and maximum diameter of outgoing pipe DN 350mm |  | nr | 100 | 4679 | 467900 | 7230 | 723000 | 7230 | 723000 | 7080 | 708000 | 9035 | 903500 | 12906.01 | 1290601 | 0 | 0
| Note | Note Details
3.10.33 | 2.07.30 | Construct storm water manhole (Type A) internal diameter 100 cm , allow for blinding C20/15, cover slab , heavy duty ductile iron cover and frame D400 clear opening 600X 750 mm including connection to storm water drain with all fittings, benching and water proofing, all as specified and shown on drawings or as instructed by the Engineer,(continued...)
| Item Code | Description | Item Remarks | Unit of Measurement | Quantity/Base Price | Unit Price/Discount % | Total | Unit Price/Discount % | Total | Unit Price/Discount % | Total | Unit Price/Discount % | Total | Unit Price/Discount % | Total | Unit Price/Discount % | Total | Unit Price/Discount % | Total
3.10.34 | 2.07.30 | (*) (...continued) allow for extra excavation in any type of material including rock, backfill, labour, plant, material required and all incidental works. Maximum depth from cover slab to invert level of pipe exceeding 1.50m and not exceeding 2.0m and maximum diameter of outgoing pipe DN 350mm |  | nr | 44 | 4971 | 218724 | 8280 | 364320 | 8280 | 364320 | 8663 | 381172 | 9958 | 438152 | 13981.52 | 615186.88 | 0 | 0
| Note | Note Details
3.10.35 | 2.07.31 | Construct storm water manhole (Type A) internal diameter 100 cm , allow for blinding C20/15, cover slab , heavy duty ductile iron cover and frame D400 clear opening 600X 750 mm including connection to storm water drain with all fittings, benching and water proofing, all as specified and shown on drawings or as instructed by the Engineer, (continued...)
| Item Code | Description | Item Remarks | Unit of Measurement | Quantity/Base Price | Unit Price/Discount % | Total | Unit Price/Discount % | Total | Unit Price/Discount % | Total | Unit Price/Discount % | Total | Unit Price/Discount % | Total | Unit Price/Discount % | Total | Unit Price/Discount % | Total
3.10.36 | 2.07.31 | (*) (...continued) allow for extra excavation in any type of material including rock, backfill, labour, plant, material required and all incidental works. Maximum depth from cover slab to invert level of pipe exceeding 2.0m and not exceeding 3.0m and maximum diameter of outgoing pipe DN 350mm |  | nr | 15 | 5281 | 79215 | 11650 | 174750 | 11650 | 174750 | 9129 | 136935 | 11577 | 173655 | 16132.52 | 241987.8 | 0 | 0
| Note | Note Details
3.10.37 | 2.07.32 | Construct storm water manhole (Type B) internal diameter 120 cm , allow for blinding C20/15 cover slab heavy duty ductile iron cover and frame D400 clear opening 600X 750 mm including connection to storm water drain with all fittings, benching and water proofing all as specified and shown on drawings or as instructed by the Engineer, (continued...)
| Item Code | Description | Item Remarks | Unit of Measurement | Quantity/Base Price | Unit Price/Discount % | Total | Unit Price/Discount % | Total | Unit Price/Discount % | Total | Unit Price/Discount % | Total | Unit Price/Discount % | Total | Unit Price/Discount % | Total | Unit Price/Discount % | Total
3.10.38 | 2.07.32 | (*) (…continued), allow for extra excavation in any type of material including rock, backfill, labour, plant, material required and all incidental works. Maximum depth from cover slab to invert level of pipe <=2.0m and and maximum diameter of outgoing pipe 450mm |  | nr | 5 | 4705 | 23525 | 11800 | 59000 | 11800 | 59000 | 9129 | 45645 | 14677 | 73385 | 16132.52 | 80662.6 | 0 | 0
| Note | Note Details
3.10.39 | 2.07.33 | Construct storm water manhole (Type B) internal diameter 120 cm , allow for blinding C20/15 cover slab heavy duty ductile iron cover and frame D400 clear opening 600X 750 mm including connection to storm water drain with all fittings, benching and water proofing all as specified and shown on drawings or as instructed by the Engineer, Continued...)
| Item Code | Description | Item Remarks | Unit of Measurement | Quantity/Base Price | Unit Price/Discount % | Total | Unit Price/Discount % | Total | Unit Price/Discount % | Total | Unit Price/Discount % | Total | Unit Price/Discount % | Total | Unit Price/Discount % | Total | Unit Price/Discount % | Total
3.10.40 | 2.07.33 | (*) (... contineued), allow for extra excavation in any type of material including rock, backfill, labour, plant, material required and all incidental works. Maximum depth from cover slab to invert level of pipe exceeding 2.0m and not exceeding 3.50m and maximum diameter of outgoing pipe 450mm |  | nr | 1 | 6084 | 6084 | 18300 | 18300 | 18300 | 18300 | 12474 | 12474 | 17452 | 17452 | 21510.02 | 21510.02 | 0 | 0
| Note | Note Details
3.10.41 | 2.07.34 | Construct storm water manhole (Type C) internal diameter 140 cm , allow for blinding C20/15 cover slab heavy duty ductile iron cover and frame D400 clear opening 600X 750 mm including connection to storm water drain with all fittings, benching and water proofing all as specified and shown on drawings or as instructed by the Engineer,(continued...)
| Item Code | Description | Item Remarks | Unit of Measurement | Quantity/Base Price | Unit Price/Discount % | Total | Unit Price/Discount % | Total | Unit Price/Discount % | Total | Unit Price/Discount % | Total | Unit Price/Discount % | Total | Unit Price/Discount % | Total | Unit Price/Discount % | Total
3.10.42 | 2.07.34 | (*) (…continued), allow for extra excavation in any type of material including rock, backfill, labour, plant, material required and all incidental works. Maximum depth from cover slab to invert level of pipe <=2.0m and maximum diameter of outgoing pipe 600mm |  | nr | 1 | 6110 | 6110 | 12500 | 12500 | 12500 | 12500 | 10954 | 10954 | 10692 | 10692 | 22585.52 | 22585.52 | 0 | 0
| Note | Note Details
3.10.43 | 2.07.35 | Construct storm water manhole (Type C) internal diameter 140 cm , allow for blinding C20/15 cover slab heavy duty ductile iron cover and frame D400 clear opening 600X 750 mm including connection to storm water drain with all fittings, benching and water proofing all as specified and shown on drawings or as instructed by the Engineer,(continued...)
| Item Code | Description | Item Remarks | Unit of Measurement | Quantity/Base Price | Unit Price/Discount % | Total | Unit Price/Discount % | Total | Unit Price/Discount % | Total | Unit Price/Discount % | Total | Unit Price/Discount % | Total | Unit Price/Discount % | Total | Unit Price/Discount % | Total
3.10.44 | 2.07.35 | (*) (...contined) allow for extra excavation in any type of material including rock, backfill, labour, plant, material required and all incidental works. Maximum depth from cover slab to invert level of pipe exceeding 2.0m and not exceeding 3.50m and maximum diameter of outgoing pipe 600mm |  | nr | 3 | 7850 | 23550 | 19260 | 57780 | 19260 | 57780 | 14970 | 44910 | 14072 | 42216 | 26887.53 | 80662.59 | 0 | 0
| Note | Note Details
3.10.45 | 2.07.36 | Construct storm water manhole (Type F) internal diameter 200 cm , allow for blinding C20/15 cover slab heavy duty ductile iron cover and frame D400 clear opening 600X 750 mm including connection to storm water drain with all fittings, benching and water proofing all as specified and shown on drawings or as instructed by the Engineer, (continued...)
| Item Code | Description | Item Remarks | Unit of Measurement | Quantity/Base Price | Unit Price/Discount % | Total | Unit Price/Discount % | Total | Unit Price/Discount % | Total | Unit Price/Discount % | Total | Unit Price/Discount % | Total | Unit Price/Discount % | Total | Unit Price/Discount % | Total
3.10.46 | 2.07.36 | (*) (..contined) allow for extra excavation in any type of material including rock, backfill, labour, plant, material required and all incidental works. Maximum depth from cover slab to invert level of pipe not exceeding 4.00m and maximum diameter of outgoing pipe 1200mm |  | nr | 1 | 15648 | 15648 | 27270 | 27270 | 27270 | 27270 | 25301 | 25301 | 25139 | 25139 | 48397.55 | 48397.55 | 0 | 0
| Note | Note Details
3.10.47 | 2.07.37 | Construct storm water manhole (Type G) lower shaft dia. 140cm and upper shaft dia 100cm, maximum depth from cover slab to invert level of pipe 5.50 m and maximum diameter of outgoing pipe 600mm, allow for blinding B15/20 cover slab heavy duty ductile iron cover and frame D400 clear opening 600X 750 mm including joints and pipe connection, (continued...)
| Item Code | Description | Item Remarks | Unit of Measurement | Quantity/Base Price | Unit Price/Discount % | Total | Unit Price/Discount % | Total | Unit Price/Discount % | Total | Unit Price/Discount % | Total | Unit Price/Discount % | Total | Unit Price/Discount % | Total | Unit Price/Discount % | Total
3.10.48 | 2.07.37 | (*) (…continued) benching, all as specified and shown on drawings or as instructed by the Engineer, allow for extra excavation in any type of material including rock, backfill, labour, plant, material required and all incidental works |  | nr | 3 | 10890 | 32670 | 31780 | 95340 | 31780 | 95340 | 27668 | 83004 | 19607 | 58821 | 64530.07 | 193590.21 | 0 | 0
| Note | Note Details
3.10.49 | 2.07.38 | Construct storm water manhole (Type H) lower shaft dia. 160cm and upper shaft dia 100cm, maximum depth from cover slab to invert level of pipe 5.50 m and maximum diameter of outgoing pipe 800mm, allow for blinding B15/20 cover slab heavy duty ductile iron cover and frame D400 clear opening 600X 750 mm including joints and pipe connection, (continied...)
| Item Code | Description | Item Remarks | Unit of Measurement | Quantity/Base Price | Unit Price/Discount % | Total | Unit Price/Discount % | Total | Unit Price/Discount % | Total | Unit Price/Discount % | Total | Unit Price/Discount % | Total | Unit Price/Discount % | Total | Unit Price/Discount % | Total
3.10.50 | 2.07.38 | (*) (…continued) benching, all as specified and shown on drawings or as instructed by the Engineer, allow for extra excavation in any type of material including rock, backfill, labour, plant, material required and all incidental works |  | nr | 5 | 11614 | 58070 | 34100 | 170500 | 34100 | 170500 | 33201 | 166005 | 22073 | 110365 | 75285.08 | 376425.4 | 0 | 0
| Note | Note Details
3.10.51 | 2.07.39 | Construct storm water manhole (Type I) lower shaft dia. 180cm and upper shaft dia 100cm, maximum depth from cover slab to invert level of pipe 2.50 m and maximum diameter of outgoing pipe 1000mm, allow for blinding B15/20 cover slab heavy duty ductile iron cover and frame D400 clear opening 600X 750 mm ,(continued...)
| Item Code | Description | Item Remarks | Unit of Measurement | Quantity/Base Price | Unit Price/Discount % | Total | Unit Price/Discount % | Total | Unit Price/Discount % | Total | Unit Price/Discount % | Total | Unit Price/Discount % | Total | Unit Price/Discount % | Total | Unit Price/Discount % | Total
3.10.52 | 2.07.39 | (*) (..contnued), benching, all as specified and shown on drawings or as instructed by the Engineer, allow for extra excavation in any type of material including rock, backfill, labour, plant, material required and all incidental works |  | nr | 6 | 17071 | 102426 | 44100 | 264600 | 44100 | 264600 | 29051 | 174306 | 32172 | 193032 | 80662.59 | 483975.54 | 0 | 0
| Note | Note Details
3.10.53 | 2.07.40 | Construct storm water manhole (Type J) lower shaft dia. 200cm and upper shaft dia 100cm, maximum depth from cover slab to invert level of pipe 8.0 m and maximum diameter of outgoing pipe 1200mm, allow for blinding B15/20 cover slab heavy duty ductile iron cover and frame D400 clear opening 600X 750 mm , (continued...)
| Item Code | Description | Item Remarks | Unit of Measurement | Quantity/Base Price | Unit Price/Discount % | Total | Unit Price/Discount % | Total | Unit Price/Discount % | Total | Unit Price/Discount % | Total | Unit Price/Discount % | Total | Unit Price/Discount % | Total | Unit Price/Discount % | Total
3.10.54 | 2.07.40 | (*) (continued) benching, all as specified and shown on drawings or as instructed by the Engineer, allow for extra excavation in any type of material including rock, backfill, labour, plant, material required and all incidental works |  | nr | 2 | 20194 | 40388 | 48500 | 97000 | 48500 | 97000 | 52481 | 104962 | 40286 | 80572 | 86040.09 | 172080.18 | 0 | 0
| Note | Note Details
3.10.55 | 2.07.41 | Construct storm water manhole with sand trap internal diameter 150 cm, for storm water line DN <600 , allow for blinding B15/20 cover slab heavy duty ductile iron cover and frame D400 clear opening 600X 750 mm including connection to storm water drain and water proofing (continued..)
| Item Code | Description | Item Remarks | Unit of Measurement | Quantity/Base Price | Unit Price/Discount % | Total | Unit Price/Discount % | Total | Unit Price/Discount % | Total | Unit Price/Discount % | Total | Unit Price/Discount % | Total | Unit Price/Discount % | Total | Unit Price/Discount % | Total
3.10.56 | 2.07.41 | (*) (..continued) all as specified and shown on drawings or as instructed by the Engineer, allow for extra excavation in any type of material including rock, backfill, labour, plant, material required and all incidental works |  | nr | 34 | 8741 | 297194 | 30300 | 1030200 | 30300 | 1030200 | 33201 | 1128834 | 13578 | 461652 | 32265.03 | 1097011.02 | 0 | 0
| Note | Note Details
3.10.57 | 2.07.42 | Construct storm water manhole with sand trap internal dimensions 200 cmx200cm, for storm water line DN ≥ 600 , allow for blinding B15/20 cover slab heavy duty ductile iron cover and frame D400 clear opening 600X 750 mm including (continued...)
| Item Code | Description | Item Remarks | Unit of Measurement | Quantity/Base Price | Unit Price/Discount % | Total | Unit Price/Discount % | Total | Unit Price/Discount % | Total | Unit Price/Discount % | Total | Unit Price/Discount % | Total | Unit Price/Discount % | Total | Unit Price/Discount % | Total
3.10.58 | 2.07.42 | (*) (..continued) connection to storm water drain and water proofing all as specified and shown on drawings or as instructed by the Engineer, allow for extra excavation in any type of material including rock, backfill, labour, plant, material required and all incidental works |  | nr | 5 | 21942 | 109710 | 65000 | 325000 | 65000 | 325000 | 46482 | 232410 | 38140 | 190700 | 43020.05 | 215100.25 | 0 | 0
3.10.59 | 2.07.43 | (*) Supply and install kerb entry gullies with removable GRP perforated bucket, 470 x 470 heavy duty ductile iron lockable kerb inlet with gully grating and sand barrier all as specified and shown on drawings or as instructed by the Engineer, including all incidental works |  | nr | 16 | 1224 | 19584 | 5500 | 88000 | 5500 | 88000 | 2823 | 45168 | 3754 | 60064 | 2903.85 | 46461.6 | 0 | 0
3.10.60 | 2.07.44 | (*) Supply and install Flush gullies with removable GRP perforated bucket, heavy duty flush gully grating and frame 470 x 470 all as specified and shown on drawings or as instructed by the Engineer, including all incidental works |  | nr | 574 | 1234 | 708316 | 5100 | 2927400 | 5100 | 2927400 | 2823 | 1620402 | 3616 | 2075584 | 2688.75 | 1543342.5 | 0 | 0
3.10.61 | 2.07.45 | (*) Supply and lay OD 160 mm PVC-u gully connection pipe to carrier drain, allow for excavation in any type of soil including rock, backfilling, concrete surround and all incidentals, complete as specified and shown on drawings for all depths |  | m | 4600 | 161 | 740600 | 210 | 966000 | 210 | 966000 | 239 | 1099400 | 320 | 1472000 | 107.55 | 494730 | 0 | 0
3.10.62 | 2.07.46 | (*) Extra over for saddle or T connection to PVC-u carrier drain OD 280 mm |  | nr | 406 | 240 | 97440 | 850 | 345100 | 850 | 345100 | 483 | 196098 | 1380 | 560280 | 376.43 | 152830.58 | 0 | 0
3.10.63 | 2.07.47 | (*) Extra over for saddle or T connection to PVC-u carrier drain OD 315 mm |  | nr | 12 | 288 | 3456 | 950 | 11400 | 950 | 11400 | 604 | 7248 | 1636 | 19632 | 408.69 | 4904.28 | 0 | 0
3.10.64 | 2.07.48 | (*) Extra over for saddle or T connection to PVC-u carrier drain OD 400mm |  | nr | 14 | 349 | 4886 | 1250 | 17500 | 1250 | 17500 | 574 | 8036 | 1891 | 26474 | 645.3 | 9034.2 | 0 | 0
3.10.65 | 2.07.49 | (*) Extra over for saddle or T connection to GRP carrier drain DN 400mm |  | nr | 13 | 319 | 4147 | 1250 | 16250 | 1250 | 16250 | 604 | 7852 | 4576 | 59488 | 1075.5 | 13981.5 | 0 | 0
3.10.66 | 2.07.50 | (*) Extra over for saddle or T connection to GRP carrier drain DN 500mm |  | nr | 19 | 500 | 9500 | 1500 | 28500 | 1500 | 28500 | 665 | 12635 | 5215 | 99085 | 1613.25 | 30651.75 | 0 | 0
3.10.67 | 2.07.51 | (*) Extra over for saddle or T connection to RC carrier drain DN 700mm |  | nr | 14 | 909 | 12726 | 2500 | 35000 | 2500 | 35000 | 665 | 9310 | 8175 | 114450 | 3011.4 | 42159.6 | 0 | 0
3.10.68 | 2.07.52 | (*) Ditto, but gully connecting pipe for connection to manhole or chamber |  | nr | 112 | 114 | 12768 | 500 | 56000 | 500 | 56000 | 665 | 74480 | 1380 | 154560 | 107.55 | 12045.6 | 0 | 0
3.10.69 | 2.07.53 | (*) Construct storm water discharge Detention Pond/Open lagoon (top dimensions 340m x 90m , base dimensions 303.16x 53.16 and depth from ground level to pond bed level 6.14m) for discharging storm water including outfall structure with details as shown on drawings and approved by Employer including chain link fence , Rip Rap, filter material ,geotextile membrane , steps and acess gate all as specified and shown on drawings or as instructed by Engineer and according to site requirements. |  | Item | 1 | 1849785 | 1849785 | 4600000 | 4600000 | 4600000 | 4600000 | 4560797 | 4560797 | 9587763 | 9587763 | 1398151.51 | 1398151.51 | 0 | 0
| Note | Note Details
3.10.70 | - | Contractor's Adjustment
| Item Code | Description | Item Remarks | Unit of Measurement | Quantity/Base Price | Unit Price/Discount % | Total | Unit Price/Discount % | Total | Unit Price/Discount % | Total | Unit Price/Discount % | Total | Unit Price/Discount % | Total | Unit Price/Discount % | Total | Unit Price/Discount % | Total
3.10.71 | 2.07.54 | (*) The Contractor may price here any new items or additional quantity for an existing BOQ item, which are shown in the Drawings or any other Tender/Contract Documents but overlooked or not specifically mentioned herein and is necessary for the satisfactory completion of the Works/this section. Should the Contractor fail to insert any item here, it will be deemed that his lump sum Tender Price includes all such items and no claims for additional items will be entertained. |  | Sum | 1 | 0 | 0 | 0 | 0 | 0 | 0 | 0 | 0 | 0 | 0 | 0 | 0 | 34750116.82 | 34750116.82
| Note | Note Details
3.10.72 | - | Please attach one PDF file to be named "Additional Items for (insert bill no/name & Section No/name)" for the details of these additional items in the additional attachment area in the Commercial Envelope.
3.11 BLL NO. 2.08 - GRAVITY SEWER WORKS | [5 empty] | 242 (out of 242) | 19882279 | 242 (out of 242) | 24187254 | 242 (out of 242) | 24187254 | 242 (out of 242) | 21606895 | 242 (out of 242) | 26348673 | 242 (out of 242) | 30072300.25 | 242 (out of 242) | 0
| Note | Note Details
3.11.1 | - | SEWER PIPELINES WORKS
3.11.2 | - | Supply of materials
3.11.3 | - | Supply and deliver to site/approved site storage, keep as recommended by the manufacturer/instructed by the Engineer, the following PVC-u pipes including jointing materials , coupling,detecteble warning etc as specified in tender /Contract documents .
| Item Code | Description | Item Remarks | Unit of Measurement | Quantity/Base Price | Unit Price/Discount % | Total | Unit Price/Discount % | Total | Unit Price/Discount % | Total | Unit Price/Discount % | Total | Unit Price/Discount % | Total | Unit Price/Discount % | Total | Unit Price/Discount % | Total
3.11.4 | 2.08.01 | (*) uPVC Pipes OD 160mm, Class 10 |  | m | 2200 | 20 | 44000 | 60 | 132000 | 60 | 132000 | 33 | 72600 | 42 | 92400 | 48.4 | 106480 | 0 | 0
3.11.5 | 2.08.02 | (*) uPVC Pipes OD 225mm ,Class 10 |  | m | 9550 | 38 | 362900 | 85 | 811750 | 85 | 811750 | 55 | 525250 | 82 | 783100 | 75.29 | 719019.5 | 0 | 0
3.11.6 | 2.08.03 | (*) uPVC Pipes OD 225mm ,Class 16 |  | m | 1500 | 57 | 85500 | 170 | 255000 | 170 | 255000 | 83 | 124500 | 123 | 184500 | 86.04 | 129060 | 0 | 0
3.11.7 | 2.08.04 | (*) uPVC Pipes OD 280mm, Class 16 |  | m | 720 | 87 | 62640 | 205 | 147600 | 205 | 147600 | 129 | 92880 | 198 | 142560 | 129.06 | 92923.2 | 0 | 0
3.11.8 | 2.08.05 | (*) uPVC Pipes OD 315mm, Class 16 |  | m | 1000 | 110 | 110000 | 240 | 240000 | 240 | 240000 | 163 | 163000 | 209 | 209000 | 161.33 | 161330 | 0 | 0
| Note | Note Details
3.11.9 | - | Installation
3.11.10 | - | Install sewer pipe lines including trench excavation in any type of soil including rock , get out, part return of excavated material , backfill, cart away surplus, temporary support of existing services, prepare formation, place pipe supports, transport pipes & fittings from the storage, lower into trench, joint, connect to manhole or sewerline, (continued)
3.11.11 | - | (…continued), allow for granular bedding and surround, hydraulic & deflection test including provision for dewatering , labour, plant and all incidental works Completeas specified in tender /Contract documents for the following PVC-u pipes.
| Item Code | Description | Item Remarks | Unit of Measurement | Quantity/Base Price | Unit Price/Discount % | Total | Unit Price/Discount % | Total | Unit Price/Discount % | Total | Unit Price/Discount % | Total | Unit Price/Discount % | Total | Unit Price/Discount % | Total | Unit Price/Discount % | Total
3.11.12 | 2.08.06 | (*) uPVC Pipes OD 160mm class10, Average depth to invert <1.5m |  | m | 30 | 90 | 2700 | 90 | 2700 | 90 | 2700 | 158 | 4740 | 107 | 3210 | 118.31 | 3549.3 | 0 | 0
3.11.13 | 2.08.07 | (*) Ditto but for Average depth to invert >1.5m <=2.0m |  | m | 1100 | 107 | 117700 | 170 | 187000 | 170 | 187000 | 167 | 183700 | 122 | 134200 | 150.57 | 165627 | 0 | 0
3.11.14 | 2.08.08 | (*) Ditto but for Average depth to invert >2.0m <=2.5m |  | m | 700 | 171 | 119700 | 240 | 168000 | 240 | 168000 | 209 | 146300 | 167 | 116900 | 188.21 | 131747 | 0 | 0
3.11.15 | 2.08.09 | (*) Ditto but for Average depth to invert exceeding 2.5m |  | m | 370 | 216 | 79920 | 265 | 98050 | 265 | 98050 | 230 | 85100 | 483 | 178710 | 215.1 | 79587 | 0 | 0
3.11.16 | 2.08.10 | (*) uPVC Pipes OD 225mm class10, depth to invert <1.5m |  | m | 20 | 95 | 1900 | 90 | 1800 | 90 | 1800 | 173 | 3460 | 118 | 2360 | 123.68 | 2473.6 | 0 | 0
3.11.17 | 2.08.11 | (*) Ditto but for Average depth to invert >1.5m <=2.0m |  | m | 505 | 110 | 55550 | 170 | 85850 | 170 | 85850 | 190 | 95950 | 134 | 67670 | 155.95 | 78754.75 | 0 | 0
3.11.18 | 2.08.12 | (*) Ditto but for Average depth to invert >2.0m <=2.5m |  | m | 1850 | 129 | 238650 | 240 | 444000 | 240 | 444000 | 207 | 382950 | 179 | 331150 | 193.59 | 358141.5 | 0 | 0
3.11.19 | 2.08.13 | (*) Ditto but for Average depth to invert >2.5m <=3.0m |  | m | 1955 | 222 | 434010 | 265 | 518075 | 265 | 518075 | 238 | 465290 | 224 | 437920 | 225.86 | 441556.3 | 0 | 0
3.11.20 | 2.08.14 | (*) Ditto but for Average depth to invert >3.0m <=3.5m |  | m | 1515 | 252 | 381780 | 295 | 446925 | 295 | 446925 | 285 | 431775 | 269 | 407535 | 263.5 | 399202.5 | 0 | 0
3.11.21 | 2.08.15 | (*) Ditto but for Average depth to invert >3.5m <=4.0m |  | m | 1320 | 297 | 392040 | 345 | 455400 | 345 | 455400 | 335 | 442200 | 344 | 454080 | 322.65 | 425898 | 0 | 0
3.11.22 | 2.08.16 | (*) Ditto but for Average depth to invert >4.0m <=4.5m |  | m | 765 | 291 | 222615 | 390 | 298350 | 390 | 298350 | 394 | 301410 | 522 | 399330 | 376.43 | 287968.95 | 0 | 0
3.11.23 | 2.08.17 | (*) Ditto but for Average depth to invert >4.5m <=5.0m |  | m | 880 | 373 | 328240 | 440 | 387200 | 440 | 387200 | 464 | 408320 | 620 | 545600 | 408.69 | 359647.2 | 0 | 0
3.11.24 | 2.08.18 | (*) Ditto but for Average depth to invert >5.0m <=5.5m |  | m | 515 | 414 | 213210 | 505 | 260075 | 505 | 260075 | 536 | 276040 | 757 | 389855 | 483.98 | 249249.7 | 0 | 0
3.11.25 | 2.08.19 | (*) Ditto but for Average depth to invert >5.5m <=6.0m |  | m | 225 | 584 | 131400 | 615 | 138375 | 615 | 138375 | 631 | 141975 | 893 | 200925 | 645.3 | 145192.5 | 0 | 0
3.11.26 | 2.08.20 | (*) uPVC Pipes OD 225mm class16,Average depth to invert >6.0m<=6.5m |  | m | 240 | 673 | 161520 | 1060 | 254400 | 1060 | 254400 | 746 | 179040 | 1030 | 247200 | 699.08 | 167779.2 | 0 | 0
3.11.27 | 2.08.21 | (*) Ditto but for Average depth to invert >6.5m <=7.0m |  | m | 295 | 769 | 226855 | 1250 | 368750 | 1250 | 368750 | 882 | 260190 | 1206 | 355770 | 1021.73 | 301410.35 | 0 | 0
3.11.28 | 2.08.22 | (*) Ditto but for Average depth to invert >7.0m <=7.5m |  | m | 480 | 1122 | 538560 | 1450 | 696000 | 1450 | 696000 | 1044 | 501120 | 2414 | 1158720 | 1075.5 | 516240 | 0 | 0
3.11.29 | 2.08.23 | (*) Ditto but for Average depth to invert >7.5m <=8.0m |  | m | 225 | 1246 | 280350 | 1625 | 365625 | 1625 | 365625 | 1237 | 278325 | 2660 | 598500 | 1290.6 | 290385 | 0 | 0
3.11.30 | 2.08.24 | (*) Ditto but for Average depth to invert >8.0m <=8.5m |  | m | 135 | 1532 | 206820 | 1850 | 249750 | 1850 | 249750 | 1467 | 198045 | 2960 | 399600 | 1613.25 | 217788.75 | 0 | 0
3.11.31 | 2.08.25 | (*) Ditto but for Average depth to invert >8.5m <=9.0m |  | m | 75 | 1636 | 122700 | 2010 | 150750 | 2010 | 150750 | 1742 | 130650 | 3261 | 244575 | 2151 | 161325 | 0 | 0
3.11.32 | 2.08.26 | (*) Ditto but for Average depth to invert exceeding 9.0m |  | m | 50 | 1734 | 86700 | 2400 | 120000 | 2400 | 120000 | 2069 | 103450 | 4135 | 206750 | 3764.25 | 188212.5 | 0 | 0
3.11.33 | 2.08.27 | (*) uPVC Pipes OD 280mm class16, Average depth to invert >7.0m <=7.50m |  | m | 20 | 1125 | 22500 | 1475 | 29500 | 1475 | 29500 | 1127 | 22540 | 2419 | 48380 | 1183.05 | 23661 | 0 | 0
3.11.34 | 2.08.28 | (*) Ditto but for Average depth to invert >7.5m <=8.0m |  | m | 75 | 1249 | 93675 | 1660 | 124500 | 1660 | 124500 | 1336 | 100200 | 2665 | 199875 | 1398.15 | 104861.25 | 0 | 0
3.11.35 | 2.08.29 | (*) Ditto but for Average depth to invert >8.0m <=8.5m |  | m | 465 | 1533 | 712845 | 1900 | 883500 | 1900 | 883500 | 1586 | 737490 | 2965 | 1378725 | 1882.13 | 875190.45 | 0 | 0
3.11.36 | 2.08.30 | (*) Ditto but for Average depth to invert >8.5m <=9.0m |  | m | 130 | 1637 | 212810 | 2050 | 266500 | 2050 | 266500 | 1882 | 244660 | 3266 | 424580 | 2688.75 | 349537.5 | 0 | 0
3.11.37 | 2.08.31 | (*) Ditto but for Average depth to invert exceeding 9.0m |  | m | 30 | 1735 | 52050 | 2450 | 73500 | 2450 | 73500 | 2236 | 67080 | 4140 | 124200 | 4302 | 129060 | 0 | 0
3.11.38 | 2.08.32 | (*) uPVC Pipes OD 315mm class16, Average depth to invert >6.5m <= 7.0m |  | m | 20 | 827 | 16540 | 1300 | 26000 | 1300 | 26000 | 959 | 19180 | 1217 | 24340 | 1290.6 | 25812 | 0 | 0
3.11.39 | 2.08.33 | (*) Ditto but for Average depth to invert >7.0m <=7.5m |  | m | 175 | 1176 | 205800 | 1475 | 258125 | 1475 | 258125 | 1136 | 198800 | 2425 | 424375 | 1451.93 | 254087.75 | 0 | 0
3.11.40 | 2.08.34 | (*) Ditto but for Average depth to invert >7.5m <=8.0m |  | m | 440 | 1254 | 551760 | 1700 | 748000 | 1700 | 748000 | 1346 | 592240 | 2671 | 1175240 | 1505.7 | 662508 | 0 | 0
3.11.41 | 2.08.35 | (*) Ditto but for Average depth to invert >8.0m <=8.5m |  | m | 295 | 1538 | 453710 | 1950 | 575250 | 1950 | 575250 | 1597 | 471115 | 2972 | 876740 | 1989.68 | 586955.6 | 0 | 0
3.11.42 | 2.08.36 | (*) Ditto but for Average depth to invert >8.5m <=9.0m |  | m | 40 | 1679 | 67160 | 2050 | 82000 | 2050 | 82000 | 1895 | 75800 | 3272 | 130880 | 2903.85 | 116154 | 0 | 0
3.11.43 | 2.08.37 | (*) Ditto but for Average depth to invert exceeding 9.0m |  | m | 30 | 1784 | 53520 | 2500 | 75000 | 2500 | 75000 | 2252 | 67560 | 4146 | 124380 | 4839.76 | 145192.8 | 0 | 0
| Note | Note Details
3.11.44 | - | Concrete Beds and Surrounds
3.11.45 | - | The prices and rates for Extra over for pipelines for supplying and placing concrete surround at any depth including formwork, finishes, expansion joints, filling to the actual width of excavation, disposal of surplus excavated material and all other works necessary for the satisfactory completion of the works as specified in tender /Contract documents / or as instructed by the Engineer for the following PVC-u pipe
| Item Code | Description | Item Remarks | Unit of Measurement | Quantity/Base Price | Unit Price/Discount % | Total | Unit Price/Discount % | Total | Unit Price/Discount % | Total | Unit Price/Discount % | Total | Unit Price/Discount % | Total | Unit Price/Discount % | Total | Unit Price/Discount % | Total
3.11.46 | 2.08.38 | (*) For PVC-u pipes OD 160 |  | m | 500 | 90 | 45000 | 86 | 43000 | 86 | 43000 | 148 | 74000 | 157 | 78500 | 134.44 | 67220 | 0 | 0
3.11.47 | 2.08.39 | (*) Ditto but for OD 225 mm |  | m | 100 | 111 | 11100 | 105 | 10500 | 105 | 10500 | 173 | 17300 | 199 | 19900 | 161.33 | 16133 | 0 | 0
3.11.48 | 2.08.40 | (*) Ditto but for OD 280 mm |  | m | 50 | 130 | 6500 | 135 | 6750 | 135 | 6750 | 181 | 9050 | 206 | 10300 | 215.1 | 10755 | 0 | 0
3.11.49 | 2.08.41 | (*) Ditto but for OD 315 mm |  | m | 50 | 137 | 6850 | 150 | 7500 | 150 | 7500 | 198 | 9900 | 237 | 11850 | 268.88 | 13444 | 0 | 0
| Note | Note Details
3.11.50 | - | Connection to Existing Manholes
3.11.51 | - | Connect new pipeline to existing manhole/inspection chamber allow for dealing with existing flow, either connecting to existing port or cutting opening in concrete / block masonry wall , the installation of sleeves , any necessary make up pieces, adapters or couplings, making a satisfactory watertight joint between the existing inlet pipe and the installation of new pipe work , (continued)
3.11.52 | - | (continued) , and make good after installing sleeve including rebenching, grouting and all incidental works and material as specified in tender /Contract documents for following PVC-u pipes
| Item Code | Description | Item Remarks | Unit of Measurement | Quantity/Base Price | Unit Price/Discount % | Total | Unit Price/Discount % | Total | Unit Price/Discount % | Total | Unit Price/Discount % | Total | Unit Price/Discount % | Total | Unit Price/Discount % | Total | Unit Price/Discount % | Total
3.11.53 | 2.08.42 | (*) For PVC-u pipes OD315mm |  | nr | 1 | 50250 | 50250 | 100000 | 100000 | 100000 | 100000 | 18105 | 18105 | 51135 | 51135 | 26887.53 | 26887.53 | 0 | 0
3.11.54 | 2.08.43 | (*) For GRP DN1600, Stiffness10,000 N/m2 |  | nr | 1 | 254734 | 254734 | 150000 | 150000 | 150000 | 150000 | 60349 | 60349 | 127837 | 127837 | 215100.23 | 215100.23 | 0 | 0
| Note | Note Details
3.11.55 | - | MANHOLES, CHAMBERS
3.11.56 | - | The prices and rates for manholes shall include for all plant, materials and labour required to construct the manholes including excavations , concrete , reinforcement, constructing inlet and outlet pipes of any material and diameter, short lengths of pipe,watertight plugs to inlet pipes where no connection is made, safety chains, manhole covers and frames including painting,(continued)
3.11.57 | - | (continued),GRP sealing plates, internal and external concrete protection systems,expansion joints and water bars, reinstatement , and all other works required to make the manholes complete all aspects as specified in tender / Contract documents .
3.11.58 | - | House Connection/Small Rectangular Inspection Chambers (size 1000mm x 600mm)
| Item Code | Description | Item Remarks | Unit of Measurement | Quantity/Base Price | Unit Price/Discount % | Total | Unit Price/Discount % | Total | Unit Price/Discount % | Total | Unit Price/Discount % | Total | Unit Price/Discount % | Total | Unit Price/Discount % | Total | Unit Price/Discount % | Total
3.11.59 | 2.08.44 | (*) Depth > 0.0 m, ≤ 1.0 m |  | nr | 4 | 5527 | 22108 | 7500 | 30000 | 7500 | 30000 | 7221 | 28884 | 6652 | 26608 | 6990.76 | 27963.04 | 0 | 0
3.11.60 | 2.08.45 | (*) Depth exceeding 1.0 m |  | nr | 1 | 6680 | 6680 | 8000 | 8000 | 8000 | 8000 | 8024 | 8024 | 8283 | 8283 | 7528.51 | 7528.51 | 0 | 0
| Note | Note Details
3.11.61 | - | 1000mm Internal Diameter Inspection/Collection Chambers
| Item Code | Description | Item Remarks | Unit of Measurement | Quantity/Base Price | Unit Price/Discount % | Total | Unit Price/Discount % | Total | Unit Price/Discount % | Total | Unit Price/Discount % | Total | Unit Price/Discount % | Total | Unit Price/Discount % | Total | Unit Price/Discount % | Total
3.11.62 | 2.08.46 | (*) Depth > 1.0 m, ≤ 1.5 m |  | nr | 124 | 7624 | 945376 | 11000 | 1364000 | 11000 | 1364000 | 9329 | 1156796 | 8531 | 1057844 | 7528.51 | 933535.24 | 0 | 0
3.11.63 | 2.08.47 | (*) Depth > 1.5 m, ≤ 2.0 m |  | nr | 80 | 9146 | 731680 | 12300 | 984000 | 12300 | 984000 | 10485 | 838800 | 9706 | 776480 | 8388.91 | 671112.8 | 0 | 0
3.11.64 | 2.08.48 | (*) Depth >2.0 m, ≤ 2.50 m |  | nr | 5 | 10162 | 50810 | 15500 | 77500 | 15500 | 77500 | 11959 | 59795 | 11189 | 55945 | 8819.11 | 44095.55 | 0 | 0
3.11.65 | 2.08.49 | (*) Depth exceeding 2.50 m |  | nr | 4 | 11783 | 47132 | 17750 | 71000 | 17750 | 71000 | 12468 | 49872 | 12527 | 50108 | 9679.51 | 38718.04 | 0 | 0
| Note | Note Details
3.11.66 | - | 1500mm Internal Diameter Manholes
3.11.67 | - | For the purposes of measurement manholes with shafts shall be measured in three parts as base units, shafts and cover slabs all as follows:
3.11.68 | - | (i) Base Units
3.11.69 | - | The prices and rates for manhole base units shall include for all plant,materialand labour required to construct the units including excavation, GRP bunching. concrete ,reinforcement , constructing inlet and outlet pipes of any material and diameter, short lengths of pipe, watertight plugs to inlet pipes where no connection is made, safety chains,cut-off walls, internal and external concrete protection systems,expansion joints and water bars ,all other works required to make the units complete.
3.11.70 | - | Standard 1500mm internal diameter base units all as detailed for variable invert depths:
| Item Code | Description | Item Remarks | Unit of Measurement | Quantity/Base Price | Unit Price/Discount % | Total | Unit Price/Discount % | Total | Unit Price/Discount % | Total | Unit Price/Discount % | Total | Unit Price/Discount % | Total | Unit Price/Discount % | Total | Unit Price/Discount % | Total
3.11.71 | 2.08.50 | (*) Depth > 1.5 m, ≤ 2 m |  | nr | 30 | 12359 | 370770 | 9300 | 279000 | 9300 | 279000 | 10220 | 306600 | 8441 | 253230 | 16132.52 | 483975.6 | 0 | 0
3.11.72 | 2.08.51 | (*) Depth > 2 m, ≤ 2.5 m |  | nr | 23 | 13520 | 310960 | 9800 | 225400 | 9800 | 225400 | 11014 | 253322 | 8976 | 206448 | 18283.52 | 420520.96 | 0 | 0
3.11.73 | 2.08.52 | (*) Depth > 2.5 m, ≤ 3.0 m |  | nr | 30 | 14497 | 434910 | 10250 | 307500 | 10250 | 307500 | 12445 | 373350 | 9539 | 286170 | 21510.02 | 645300.6 | 0 | 0
3.11.74 | 2.08.53 | (*) Depth > 3.0 m, ≤ 3.5 m |  | nr | 19 | 15793 | 300067 | 10750 | 204250 | 10750 | 204250 | 13774 | 261706 | 10085 | 191615 | 25274.28 | 480211.32 | 0 | 0
3.11.75 | 2.08.54 | (*) Depth > 3.5 m, ≤ 4.0 m |  | nr | 18 | 16997 | 305946 | 11250 | 202500 | 11250 | 202500 | 15365 | 276570 | 10910 | 196380 | 28178.13 | 507206.34 | 0 | 0
3.11.76 | 2.08.55 | (*) Depth > 4.0 m, ≤ 4.5 m |  | nr | 14 | 18785 | 262990 | 11750 | 164500 | 11750 | 164500 | 16021 | 224294 | 11679 | 163506 | 32265.03 | 451710.42 | 0 | 0
3.11.77 | 2.08.56 | (*) Depth > 4.5 m, ≤ 5.0 m |  | nr | 12 | 20179 | 242148 | 12250 | 147000 | 12250 | 147000 | 16727 | 200724 | 12476 | 149712 | 35491.54 | 425898.48 | 0 | 0
3.11.78 | 2.08.57 | (*) Depth > 5.0 m, ≤ 5.5 m |  | nr | 5 | 21630 | 108150 | 12850 | 64250 | 12850 | 64250 | 17487 | 87435 | 13257 | 66285 | 38718.04 | 193590.2 | 0 | 0
3.11.79 | 2.08.58 | (*) Depth > 5.5 m, ≤ 6.0 m |  | nr | 5 | 27023 | 135115 | 13400 | 67000 | 13400 | 67000 | 19278 | 96390 | 14327 | 71635 | 43020.05 | 215100.25 | 0 | 0
3.11.80 | 2.08.59 | (*) Depth > 6.0 m, ≤ 6.5 m |  | nr | 4 | 28112 | 112448 | 15050 | 60200 | 15050 | 60200 | 20263 | 81052 | 16030 | 64120 | 59152.56 | 236610.24 | 0 | 0
3.11.81 | 2.08.60 | (*) Depth > 6.50 m, ≤ 7.0 m |  | nr | 7 | 30297 | 212079 | 15500 | 108500 | 15500 | 108500 | 21327 | 149289 | 17072 | 119504 | 69907.58 | 489353.06 | 0 | 0
3.11.82 | 2.08.61 | (*) Depth > 7.0 m, ≤7.50 m |  | nr | 8 | 32138 | 257104 | 16000 | 128000 | 16000 | 128000 | 22479 | 179832 | 20608 | 164864 | 73134.08 | 585072.64 | 0 | 0
3.11.83 | 2.08.62 | (*) Depth > 7.50 m, ≤ 8.0 m |  | nr | 20 | 34916 | 698320 | 16500 | 330000 | 16500 | 330000 | 23727 | 474540 | 22221 | 444420 | 80662.59 | 1613251.8 | 0 | 0
3.11.84 | 2.08.63 | (*) Depth > 8.0m, ≤ 8.50 m |  | nr | 13 | 36616 | 476008 | 17100 | 222300 | 17100 | 222300 | 25079 | 326027 | 23763 | 308919 | 91417.6 | 1188428.8 | 0 | 0
3.11.85 | 2.08.64 | (*) Depth > 8.5m, ≤ 9.0 m |  | nr | 6 | 39954 | 239724 | 18000 | 108000 | 18000 | 108000 | 26545 | 159270 | 29432 | 176592 | 96795.1 | 580770.6 | 0 | 0
3.11.86 | 2.08.65 | (*) Depthexceeding 9.0 m |  | nr | 2 | 42137 | 84274 | 20000 | 40000 | 20000 | 40000 | 28135 | 56270 | 30622 | 61244 | 161325.17 | 322650.34 | 0 | 0
| Note | Note Details
3.11.87 | - | (ii) Shafts
3.11.88 | - | The prices and rates for shafts shall include for all plant, materials and labour required to construct the shaft above base units including,excavation , concrete , reinforcement , internal and external concrete protection systems,expansion joints and water bars, rest platforms and all other necessary works complete as specified in tender / Contract documents .
| Item Code | Description | Item Remarks | Unit of Measurement | Quantity/Base Price | Unit Price/Discount % | Total | Unit Price/Discount % | Total | Unit Price/Discount % | Total | Unit Price/Discount % | Total | Unit Price/Discount % | Total | Unit Price/Discount % | Total | Unit Price/Discount % | Total
3.11.89 | 2.08.66 | (*) Additional height of shaft, internal diameter 150cm |  | m | 750 | 1918 | 1438500 | 4700 | 3525000 | 4700 | 3525000 | 3316 | 2487000 | 2704 | 2028000 | 4517.1 | 3387825 | 0 | 0
| Note | Note Details
3.11.90 | - | (iii) Cover Slabs
3.11.91 | - | The prices and rates for cover slabs shall include for all plant, materials and labour required to construct the cover slabs above shafts including excavation , concrete , reinforcement, internal and external concrete protection systems,expansion joints and water bars, manhole covers and frames including painting, GRP sealing plates, over the plan area of the base of the manhole and all other works necessary to make the cover slabs complete as specified in tender / Contract documents .
| Item Code | Description | Item Remarks | Unit of Measurement | Quantity/Base Price | Unit Price/Discount % | Total | Unit Price/Discount % | Total | Unit Price/Discount % | Total | Unit Price/Discount % | Total | Unit Price/Discount % | Total | Unit Price/Discount % | Total | Unit Price/Discount % | Total
3.11.92 | 2.08.67 | (*) Standard cover slab for 1500mm diameter shaft. |  | nr | 216 | 2565 | 554040 | 3300 | 712800 | 3300 | 712800 | 3820 | 825120 | 2812 | 607392 | 4839.76 | 1045388.16 | 0 | 0
| Note | Note Details
3.11.93 | - | BACKDROPS
3.11.94 | - | The prices and rates for Extra over of backdrops shall include for all additional plant,materials and labour required to construct the backdrops in any material in to the manhole bases and shafts including additional excavation,concrete, short lengths of pipe, 90 degree bends, tees, rodding eyes,(continued)
3.11.95 | - | (continued),vertical pipes including concrete surround, watertight plugs where no connection is made and all other works necessary to make the backdrops complete as specified in tender / Contract documents /or as instructed by Engineer.
| Item Code | Description | Item Remarks | Unit of Measurement | Quantity/Base Price | Unit Price/Discount % | Total | Unit Price/Discount % | Total | Unit Price/Discount % | Total | Unit Price/Discount % | Total | Unit Price/Discount % | Total | Unit Price/Discount % | Total | Unit Price/Discount % | Total
3.11.96 | 2.08.68 | (*) External backdrop for 160mm u-PVC pipe in new manhole for invert drop depth up to 1.0 m |  | nr | 8 | 2362 | 18896 | 1550 | 12400 | 1550 | 12400 | 2414 | 19312 | 5369 | 42952 | 4302 | 34416 | 0 | 0
3.11.97 | 2.08.69 | (*) Ditto but for or invert drop depth 1.00 m, ≤ 1.50 m |  | nr | 9 | 3319 | 29871 | 1970 | 17730 | 1970 | 17730 | 2674 | 24066 | 6020 | 54180 | 4839.76 | 43557.84 | 0 | 0
3.11.98 | 2.08.70 | (*) Ditto but for or invert drop depth 1.5 m, ≤ 2 m |  | nr | 18 | 3802 | 68436 | 2430 | 43740 | 2430 | 43740 | 2942 | 52956 | 6726 | 121068 | 5323.73 | 95827.14 | 0 | 0
3.11.99 | 2.08.71 | (*) Ditto but for or invert drop depth 2.00 m, ≤ 2.50m |  | nr | 16 | 4422 | 70752 | 2960 | 47360 | 2960 | 47360 | 3218 | 51488 | 7394 | 118304 | 5915.26 | 94644.16 | 0 | 0
3.11.100 | 2.08.72 | (*) Ditto but for or invert drop depth2.50 m, ≤ 3.00m |  | nr | 8 | 4995 | 39960 | 3530 | 28240 | 3530 | 28240 | 3503 | 28024 | 8045 | 64360 | 6453.01 | 51624.08 | 0 | 0
3.11.101 | 2.08.73 | (*) Ditto but for or invert drop depth 3.00 m, ≤3.50m |  | nr | 10 | 5604 | 56040 | 4100 | 41000 | 4100 | 41000 | 3800 | 38000 | 8769 | 87690 | 6990.76 | 69907.6 | 0 | 0
3.11.102 | 2.08.74 | (*) Ditto but for or invert drop depth 3.50 m, ≤4.00m |  | nr | 6 | 6214 | 37284 | 4680 | 28080 | 4680 | 28080 | 4106 | 24636 | 9419 | 56514 | 7528.51 | 45171.06 | 0 | 0
3.11.103 | 2.08.75 | (*) Ditto but for or invert drop depth 4.00 m, ≤4.50 m |  | nr | 6 | 6739 | 40434 | 5220 | 31320 | 5220 | 31320 | 4427 | 26562 | 10031 | 60186 | 8066.26 | 48397.56 | 0 | 0
3.11.104 | 2.08.76 | (*) Ditto but for or invert drop depth 4.50 0m, ≤5.00 m |  | nr | 5 | 7314 | 36570 | 5780 | 28900 | 5780 | 28900 | 4760 | 23800 | 10794 | 53970 | 8604.01 | 43020.05 | 0 | 0
3.11.105 | 2.08.77 | (*) Ditto but for or invert drop depth 5.00 m, ≤5.50 m |  | nr | 5 | 7840 | 39200 | 6330 | 31650 | 6330 | 31650 | 5110 | 25550 | 11444 | 57220 | 9141.76 | 45708.8 | 0 | 0
3.11.106 | 2.08.78 | (*) Ditto but for or invert drop depth 5.50 m, ≤6.00 m |  | nr | 7 | 8637 | 60459 | 7000 | 49000 | 7000 | 49000 | 5475 | 38325 | 12055 | 84385 | 9679.51 | 67756.57 | 0 | 0
3.11.107 | 2.08.79 | (*) Ditto but for or invert drop depth 6.00m, ≤6.50 m |  | nr | 4 | 9208 | 36832 | 7610 | 30440 | 7610 | 30440 | 5861 | 23444 | 12706 | 50824 | 10217.26 | 40869.04 | 0 | 0
3.11.108 | 2.08.80 | (*) Ditto but for or invert drop depth 6.50m, ≤7.00 m |  | nr | 2 | 9589 | 19178 | 8330 | 16660 | 8330 | 16660 | 6265 | 12530 | 13430 | 26860 | 10755.01 | 21510.02 | 0 | 0
3.11.109 | 2.08.81 | (*) Ditto but for or invert drop depth 7.00m, ≤7.50 m |  | nr | 2 | 10371 | 20742 | 8960 | 17920 | 8960 | 17920 | 6692 | 13384 | 14080 | 28160 | 11292.76 | 22585.52 | 0 | 0
3.11.110 | 2.08.82 | (*) Ditto but for or invert drop depth exceeding 7.50 m |  | nr | 2 | 11145 | 22290 | 9700 | 19400 | 9700 | 19400 | 8170 | 16340 | 14692 | 29384 | 16132.52 | 32265.04 | 0 | 0
3.11.111 | 2.08.83 | (*) External backdrop for 225mm u-PVC pipe in new manhole for invert drop depth up to 1.0 m |  | nr | 1 | 3456 | 3456 | 2565 | 2565 | 2565 | 2565 | 2817 | 2817 | 6305 | 6305 | 4570.88 | 4570.88 | 0 | 0
3.11.112 | 2.08.84 | (*) Ditto but for or invert drop depth 1.00 m, ≤ 1.50 m |  | nr | 1 | 4385 | 4385 | 3000 | 3000 | 3000 | 3000 | 3260 | 3260 | 7132 | 7132 | 5108.63 | 5108.63 | 0 | 0
3.11.113 | 2.08.85 | (*) Ditto but for or invert drop depth 1.5 m, ≤ 2 m |  | nr | 1 | 4964 | 4964 | 3630 | 3630 | 3630 | 3630 | 3713 | 3713 | 7808 | 7808 | 5592.61 | 5592.61 | 0 | 0
3.11.114 | 2.08.86 | (*) Ditto but for or invert drop depth 2.00 m, ≤ 2.50m |  | nr | 1 | 5663 | 5663 | 4250 | 4250 | 4250 | 4250 | 4175 | 4175 | 8523 | 8523 | 6184.13 | 6184.13 | 0 | 0
3.11.115 | 2.08.87 | (*) Ditto but for or invert drop depth2.50 m, ≤ 3.00m |  | nr | 1 | 6303 | 6303 | 5000 | 5000 | 5000 | 5000 | 4646 | 4646 | 9311 | 9311 | 6721.88 | 6721.88 | 0 | 0
3.11.116 | 2.08.88 | (*) Ditto but for or invert drop depth 3.00 m, ≤3.50m |  | nr | 1 | 7022 | 7022 | 5710 | 5710 | 5710 | 5710 | 5129 | 5129 | 10139 | 10139 | 7259.63 | 7259.63 | 0 | 0
3.11.117 | 2.08.89 | (*) Ditto but for or invert drop depth 3.50 m, ≤4.00m |  | nr | 1 | 7698 | 7698 | 6340 | 6340 | 6340 | 6340 | 5624 | 5624 | 10854 | 10854 | 7797.38 | 7797.38 | 0 | 0
3.11.118 | 2.08.90 | (*) Ditto but for or invert drop depth exceeding 4.00 m |  | nr | 1 | 8191 | 8191 | 7250 | 7250 | 7250 | 7250 | 6133 | 6133 | 12582 | 12582 | 8388.91 | 8388.91 | 0 | 0
3.11.119 | 2.08.91 | (*) External backdrop for 280mm u-PVC pipe in new manhole for invert drop depth up to 2.00 m |  | nr | 1 | 5474 | 5474 | 4300 | 4300 | 4300 | 4300 | 3758 | 3758 | 8239 | 8239 | 5915.26 | 5915.26 | 0 | 0
3.11.120 | 2.08.92 | (*) Ditto but for or invert drop depth 2.00 m, ≤ 2.50m |  | nr | 1 | 6219 | 6219 | 4910 | 4910 | 4910 | 4910 | 4406 | 4406 | 10258 | 10258 | 6453.01 | 6453.01 | 0 | 0
3.11.121 | 2.08.93 | (*) Ditto but for or invert drop depth exceeding 2.50 m |  | nr | 1 | 6887 | 6887 | 6000 | 6000 | 6000 | 6000 | 5064 | 5064 | 12703 | 12703 | 6990.76 | 6990.76 | 0 | 0
3.11.122 | 2.08.94 | (*) External backdrop for 315mm u-PVC pipe in new manhole for invert drop depth up to 3.00 m |  | nr | 1 | 7864 | 7864 | 6200 | 6200 | 6200 | 6200 | 5432 | 5432 | 11350 | 11350 | 7259.63 | 7259.63 | 0 | 0
3.11.123 | 2.08.95 | (*) Ditto but for or invert drop depth 3.00 m, ≤3.50m |  | nr | 1 | 8764 | 8764 | 6900 | 6900 | 6900 | 6900 | 5920 | 5920 | 12344 | 12344 | 7528.51 | 7528.51 | 0 | 0
3.11.124 | 2.08.96 | (*) Ditto but for or invert drop depth 3.50 m, ≤4.00m |  | nr | 1 | 9420 | 9420 | 7500 | 7500 | 7500 | 7500 | 6783 | 6783 | 13225 | 13225 | 8066.26 | 8066.26 | 0 | 0
3.11.125 | 2.08.97 | (*) Ditto but for or invert drop depth 4.00 m, ≤4.50 m |  | nr | 4 | 10312 | 41248 | 8350 | 33400 | 8350 | 33400 | 7660 | 30640 | 15286 | 61144 | 8604.01 | 34416.04 | 0 | 0
3.11.126 | 2.08.98 | (*) Ditto but for or invert drop depth exceeding 4.50 0m |  | nr | 3 | 11050 | 33150 | 9100 | 27300 | 9100 | 27300 | 8554 | 25662 | 17005 | 51015 | 9141.76 | 27425.28 | 0 | 0
| Note | Note Details
3.11.127 | - | Special Covers and Frames
| Item Code | Description | Item Remarks | Unit of Measurement | Quantity/Base Price | Unit Price/Discount % | Total | Unit Price/Discount % | Total | Unit Price/Discount % | Total | Unit Price/Discount % | Total | Unit Price/Discount % | Total | Unit Price/Discount % | Total | Unit Price/Discount % | Total
3.11.128 | 2.08.99 | (*) Extra over for Special Heavey duty DI lockable Cover & Frame with GRP sealing plate to suit clear opening 750mm x 600mm. |  | nr | 213 | 998 | 212574 | 200 | 42600 | 200 | 42600 | 254 | 54102 | 1406 | 299478 | 1075.5 | 229081.5 | 0 | 0
3.11.129 | 2.08.100 | (*) Extra over for Special Medium duty DI lockable Cover & Frame with GRP sealing plate to suit clear opening 750mm x 600mm. |  | nr | 216 | 1015 | 219240 | 200 | 43200 | 200 | 43200 | 254 | 54864 | 1406 | 303696 | 914.18 | 197462.88 | 0 | 0
3.11.130 | 2.08.101 | (*) Extra over for Special Heavey duty DI lockable Cover & Frame with GRP sealing plate to suit clear opening 300mm x 300mm. |  | nr | 132 | 318 | 41976 | 200 | 26400 | 200 | 26400 | 254 | 33528 | 543 | 71676 | 268.88 | 35492.16 | 0 | 0
| Note | Note Details
3.11.131 | - | Additional Inlet pipes
3.11.132 | - | Extra over for Supply and deliver to site/ approved site storage, keep as recommended by the manufacturer special PVC- u sleeves with 75cm connection piece, connect to pipes
| Item Code | Description | Item Remarks | Unit of Measurement | Quantity/Base Price | Unit Price/Discount % | Total | Unit Price/Discount % | Total | Unit Price/Discount % | Total | Unit Price/Discount % | Total | Unit Price/Discount % | Total | Unit Price/Discount % | Total | Unit Price/Discount % | Total
3.11.133 | 2.08.102 | (*) Ditto but for OD 160 mm (class 10) |  | nr | 300 | 38 | 11400 | 50 | 15000 | 50 | 15000 | 507 | 152100 | 41 | 12300 | 107.55 | 32265 | 0 | 0
3.11.134 | 2.08.103 | (*) Ditto but for OD 225mm (class 10) |  | nr | 50 | 76 | 3800 | 85 | 4250 | 85 | 4250 | 520 | 26000 | 75 | 3750 | 161.33 | 8066.5 | 0 | 0
3.11.135 | 2.08.104 | (*) Ditto but for OD 225mm (class 16) |  | nr | 10 | 114 | 1140 | 230 | 2300 | 230 | 2300 | 543 | 5430 | 128 | 1280 | 188.21 | 1882.1 | 0 | 0
3.11.136 | 2.08.105 | (*) Ditto but for OD 280mm (class 16) |  | nr | 5 | 226 | 1130 | 285 | 1425 | 285 | 1425 | 567 | 2835 | 217 | 1085 | 209.72 | 1048.6 | 0 | 0
3.11.137 | 2.08.106 | (*) Ditto but for OD 315mm (class 16) |  | nr | 5 | 286 | 1430 | 420 | 2100 | 420 | 2100 | 593 | 2965 | 230 | 1150 | 215.1 | 1075.5 | 0 | 0
3.11.138 | 2.08.107 | (*) Ditto but for PVC-u sleeve OD 160 mm, with water tight plug (class 10) |  | nr | 90 | 62 | 5580 | 110 | 9900 | 110 | 9900 | 567 | 51030 | 124 | 11160 | 215.1 | 19359 | 0 | 0
3.11.139 | 2.08.108 | (*) Ditto but for PVC-u sleeve OD 225 mm, with water tight plug (class 10) |  | nr | 25 | 129 | 3225 | 350 | 8750 | 350 | 8750 | 579 | 14475 | 224 | 5600 | 225.86 | 5646.5 | 0 | 0
3.11.140 | 2.08.109 | (*) Ditto but for PVC-u sleeve OD 225mm, with water tight plug (class 16) |  | nr | 10 | 194 | 1940 | 400 | 4000 | 400 | 4000 | 604 | 6040 | 384 | 3840 | 241.99 | 2419.9 | 0 | 0
3.11.141 | 2.08.110 | (*) Ditto but for PVC-u sleeve OD 280mm, with water tight plug (class 16) |  | nr | 5 | 302 | 1510 | 450 | 2250 | 450 | 2250 | 628 | 3140 | 652 | 3260 | 322.65 | 1613.25 | 0 | 0
3.11.142 | 2.08.111 | (*) Ditto but for PVC-u sleeve OD 315mm, with water tight plug (class 16) |  | nr | 5 | 361 | 1805 | 500 | 2500 | 500 | 2500 | 652 | 3260 | 690 | 3450 | 376.43 | 1882.15 | 0 | 0
| Note | Note Details
3.11.143 | - | Extra over pipe laying for cast into concrete walls of chambers and manholes special PVC- u Sleeves complete with 75cm connection piece.
| Item Code | Description | Item Remarks | Unit of Measurement | Quantity/Base Price | Unit Price/Discount % | Total | Unit Price/Discount % | Total | Unit Price/Discount % | Total | Unit Price/Discount % | Total | Unit Price/Discount % | Total | Unit Price/Discount % | Total | Unit Price/Discount % | Total
3.11.144 | 2.08.112 | (*) For PVC-u pipes OD 160 (class 10) |  | nr | 300 | 78 | 23400 | 250 | 75000 | 250 | 75000 | 507 | 152100 | 375 | 112500 | 107.55 | 32265 | 0 | 0
3.11.145 | 2.08.113 | (*) Ditto but for OD 225 mm (class 10) |  | nr | 50 | 78 | 3900 | 300 | 15000 | 300 | 15000 | 520 | 26000 | 404 | 20200 | 161.33 | 8066.5 | 0 | 0
3.11.146 | 2.08.114 | (*) Ditto but for OD 225mm (class 16) |  | nr | 10 | 106 | 1060 | 300 | 3000 | 300 | 3000 | 543 | 5430 | 404 | 4040 | 188.21 | 1882.1 | 0 | 0
3.11.147 | 2.08.115 | (*) Ditto but for OD 280mm (class 16) |  | nr | 5 | 118 | 590 | 350 | 1750 | 350 | 1750 | 567 | 2835 | 433 | 2165 | 209.72 | 1048.6 | 0 | 0
3.11.148 | 2.08.116 | (*) Ditto but for OD 315mm (class 16) |  | nr | 5 | 118 | 590 | 400 | 2000 | 400 | 2000 | 593 | 2965 | 461 | 2305 | 225.86 | 1129.3 | 0 | 0
3.11.149 | 2.08.117 | (*) Ditto but for PVC-u sleeve OD 160 mm, with water tight plug (class 10) |  | nr | 90 | 78 | 7020 | 100 | 9000 | 100 | 9000 | 567 | 51030 | 455 | 40950 | 215.1 | 19359 | 0 | 0
3.11.150 | 2.08.118 | (*) Ditto but for PVC-u sleeve OD 225 mm, with water tight plug (class 10) |  | nr | 25 | 78 | 1950 | 100 | 2500 | 100 | 2500 | 579 | 14475 | 483 | 12075 | 225.86 | 5646.5 | 0 | 0
3.11.151 | 2.08.119 | (*) Ditto but for PVC-u sleeve OD 225mm, with water tight plug (class 16) |  | nr | 10 | 106 | 1060 | 100 | 1000 | 100 | 1000 | 604 | 6040 | 483 | 4830 | 241.99 | 2419.9 | 0 | 0
3.11.152 | 2.08.120 | (*) Ditto but for PVC-u sleeve OD 280mm, with water tight plug (class 16) |  | nr | 5 | 118 | 590 | 150 | 750 | 150 | 750 | 628 | 3140 | 512 | 2560 | 322.65 | 1613.25 | 0 | 0
3.11.153 | 2.08.121 | (*) Ditto but for PVC-u sleeve OD 315mm, with water tight plug (class 16) |  | nr | 5 | 118 | 590 | 150 | 750 | 150 | 750 | 652 | 3260 | 3117 | 15585 | 349.54 | 1747.7 | 0 | 0
| Note | Note Details
3.11.154 | - | Manholes Construction on Existing Sewer Pipelines
3.11.155 | - | Extra over manholes for constructing new manhole on existing sewer line , allow for dealing and maintaining with the existing flow, exposing pipes, cutting to length, chamfering, connecting to pipes and manholes, all extra excavation, dewatering, material, labor, plant, flushing the pipes between the manholes, backfill,reinstatement and all incidental work to complete the works as specified in tender / Contract documents /or as instructed by Engineer.
| Item Code | Description | Item Remarks | Unit of Measurement | Quantity/Base Price | Unit Price/Discount % | Total | Unit Price/Discount % | Total | Unit Price/Discount % | Total | Unit Price/Discount % | Total | Unit Price/Discount % | Total | Unit Price/Discount % | Total | Unit Price/Discount % | Total
3.11.156 | 2.08.122 | (*) PVC-u Pipes OD 315mm |  | nr | 1 | 25291 | 25291 | 150000 | 150000 | 150000 | 150000 | 19794 | 19794 | 63918 | 63918 | 64530.07 | 64530.07 | 0 | 0
3.11.157 | 2.08.123 | (*) PVC-u Pipes OD 1600mm |  | nr | 1 | 209336 | 209336 | 400000 | 400000 | 400000 | 400000 | 41037 | 41037 | 140621 | 140621 | 161325.17 | 161325.17 | 0 | 0
| Note | Note Details
3.11.158 | - | Manholes Construction to Replace Existing Manholes
3.11.159 | 2.08.124 | Supply and place of new manhole of internal diameter 150 cm to replace existing manhole complete unit ,allow for additional excavation if required , soil support ,protection ,removal and cart away of old structure ,prepare formation level, dewatering, allow for dealing and maintaining with the existing flow, (continued)
| Item Code | Description | Item Remarks | Unit of Measurement | Quantity/Base Price | Unit Price/Discount % | Total | Unit Price/Discount % | Total | Unit Price/Discount % | Total | Unit Price/Discount % | Total | Unit Price/Discount % | Total | Unit Price/Discount % | Total | Unit Price/Discount % | Total
3.11.160 | 2.08.124 | (*) (continued) connecting to pipes or manholes, dewatering ,reinstatement,all required labour, material, plants and all incidental work to complete the works as specified in tender / Contract documents / or as instructed by Engineer. |  | item | 1 | 64624 | 64624 | 100000 | 100000 | 100000 | 100000 | 30294 | 30294 | 76702 | 76702 | 107550.12 | 107550.12 | 0 | 0
| Note | Note Details
3.11.161 | - | ADJUSTMENT OF COVER LEVELS
3.11.162 | - | The prices and rates for adjusting cover levels of manholes shall include for all plant, materials and labour required to adjust the levels of covers as instructed including additional courses of blockwork, concrete and all other works required to adjust the cover level as specified in tender / Contract documents / or as instructed by Engineer.
| Item Code | Description | Item Remarks | Unit of Measurement | Quantity/Base Price | Unit Price/Discount % | Total | Unit Price/Discount % | Total | Unit Price/Discount % | Total | Unit Price/Discount % | Total | Unit Price/Discount % | Total | Unit Price/Discount % | Total | Unit Price/Discount % | Total
3.11.163 | 2.08.125 | (*) the difference between original and final cover levels is ≤ 10 cm |  | nr | 1 | 2932 | 2932 | 2500 | 2500 | 2500 | 2500 | 1811 | 1811 | 443 | 443 | 5377.51 | 5377.51 | 0 | 0
3.11.164 | 2.08.126 | (*) the difference between original and final cover levels is > 10cm, ≤ 20cm |  | nr | 1 | 2932 | 2932 | 3000 | 3000 | 3000 | 3000 | 2294 | 2294 | 886 | 886 | 7528.51 | 7528.51 | 0 | 0
3.11.165 | 2.08.127 | (*) the difference between original and final cover levels exceeding 20 cm |  | nr | 1 | 2932 | 2932 | 5000 | 5000 | 5000 | 5000 | 2838 | 2838 | 1329 | 1329 | 9141.76 | 9141.76 | 0 | 0
| Note | Note Details
3.11.166 | - | PRESSURE PIPELINE & STRUCTURES
3.11.167 | - | Supply of Materials
3.11.168 | - | Supply and deliver to site/approved site storage, keep as recommended by the manufacturer/instructed by the Engineer, the following HDPE pipes including pipe and fittings ,joining materials, coupling, etc. in standard length. HDPE, SDR11 pipes in standard length
| Item Code | Description | Item Remarks | Unit of Measurement | Quantity/Base Price | Unit Price/Discount % | Total | Unit Price/Discount % | Total | Unit Price/Discount % | Total | Unit Price/Discount % | Total | Unit Price/Discount % | Total | Unit Price/Discount % | Total | Unit Price/Discount % | Total
3.11.169 | 2.08.128 | (*) OD 250mm Dia, PE100, SDR 11 |  | m | 3870 | 75 | 290250 | 200 | 774000 | 200 | 774000 | 142 | 549540 | 130 | 503100 | 135.51 | 524423.7 | 0 | 0
3.11.170 | 2.08.129 | (*) Extra over for pipelines for supplying and placing concrete surround class B15 as specified to HDPE pipe OD 250mm, allow for extra excavation and incidental works. |  | m | 300 | 137 | 41100 | 120 | 36000 | 120 | 36000 | 153 | 45900 | 397 | 119100 | 161.33 | 48399 | 0 | 0
| Note | Note Details
3.11.171 | - | Construction
3.11.172 | - | Excavate trench for Pressure pipeline get out, part return, cart away surplus, prepare formation, compact, install pipes into trench, supports, bends, tees, fittings, joint, accessories, warning tapes, test, allow for backfilling with granular bed and surround as specified and shown on the drawing including provision of all material, labor and all incidental work as specified
| Item Code | Description | Item Remarks | Unit of Measurement | Quantity/Base Price | Unit Price/Discount % | Total | Unit Price/Discount % | Total | Unit Price/Discount % | Total | Unit Price/Discount % | Total | Unit Price/Discount % | Total | Unit Price/Discount % | Total | Unit Price/Discount % | Total
3.11.173 | 2.08.130 | (*) OD 250mm Dia, PE100, SDR 11 for depth m <=3.00m |  | m | 3870 | 253 | 979110 | 210 | 812700 | 210 | 812700 | 207 | 801090 | 286 | 1106820 | 376.43 | 1456784.1 | 0 | 0
| Note | Note Details
3.11.174 | - | Pressure Pipeline Structures
| Item Code | Description | Item Remarks | Unit of Measurement | Quantity/Base Price | Unit Price/Discount % | Total | Unit Price/Discount % | Total | Unit Price/Discount % | Total | Unit Price/Discount % | Total | Unit Price/Discount % | Total | Unit Price/Discount % | Total | Unit Price/Discount % | Total
3.11.175 | 2.08.131 | (*) Clearing and leveling of sites, remove overburden & cart away as instructed by the Engineer |  | m2 | 30 | 15 | 450 | 10 | 300 | 10 | 300 | 31 | 930 | 13 | 390 | 10.76 | 322.8 | 0 | 0
3.11.176 | 2.08.132 | (*) Import selected material for making up levels at building site, place in layers, compact at optimum moisture content as specified or as instructed by the Engineer |  | m3 | 15 | 53 | 795 | 50 | 750 | 50 | 750 | 48 | 720 | 112 | 1680 | 32.27 | 484.05 | 0 | 0
3.11.177 | 2.08.133 | (*) Excavate till formation level, part return, compact, cart away surplus, all as specified |  | m3 | 85 | 24 | 2040 | 15 | 1275 | 15 | 1275 | 80 | 6800 | 66 | 5610 | 53.78 | 4571.3 | 0 | 0
| Note | Note Details
3.11.178 | - | Supply of Materials
3.11.179 | - | Supply and deliver to site / approved site storage, the following materials as shown on drawings / as specified
| Item Code | Description | Item Remarks | Unit of Measurement | Quantity/Base Price | Unit Price/Discount % | Total | Unit Price/Discount % | Total | Unit Price/Discount % | Total | Unit Price/Discount % | Total | Unit Price/Discount % | Total | Unit Price/Discount % | Total | Unit Price/Discount % | Total
3.11.180 | 2.08.134 | (*) Supply High tensile deformed reinforcement bars |  | ton | 5 | 1749 | 8745 | 2000 | 10000 | 2000 | 10000 | 3428 | 17140 | 2812 | 14060 | 2473.65 | 12368.25 | 0 | 0
3.11.181 | 2.08.135 | (*) Supply GRP ladder and all accessories as specified |  | nr | 1 | 1137 | 1137 | 500 | 500 | 500 | 500 | 2153 | 2153 | 236 | 236 | 3226.5 | 3226.5 | 0 | 0
3.11.182 | 2.08.136 | (*) Supply ductile cast iron cover, class B125, clear opening 600mm dia, as specified. |  | nr | 1 | 512 | 512 | 800 | 800 | 800 | 800 | 1129 | 1129 | 748 | 748 | 1613.25 | 1613.25 | 0 | 0
3.11.183 | 2.08.137 | (*) Supply ductile cast iron cover, class B125, clear opening 750mm dia, as specified. |  | nr | 2 | 803 | 1606 | 1000 | 2000 | 1000 | 2000 | 1370 | 2740 | 888 | 1776 | 1774.58 | 3549.16 | 0 | 0
3.11.184 | 2.08.138 | (*) Supply GRP lining as specified |  | m2 | 50 | 213 | 10650 | 200 | 10000 | 200 | 10000 | 296 | 14800 | 639 | 31950 | 430.2 | 21510 | 0 | 0
3.11.185 | 2.08.139 | (*) Supply vent pipe DN 100 ,with puddle flange and vent cap as specified and shown in drawings |  | nr | 4 | 76 | 304 | 800 | 3200 | 800 | 3200 | 876 | 3504 | 272 | 1088 | 10755.01 | 43020.04 | 0 | 0
| Note | Note Details
3.11.186 | - | Construction/Installation
3.11.187 | - | Install with all accessories and including all incidental works etc. complete, testing, as specified or as per Drawings
| Item Code | Description | Item Remarks | Unit of Measurement | Quantity/Base Price | Unit Price/Discount % | Total | Unit Price/Discount % | Total | Unit Price/Discount % | Total | Unit Price/Discount % | Total | Unit Price/Discount % | Total | Unit Price/Discount % | Total | Unit Price/Discount % | Total
3.11.188 | 2.08.140 | (*) Fix High tensile deformed reinforcement bars |  | ton | 5 | 1079 | 5395 | 1000 | 5000 | 1000 | 5000 | 1207 | 6035 | 862 | 4310 | 1075.5 | 5377.5 | 0 | 0
3.11.189 | 2.08.141 | (*) Install GRP ladder, allow for all incidental work |  | nr | 1 | 250 | 250 | 50 | 50 | 50 | 50 | 452 | 452 | 256 | 256 | 2151 | 2151 | 0 | 0
3.11.190 | 2.08.142 | (*) Install ductile cast iron cover, class B125, clear opening 600mm as specified and show on drawings and all incidental work. |  | nr | 1 | 104 | 104 | 50 | 50 | 50 | 50 | 543 | 543 | 68 | 68 | 537.75 | 537.75 | 0 | 0
3.11.191 | 2.08.143 | (*) Supply ductile cast iron cover, class B125, clear opening 750mm dia, as specified. |  | nr | 2 | 104 | 208 | 50 | 100 | 50 | 100 | 543 | 1086 | 68 | 136 | 537.75 | 1075.5 | 0 | 0
3.11.192 | 2.08.144 | (*) Install GRP lining as specified |  | m2 | 50 | 54 | 2700 | 50 | 2500 | 50 | 2500 | 241 | 12050 | 192 | 9600 | 215.1 | 10755 | 0 | 0
3.11.193 | 2.08.145 | (*) Install vent pipe DN 100 ,with puddle flange and vent cap as specified and shown in drawings and all incidental work |  | nr | 4 | 66 | 264 | 200 | 800 | 200 | 800 | 302 | 1208 | 128 | 512 | 2688.75 | 10755 | 0 | 0
| Note | Note Details
3.11.194 | - | NDM/ HDD WORKS
| Item Code | Description | Item Remarks | Unit of Measurement | Quantity/Base Price | Unit Price/Discount % | Total | Unit Price/Discount % | Total | Unit Price/Discount % | Total | Unit Price/Discount % | Total | Unit Price/Discount % | Total | Unit Price/Discount % | Total | Unit Price/Discount % | Total
3.11.195 | 2.08.146 | (*) Allow for Preparation works to commence directional drilling works at both ends, reinstatement of surfaces to the original condition etc. to the satisfaction of the Engineer, soil investigation required for design purpose to a depth ≤ 6 m below ground level all incidental works, demobilization complete |  | nr | 1 | 454 | 454 | 10000 | 10000 | 10000 | 10000 | 18105 | 18105 | 12784 | 12784 | 10755.01 | 10755.01 | 0 | 0
| Note | Note Details
3.11.196 | - | Pipe laying in directional drilling method for HDPE pipe class PE 100 SDR 11 to any depth (to be decided on site by Engineer / as shown on drawings). Allow for the supply of all material, labour, plant, specials, pipes, fittings, tools, services, equipment & incidental works etc. required to execute, complete work including pits, drilling pilot hole, reaming, pulling back process etc. (continued)
3.11.197 | - | (continued) Establish, maintain and monitor surface movement points daily, submit daily report (Length shall be measured for the actual length of pipe laid) in any type of soil
| Item Code | Description | Item Remarks | Unit of Measurement | Quantity/Base Price | Unit Price/Discount % | Total | Unit Price/Discount % | Total | Unit Price/Discount % | Total | Unit Price/Discount % | Total | Unit Price/Discount % | Total | Unit Price/Discount % | Total | Unit Price/Discount % | Total
3.11.198 | 2.08.147 | (*) OD250 mm Dia. SDR 11 |  | m | 50 | 3088 | 154400 | 4000 | 200000 | 4000 | 200000 | 2655 | 132750 | 8949 | 447450 | 3226.5 | 161325 | 0 | 0
3.11.199 | 2.08.148 | (*) Works to complete NDM Works |  | Item | 1 | 64328 | 64328 | 10000 | 10000 | 10000 | 10000 | 4828 | 4828 | 6392 | 6392 | 5377.51 | 5377.51 | 0 | 0
| Note | Note Details
3.11.200 | - | Sewer Pumping Station At AL SAAD Civil Works
| Item Code | Description | Item Remarks | Unit of Measurement | Quantity/Base Price | Unit Price/Discount % | Total | Unit Price/Discount % | Total | Unit Price/Discount % | Total | Unit Price/Discount % | Total | Unit Price/Discount % | Total | Unit Price/Discount % | Total | Unit Price/Discount % | Total
3.11.201 | 2.08.149 | (*) Clearing and leveling of sites, remove overburden & cart away as instructed by the Engineer |  | m2 | 470 | 15 | 7050 | 10 | 4700 | 10 | 4700 | 12 | 5640 | 3 | 1410 | 10.76 | 5057.2 | 0 | 0
3.11.202 | 2.08.150 | (*) Import selected material for making up levels at building site, place in layers, compact at optimum moisture content as specified or as instructed by the Engineer |  | m3 | 120 | 53 | 6360 | 40 | 4800 | 40 | 4800 | 39 | 4680 | 8 | 960 | 32.27 | 3872.4 | 0 | 0
3.11.203 | 2.08.151 | (*) Excavate till formation level, part return, compact, cart away surplus, all as specified |  | m3 | 295 | 24 | 7080 | 30 | 8850 | 30 | 8850 | 80 | 23600 | 5 | 1475 | 914.18 | 269683.1 | 0 | 0
| Note | Note Details
3.11.204 | - | SUPPLY OF MATERIALS
3.11.205 | - | Supply and deliver to site / approved site storage, the following materials as shown on drawings / as specified
| Item Code | Description | Item Remarks | Unit of Measurement | Quantity/Base Price | Unit Price/Discount % | Total | Unit Price/Discount % | Total | Unit Price/Discount % | Total | Unit Price/Discount % | Total | Unit Price/Discount % | Total | Unit Price/Discount % | Total | Unit Price/Discount % | Total
3.11.206 | 2.08.152 | (*) Supply High tensile deformed reinforcement bars |  | ton | 19 | 2823 | 53637 | 2500 | 47500 | 2500 | 47500 | 3428 | 65132 | 2429 | 46151 | 2473.65 | 46999.35 | 0 | 0
3.11.207 | 2.08.153 | (*) Supply 20 cm thick cement block wall |  | m2 | 50 | 89 | 4450 | 40 | 2000 | 40 | 2000 | 9 | 450 | 33 | 1650 | 107.55 | 5377.5 | 0 | 0
3.11.208 | 2.08.154 | (*) Supply 10 cm thick cement block wall |  | m2 | 8 | 74 | 592 | 35 | 280 | 35 | 280 | 8 | 64 | 24 | 192 | 86.04 | 688.32 | 0 | 0
3.11.209 | 2.08.155 | (*) Supply 10 cm thick sand lime brick facing as specified |  | m2 | 36 | 124 | 4464 | 45 | 1620 | 45 | 1620 | 31 | 1116 | 115 | 4140 | 107.55 | 3871.8 | 0 | 0
3.11.210 | 2.08.156 | (*) Supply Glass brick masonry as specified |  | m2 | 16 | 289 | 4624 | 150 | 2400 | 150 | 2400 | 483 | 7728 | 243 | 3888 | 161.33 | 2581.28 | 0 | 0
3.11.211 | 2.08.157 | (*) Supply Roofing spouts materials complete as specified |  | m2 | 67 | 207 | 13869 | 120 | 8040 | 120 | 8040 | 61 | 4087 | 128 | 8576 | 161.33 | 10809.11 | 0 | 0
3.11.212 | 2.08.158 | (*) Supply GRP lining as specified |  | m2 | 153 | 124 | 18972 | 200 | 30600 | 200 | 30600 | 302 | 46206 | 100 | 15300 | 430.2 | 65820.6 | 0 | 0
3.11.213 | 2.08.159 | (*) Supply Ceramic tiles as specified |  | m2 | 28 | 87 | 2436 | 25 | 700 | 25 | 700 | 67 | 1876 | 64 | 1792 | 64.53 | 1806.84 | 0 | 0
3.11.214 | 2.08.160 | (*) Supply Terrazzo flooring as specified |  | m2 | 31 | 62 | 1922 | 20 | 620 | 20 | 620 | 67 | 2077 | 32 | 992 | 75.29 | 2333.99 | 0 | 0
3.11.215 | 2.08.161 | (*) Supply Terrazzo skirting as specified |  | m | 24 | 21 | 504 | 10 | 240 | 10 | 240 | 31 | 744 | 8 | 192 | 86.04 | 2064.96 | 0 | 0
3.11.216 | 2.08.162 | (*) Supply heavy duty double panel PVC door 2.00 x 2.60m high, allow for frames, fixing accessories etc. as specified and shown on drawings including all incidental work. (MCC Room) |  | nr | 1 | 3861 | 3861 | 5200 | 5200 | 5200 | 5200 | 9415 | 9415 | 7977 | 7977 | 5377.51 | 5377.51 | 0 | 0
3.11.217 | 2.08.163 | (*) Supply heavy duty Single panel PVC door 1.00 x 2.20m high, allow for frames, fixing accessories etc. as specified and shown on drawings including all incidental work. (MCC & Wash Room) |  | nr | 2 | 1634 | 3268 | 2200 | 4400 | 2200 | 4400 | 4828 | 9656 | 3375 | 6750 | 4839.76 | 9679.52 | 0 | 0
3.11.218 | 2.08.164 | (*) Supply heavy duty Single panel PVC door 0.90 x 2.20m high, allow for frames, fixing accessories etc. as specified and shown on drawings including all incidental work. (Toilet) |  | nr | 1 | 1471 | 1471 | 2100 | 2100 | 2100 | 2100 | 4587 | 4587 | 3375 | 3375 | 3226.5 | 3226.5 | 0 | 0
3.11.219 | 2.08.165 | (*) Supply heavy duty PVC Ventilator 0.60 x 0.60 m high allow for frames, fixing accessories etc. as specified and shown on drawings. for Toilet |  | nr | 1 | 310 | 310 | 500 | 500 | 500 | 500 | 3018 | 3018 | 1918 | 1918 | 2688.75 | 2688.75 | 0 | 0
3.11.220 | 2.08.166 | (*) Supply into concrete slab chequered plate cover 10mm thick and frame including lifting keys complete as specified and shown on drawings and all incidental work |  | m2 | 1 | 825 | 825 | 100 | 100 | 100 | 100 | 2655 | 2655 | 77 | 77 | 5377.51 | 5377.51 | 0 | 0
3.11.221 | 2.08.167 | (*) Supply ductile cast iron cover, class B125, clear opening (200 X 200)mm as specified |  | nr | 1 | 165 | 165 | 300 | 300 | 300 | 300 | 620 | 620 | 415 | 415 | 537.75 | 537.75 | 0 | 0
3.11.222 | 2.08.168 | (*) Supply ductile cast iron cover, class B125, clear opening 600mm dia. as specified |  | nr | 1 | 248 | 248 | 800 | 800 | 800 | 800 | 1016 | 1016 | 748 | 748 | 1613.25 | 1613.25 | 0 | 0
3.11.223 | 2.08.169 | (*) Supply ductile cast iron cover, class B125, clear opening (600 X600)mm as specified |  | nr | 1 | 413 | 413 | 800 | 800 | 800 | 800 | 1019 | 1019 | 575 | 575 | 1720.8 | 1720.8 | 0 | 0
3.11.224 | 2.08.170 | (*) Supply ductile cast iron cover, class B125, clear opening (750 X 750)mm as specified |  | nr | 1 | 578 | 578 | 1100 | 1100 | 1100 | 1100 | 2025 | 2025 | 1278 | 1278 | 1774.58 | 1774.58 | 0 | 0
3.11.225 | 2.08.171 | (*) Supply ductile cast iron cover, class B125, clear opening (900 X 900)mm as specified |  | nr | 1 | 743 | 743 | 1300 | 1300 | 1300 | 1300 | 3290 | 3290 | 1406 | 1406 | 2151 | 2151 | 0 | 0
3.11.226 | 2.08.172 | (*) Supply ductile cast iron cover, class B125, clear opening (900 X 1500)mm as specified |  | nr | 1 | 1073 | 1073 | 1600 | 1600 | 1600 | 1600 | 9053 | 9053 | 2557 | 2557 | 3764.25 | 3764.25 | 0 | 0
3.11.227 | 2.08.173 | (*) Supply ductile cast iron cover, class B125, clear opening (1000 X 2000)mm as specified |  | nr | 1 | 1650 | 1650 | 1800 | 1800 | 1800 | 1800 | 18105 | 18105 | 2940 | 2940 | 6453.01 | 6453.01 | 0 | 0
3.11.228 | 2.08.174 | (*) Supply vent pipe DN 100 ,with puddle flange with stainless steel fly mesh as specified and shown in drawings |  | nr | 2 | 0 | 0 | 820 | 1640 | 820 | 1640 | 1690 | 3380 | 486 | 972 | 3226.5 | 6453 | 0 | 0
3.11.229 | 2.08.175 | (*) Supply GRP ladder and all accessories as specified MCC building |  | m | 5 | 2063 | 10315 | 2000 | 10000 | 2000 | 10000 | 785 | 3925 | 1918 | 9590 | 537.75 | 2688.75 | 0 | 0
3.11.230 | 2.08.176 | (*) Supply GRP Safety cage for MCC building and all accessories as specified |  | m | 4 | 1650 | 6600 | 4000 | 16000 | 4000 | 16000 | 665 | 2660 | 1918 | 7672 | 1290.6 | 5162.4 | 0 | 0
3.11.231 | 2.08.177 | (*) Supply GRP ladder and all accessories as specified (Cable Room) |  | nr | 1 | 2063 | 2063 | 2000 | 2000 | 2000 | 2000 | 6035 | 6035 | 1918 | 1918 | 1075.5 | 1075.5 | 0 | 0
3.11.232 | 2.08.178 | (*) Supply for precast concrete boundary wall finishing complete. as specified and shown in drawings |  | m | 76 | 825 | 62700 | 700 | 53200 | 700 | 53200 | 1449 | 110124 | 1087 | 82612 | 537.75 | 40869 | 0 | 0
3.11.233 | 2.08.179 | (*) Supply heavy duty anodized aluminum gate 4.0 m wide, 2.20 m height, as instructed by the Engineer or as specified |  | nr | 1 | 8712 | 8712 | 7000 | 7000 | 7000 | 7000 | 18105 | 18105 | 11250 | 11250 | 9679.51 | 9679.51 | 0 | 0
3.11.234 | 2.08.180 | (*) Supply Inter locking tiles 8 cm thick as specified or as instructed by the Engineer |  | m2 | 341 | 62 | 21142 | 40 | 13640 | 40 | 13640 | 110 | 37510 | 60 | 20460 | 48.4 | 16504.4 | 0 | 0
3.11.235 | 2.08.181 | (*) Supply Grey heel curb 200mmX380mmX600mm as specified or as instructed by the Engineer |  | m | 22 | 99 | 2178 | 27 | 594 | 27 | 594 | 134 | 2948 | 28 | 616 | 53.78 | 1183.16 | 0 | 0
3.11.236 | 2.08.182 | (*) Supply 2 x OD 50 mm PVC-u pipe class 6 cable conduits as specified or as instructed by the Engineer |  | m | 7 | 0 | 0 | 25 | 175 | 25 | 175 | 48 | 336 | 16 | 112 | 26.89 | 188.23 | 0 | 0
3.11.237 | 2.08.183 | (*) Supply 3 x OD 50 mm PVC-u pipe class 6 cable conduits as specified or as instructed by the Engineer |  | m | 9 | 0 | 0 | 30 | 270 | 30 | 270 | 72 | 648 | 24 | 216 | 37.64 | 338.76 | 0 | 0
3.11.238 | 2.08.184 | (*) Supply 1 x OD 75 mm PVC-u pipe class 6 cable conduits as specified or as instructed by the Engineer |  | m | 8 | 0 | 0 | 20 | 160 | 20 | 160 | 31 | 248 | 12 | 96 | 21.51 | 172.08 | 0 | 0
3.11.239 | 2.08.185 | (*) Supply 8xOD75 mm PVC-u pipe class 6 cable conduits as specified or as instructed by the Engineer. |  | m | 9 | 0 | 0 | 65 | 585 | 65 | 585 | 122 | 1098 | 92 | 828 | 64.53 | 580.77 | 0 | 0
3.11.240 | 2.08.186 | (*) Supply 2xOD150 mm PVC-u pipe class 6 cable conduits as specified or as instructed by the Engineer. |  | m | 7 | 0 | 0 | 140 | 980 | 140 | 980 | 91 | 637 | 81 | 567 | 43.02 | 301.14 | 0 | 0
| Note | Note Details
3.11.241 | - | INSTALLATION
3.11.242 | - | Install with all accessories and including all incidental works etc. complete, testing, as specified or as per Drawings
| Item Code | Description | Item Remarks | Unit of Measurement | Quantity/Base Price | Unit Price/Discount % | Total | Unit Price/Discount % | Total | Unit Price/Discount % | Total | Unit Price/Discount % | Total | Unit Price/Discount % | Total | Unit Price/Discount % | Total | Unit Price/Discount % | Total
3.11.243 | 2.08.187 | (*) Fix High tensile deformed reinforcement bars |  | ton | 19 | 0 | 0 | 1000 | 19000 | 1000 | 19000 | 1207 | 22933 | 1041 | 19779 | 1075.5 | 20434.5 | 0 | 0
3.11.244 | 2.08.188 | (*) Construct 20 cm thick cement block wall |  | m2 | 50 | 0 | 0 | 35 | 1750 | 35 | 1750 | 169 | 8450 | 37 | 1850 | 26.89 | 1344.5 | 0 | 0
3.11.245 | 2.08.189 | (*) Construct 10 cm thick cement block wall |  | m2 | 8 | 0 | 0 | 35 | 280 | 35 | 280 | 145 | 1160 | 32 | 256 | 26.89 | 215.12 | 0 | 0
3.11.246 | 2.08.190 | (*) Construct 10 cm thick sand lime brick facing |  | m2 | 36 | 0 | 0 | 35 | 1260 | 35 | 1260 | 145 | 5220 | 32 | 1152 | 53.78 | 1936.08 | 0 | 0
3.11.247 | 2.08.191 | (*) Construct Glass brick masonry as specified or as instructed by the Engineer |  | m2 | 16 | 0 | 0 | 35 | 560 | 35 | 560 | 181 | 2896 | 95 | 1520 | 80.66 | 1290.56 | 0 | 0
3.11.248 | 2.08.192 | (*) Lay Roofing system including spouts as specified and as shown on the drawing |  | m2 | 67 | 0 | 0 | 50 | 3350 | 50 | 3350 | 61 | 4087 | 77 | 5159 | 53.78 | 3603.26 | 0 | 0
3.11.249 | 2.08.193 | (*) Fixing GRP lining as specified or as instructed by the Engineer |  | m2 | 153 | 0 | 0 | 50 | 7650 | 50 | 7650 | 122 | 18666 | 66 | 10098 | 215.1 | 32910.3 | 0 | 0
3.11.250 | 2.08.194 | (*) Fixing Ceramic tiles as specified or as instructed by the Engineer |  | m2 | 28 | 0 | 0 | 75 | 2100 | 75 | 2100 | 24 | 672 | 45 | 1260 | 43.02 | 1204.56 | 0 | 0
3.11.251 | 2.08.195 | (*) Fixing Terrazzo flooring as specified or as instructed by the Engineer |  | m2 | 31 | 0 | 0 | 75 | 2325 | 75 | 2325 | 24 | 744 | 45 | 1395 | 43.02 | 1333.62 | 0 | 0
3.11.252 | 2.08.196 | (*) Fixing Terrazzo skirting as specified or as instructed by the Engineer |  | m | 24 | 0 | 0 | 5 | 120 | 5 | 120 | 24 | 576 | 14 | 336 | 53.78 | 1290.72 | 0 | 0
3.11.253 | 2.08.197 | (*) Install heavy duty double panel PVC door 2.0 x 2.60m high, allow for frames, fixing accessories etc. as specified and shown on drawings including all incidental work. (MCC Room) |  | nr | 1 | 0 | 0 | 300 | 300 | 300 | 300 | 604 | 604 | 128 | 128 | 1075.5 | 1075.5 | 0 | 0
3.11.254 | 2.08.198 | (*) Install heavy duty Single panel PVC door 1.00 x 2.20m high, allow for frames, fixing accessories etc. as specified and shown on drawings including all incidental work. (MCC & Wash Room) |  | nr | 2 | 0 | 0 | 300 | 600 | 300 | 600 | 604 | 1208 | 128 | 256 | 1075.5 | 2151 | 0 | 0
3.11.255 | 2.08.199 | (*) Install heavy duty Single panel PVC door 0.90 x 2.20m high, allow for frames, fixing accessories etc. as specified and shown on drawings including all incidental work. (Toilet) |  | nr | 1 | 0 | 0 | 300 | 300 | 300 | 300 | 604 | 604 | 128 | 128 | 1075.5 | 1075.5 | 0 | 0
3.11.256 | 2.08.200 | (*) Install heavy duty PVC Ventilator 0.60 x 0.60 m high allow for frames, fixing accessories etc. as specified and shown on drawings. for Toilet |  | nr | 1 | 0 | 0 | 200 | 200 | 200 | 200 | 604 | 604 | 128 | 128 | 752.85 | 752.85 | 0 | 0
3.11.257 | 2.08.201 | (*) Install into concrete slab chequered plate cover 10mm thick and frame including lifting keys complete as specified and shown on drawings and all incidental work |  | m2 | 1 | 0 | 0 | 50 | 50 | 50 | 50 | 604 | 604 | 13 | 13 | 2151 | 2151 | 0 | 0
3.11.258 | 2.08.202 | (*) Install ductile cast iron cover, class B125, clear opening (200 X 200)mm as specified and shown on the drawing and all incidental work |  | nr | 1 | 0 | 0 | 50 | 50 | 50 | 50 | 604 | 604 | 13 | 13 | 215.1 | 215.1 | 0 | 0
3.11.259 | 2.08.203 | (*) Install ductile cast iron cover, class B125, clear opening 600dia.mm as specified and shown on the drawing and all incidental work |  | nr | 1 | 0 | 0 | 50 | 50 | 50 | 50 | 604 | 604 | 68 | 68 | 537.75 | 537.75 | 0 | 0
3.11.260 | 2.08.204 | (*) Install ductile cast iron cover, class B125, clear opening (600 X 600)mm as specified and shown on the drawing and all incidental work |  | nr | 1 | 0 | 0 | 50 | 50 | 50 | 50 | 604 | 604 | 68 | 68 | 537.75 | 537.75 | 0 | 0
3.11.261 | 2.08.205 | (*) Install ductile cast iron cover, class B125, clear opening (750 X 750)mm as specified and shown on the drawing and all incidental work |  | nr | 1 | 0 | 0 | 75 | 75 | 75 | 75 | 724 | 724 | 68 | 68 | 537.75 | 537.75 | 0 | 0
3.11.262 | 2.08.206 | (*) Install ductile cast iron cover, class B125, clear opening (900 X 900)mm as specified and shown on the drawing and all incidental work |  | nr | 1 | 0 | 0 | 100 | 100 | 100 | 100 | 1026 | 1026 | 68 | 68 | 537.75 | 537.75 | 0 | 0
3.11.263 | 2.08.207 | (*) IInstall ductile cast iron cover, class B125, clear opening (900 X 1500)mm as specified and shown on the drawing and all incidental work |  | nr | 1 | 0 | 0 | 100 | 100 | 100 | 100 | 1630 | 1630 | 68 | 68 | 806.63 | 806.63 | 0 | 0
3.11.264 | 2.08.208 | (*) Install ductile cast iron cover, class B125, clear opening (1000 X 2000)mm as specified and shown on the drawing and all incidental work |  | nr | 1 | 0 | 0 | 100 | 100 | 100 | 100 | 2233 | 2233 | 68 | 68 | 1075.5 | 1075.5 | 0 | 0
3.11.265 | 2.08.209 | (*) Install vent pipe DN 100 ,with puddle flange with stainless steel fly mesh as specified and shown in drawings and all incidental work |  | nr | 2 | 0 | 0 | 200 | 400 | 200 | 400 | 604 | 1208 | 13 | 26 | 537.75 | 1075.5 | 0 | 0
3.11.266 | 2.08.210 | (*) Install GRP ladder, allow for all incidental work MCC building |  | m | 5 | 0 | 0 | 200 | 1000 | 200 | 1000 | 122 | 610 | 128 | 640 | 107.55 | 537.75 | 0 | 0
3.11.267 | 2.08.211 | (*) Install GRP Safety cage for MCC allow for all incidental work |  | m | 4 | 0 | 0 | 250 | 1000 | 250 | 1000 | 122 | 488 | 128 | 512 | 322.65 | 1290.6 | 0 | 0
3.11.268 | 2.08.212 | (*) Install GRP ladder, allow for all incidental work ( Cable room) |  | nr | 1 | 0 | 0 | 200 | 200 | 200 | 200 | 363 | 363 | 128 | 128 | 107.55 | 107.55 | 0 | 0
3.11.269 | 2.08.213 | (*) Construct Pre- cast boundary wall finishing complete. as specified and shown in drawings, allow for all incidental works. |  | m | 105 | 0 | 0 | 200 | 21000 | 200 | 21000 | 424 | 44520 | 128 | 13440 | 537.75 | 56463.75 | 0 | 0
3.11.270 | 2.08.214 | (*) Install heavy duty anodized aluminum gate 4.0 m wide, 2.20 m height, as instructed by the Engineer, allow for all incidental works |  | nr | 1 | 0 | 0 | 100 | 100 | 100 | 100 | 3018 | 3018 | 384 | 384 | 2151 | 2151 | 0 | 0
3.11.271 | 2.08.215 | (*) Install Inter locking tiles 8 cm thick on compacted sub base, allow for all incidental works as specified or as instructed by the Engineer |  | m2 | 341 | 0 | 0 | 40 | 13640 | 40 | 13640 | 23 | 7843 | 15 | 5115 | 37.64 | 12835.24 | 0 | 0
3.11.272 | 2.08.216 | (*) Install Grey heel curb 200mmX380mmX600mm, placed on concrete B35 foundation including packing concrete etc., as specified or as instructed by the Engineer |  | m | 22 | 0 | 0 | 45 | 990 | 45 | 990 | 28 | 616 | 46 | 1012 | 19.36 | 425.92 | 0 | 0
3.11.273 | 2.08.217 | (*) Install 2x OD 50 mm PVC-u pipe class 6 cable conduits complete with pulling wires, concrete surround B15, allow for excavation, backfilling, jointing with walls / pits, fittings, water tight end caps etc. and all incidental works |  | m | 7 | 0 | 0 | 100 | 700 | 100 | 700 | 61 | 427 | 196 | 1372 | 26.89 | 188.23 | 0 | 0
3.11.274 | 2.08.218 | (*) Install 3 x OD 50 mm PVC-u pipe class 6 cable conduits complete with pulling wires, concrete surround B15, allow for excavation, backfilling, jointing with walls / pits, fittings, water tight end caps etc. and all incidental works |  | m | 9 | 0 | 0 | 120 | 1080 | 120 | 1080 | 85 | 765 | 218 | 1962 | 32.27 | 290.43 | 0 | 0
3.11.275 | 2.08.219 | (*) Install 1 x OD 75 mm PVC-u pipe class 6 cable conduits complete with pulling wires, concrete surround B15, allow for excavation, backfilling, jointing with walls / pits, fittings, water tight end caps etc. and all incidental works |  | m | 8 | 0 | 0 | 100 | 800 | 100 | 800 | 61 | 488 | 149 | 1192 | 21.51 | 172.08 | 0 | 0
3.11.276 | 2.08.220 | (*) Install 8xOD75 mm PVC-u pipe class 6 cable conduits complete with pulling wires, concrete surround B15, allow for excavation, backfilling, jointing with walls / pits, fittings, water tight end caps etc. and all incidental works |  | m | 9 | 0 | 0 | 250 | 2250 | 250 | 2250 | 152 | 1368 | 670 | 6030 | 59.15 | 532.35 | 0 | 0
3.11.277 | 2.08.221 | (*) Install 2xOD150 mm PVC-u pipe class 6 cable conduits complete with pulling wires, concrete surround B15, allow for excavation, backfilling, jointing with walls / pits, fittings, water tight end caps etc. and all incidental works |  | m | 7 | 0 | 0 | 140 | 980 | 140 | 980 | 181 | 1267 | 213 | 1491 | 26.89 | 188.23 | 0 | 0
| Note | Note Details
3.11.278 | - | SUPPLY / CONSTRUCTION
| Item Code | Description | Item Remarks | Unit of Measurement | Quantity/Base Price | Unit Price/Discount % | Total | Unit Price/Discount % | Total | Unit Price/Discount % | Total | Unit Price/Discount % | Total | Unit Price/Discount % | Total | Unit Price/Discount % | Total | Unit Price/Discount % | Total
3.11.279 | 2.08.222 | (*) Supply, lay Plain concrete B15 in 10 cm blinding layer as specified or as instructed by the Engineer |  | m2 | 85 | 27 | 2295 | 35 | 2975 | 35 | 2975 | 81 | 6885 | 40 | 3400 | 62.38 | 5302.3 | 0 | 0
3.11.280 | 2.08.223 | (*) Supply, lay Plain concrete B15 in 5 cm blinding layer as specified or as instructed by the Engineer |  | m2 | 12 | 15 | 180 | 20 | 240 | 20 | 240 | 48 | 576 | 19 | 228 | 31.19 | 374.28 | 0 | 0
3.11.281 | 2.08.224 | (*) Ditto but to make up level below structure and for filling soft spots as specified or as instructed by the Engineer |  | m2 | 10 | 17 | 170 | 350 | 3500 | 350 | 3500 | 61 | 610 | 19 | 190 | 32.27 | 322.7 | 0 | 0
3.11.282 | 2.08.225 | (*) Supply, lay Fair faced waterproof RC B35 in walls, slabs, beams, columns, foundations for pumps, Valve chamber, machines, pipelines etc. of substructures below finished floor level and in ramps etc. as specified or as instructed by the Engineer |  | m3 | 120 | 1403 | 168360 | 1200 | 144000 | 1200 | 144000 | 1328 | 159360 | 833 | 99960 | 1075.5 | 129060 | 0 | 0
3.11.283 | 2.08.226 | (*) Supply, lay Fair faced waterproof RC B35 for columns, beams, slabs, up stand beams of roof etc. of superstructures as specified or as instructed by the Engineer |  | m3 | 33 | 1362 | 44946 | 1200 | 39600 | 1200 | 39600 | 1328 | 43824 | 2229 | 73557 | 1183.05 | 39040.65 | 0 | 0
3.11.284 | 2.08.227 | (*) Supply, lay Fair faced anti - permeability plain concrete B35 for labs, walls of chambers, pits, light post, foundations, etc. as specified or as instructed by the Engineer |  | m3 | 15 | 413 | 6195 | 1200 | 18000 | 1200 | 18000 | 1328 | 19920 | 1239 | 18585 | 1075.5 | 16132.5 | 0 | 0
3.11.285 | 2.08.228 | (*) Supply, lay Fair faced anti - permeability plain concrete B35 for cable pits etc. as specified or as instructed by the Engineer |  | m3 | 5 | 413 | 2065 | 1200 | 6000 | 1200 | 6000 | 1328 | 6640 | 1239 | 6195 | 914.18 | 4570.9 | 0 | 0
3.11.286 | 2.08.229 | (*) Supply, lay Plain anti - permeability concrete B35 for fill inside sumps, valve chambers, support for pipes & fittings, top troweled smooth to falls, construct pump sump as specified or as instructed by the Engineer |  | m3 | 5 | 413 | 2065 | 1200 | 6000 | 1200 | 6000 | 1328 | 6640 | 1239 | 6195 | 914.18 | 4570.9 | 0 | 0
3.11.287 | 2.08.230 | (*) Supply, Install Damp proof course for 20 cm thick wall |  | m | 28 | 21 | 588 | 50 | 1400 | 50 | 1400 | 24 | 672 | 12 | 336 | 107.55 | 3011.4 | 0 | 0
3.11.288 | 2.08.231 | (*) Supply, Install Damp proof course for 10 cm thick wall |  | m | 24 | 13 | 312 | 40 | 960 | 40 | 960 | 19 | 456 | 5 | 120 | 86.04 | 2064.96 | 0 | 0
3.11.289 | 2.08.232 | (*) Supply, lay External horizontal tanking with wrapping protection(water proof Torch applied membrane App modified bituminous 4mm. thick and 4mm plywood or protection board) complete as specified or as instructed by the Engineer |  | m2 | 97 | 29 | 2813 | 70 | 6790 | 70 | 6790 | 91 | 8827 | 61 | 5917 | 86.04 | 8345.88 | 0 | 0
3.11.290 | 2.08.233 | (*) Supply, lay external vertical tanking with wrapping protection(water proof Torch applied membrane App modified bituminous 4mm. thick and 4mm plywood or protection board) complete as specified or as instructed by the Engineer |  | m2 | 226 | 29 | 6554 | 70 | 15820 | 70 | 15820 | 91 | 20566 | 61 | 13786 | 64.53 | 14583.78 | 0 | 0
3.11.291 | 2.08.234 | (*) Supply, lay Epoxy coating to beams, walls, slabs, etc. internally as specified and shown on drawings or as instructed by the Engineer |  | m2 | 80 | 33 | 2640 | 20 | 1600 | 20 | 1600 | 43 | 3440 | 45 | 3600 | 37.64 | 3011.2 | 0 | 0
3.11.292 | 2.08.235 | (*) Supply, lay Epoxy coating to beams, walls, slabs, etc. externally as specified and shown on drawings or as instructed by the Engineer |  | m2 | 26 | 33 | 858 | 20 | 520 | 20 | 520 | 43 | 1118 | 45 | 1170 | 37.64 | 978.64 | 0 | 0
3.11.293 | 2.08.236 | (*) Supply, Install C+S Plaster 1.5cm (2 layars) finish to internal & external surfaces of walls including dressing around openings as specified or as instructed by the Engineer |  | m2 | 115 | 42 | 4830 | 60 | 6900 | 60 | 6900 | 43 | 4945 | 49 | 5635 | 107.55 | 12368.25 | 0 | 0
3.11.294 | 2.08.237 | (*) Supply, Install Paint walls and ceilings, emulsion paint as specified and shown on drawings or as instructed by the Engineer |  | m2 | 115 | 13 | 1495 | 20 | 2300 | 20 | 2300 | 37 | 4255 | 15 | 1725 | 26.89 | 3092.35 | 0 | 0
3.11.295 | 2.08.238 | (*) Supply & Install plumbing system for Toilet & Wash room, 2 Nos water Tank of 1000 litre capacity (one on Ground and other above Wash room), including, valves, all fittings, pipelines, hot & cold Water line, connections etc. all as specified / as instructed by the Engineer, allow for all incidental works |  | Set | 1 | 8250 | 8250 | 15000 | 15000 | 15000 | 15000 | 30175 | 30175 | 19176 | 19176 | 26887.53 | 26887.53 | 0 | 0
3.11.296 | 2.08.239 | (*) Supply & Install Sanitary drainage system for Wash room & Toilet as shown on the drawing including , drains, floor traps, external gully traps, vent pipes, pipelines to inspection manhole, Testing and cleaning, etc. material, labor, plant, etc. all as specified / as instructed by the Engineer, allow for all incidental works |  | Set | 1 | 8250 | 8250 | 10000 | 10000 | 10000 | 10000 | 24140 | 24140 | 6392 | 6392 | 26887.53 | 26887.53 | 0 | 0
| Note | Note Details
3.11.297 | 2.08.240 | Supply & Install following sanitary vitreous china fixtures and accessories as specified and shown on the drawings: 1No. water closet with seat cover, flexible hose and ablution hand spray for wash. 1No. wash basin with pedestal.1/2” single hole mixer with metal handle and pop up waster set.(continued..)
| Item Code | Description | Item Remarks | Unit of Measurement | Quantity/Base Price | Unit Price/Discount % | Total | Unit Price/Discount % | Total | Unit Price/Discount % | Total | Unit Price/Discount % | Total | Unit Price/Discount % | Total | Unit Price/Discount % | Total | Unit Price/Discount % | Total
3.11.298 | 2.08.240 | (*) (... continued) 60cmX80cm chamfered mirror 6cm thick with high quality chrome clips. Shower tray as per drawing: - .Soap holder – 1No. & Paper holder –1No Towel rail – 1No & Robe hook – 1No Soap dispenser – 1No all as specified / as instructed by the Engineer, allow for all incidental works |  | Set | 1 | 619 | 619 | 5000 | 5000 | 5000 | 5000 | 2414 | 2414 | 1278 | 1278 | 26887.53 | 26887.53 | 0 | 0
3.11.299 | 2.08.241 | (*) Supply & Install Sanitary drainage system for Wash room & Toilet as shown on the drawing including , drains, floor traps, external gully traps, vent pipes, pipelines to inspection manhole, Testing and cleaning, etc. material, labor, plant, etc. all as specified / as instructed by the Engineer, allow for all incidental works |  | Item | 1 | 4125 | 4125 | 0 | 0 | 0 | 0 | 6035 | 6035 | 6392 | 6392 | 26887.53 | 26887.53 | 0 | 0
3.11.300 | 2.08.242 | (*) Construction of interlocking tiled access road 8cm thick tiles with imported granular sub-grade of thickness 20cm, minimum CBR30%of MDD 95% and Sub-base layer of imported material thickness 20cm, minimum CBR 60% of MDD 95%. Te rate shall include any excavation and required leveling to maintain proper levels. |  | m2 | 65 | 66 | 4290 | 150 | 9750 | 150 | 9750 | 241 | 15665 | 84 | 5460 | 91.42 | 5942.3 | 0 | 0
3.12 BLL NO. 2.08 - GRAVITY SEWER WORKS (Continued) | [5 empty] | 153 (out of 153) | 2788796 | 153 (out of 153) | 3619270 | 153 (out of 153) | 3619270 | 153 (out of 153) | 2314250 | 153 (out of 153) | 1527296 | 153 (out of 153) | 3329224.67 | 153 (out of 153) | 39730037.93
| Note | Note Details
3.12.1 | - | Mechanical Works
3.12.2 | - | Supply of Materials
3.12.3 | - | Submit technical calculation based on site condition and shop drawings for approval, manufacture, inspect, factory test, deliver to Site, approved site storage, submit guarantee for materials and equipments as specified
| Item Code | Description | Item Remarks | Unit of Measurement | Quantity/Base Price | Unit Price/Discount % | Total | Unit Price/Discount % | Total | Unit Price/Discount % | Total | Unit Price/Discount % | Total | Unit Price/Discount % | Total | Unit Price/Discount % | Total | Unit Price/Discount % | Total
3.12.4 | 2.08.243 | (*) Submersible pump for wet well installation for sewerage application, explosion proof , IP68 motor and accessories as specified, capacity 36 l/sec at 50 meter head. |  | nr | 2 | 95783 | 191566 | 288000 | 576000 | 288000 | 576000 | 87780 | 175560 | 107054 | 214108 | 118622.4 | 237244.8 | 0 | 0
3.12.5 | 2.08.244 | (*) surge protection system including surge vessel (tentative vessel volume 6m3), stand, vent & drain stainless steel pipes, ball valves in stainless steel, etc. as specified including provision of surge analysis report. |  | Item | 1 | 278438 | 278438 | 273600 | 273600 | 273600 | 273600 | 213675 | 213675 | 127445 | 127445 | 393109.12 | 393109.12 | 0 | 0
3.12.6 | 2.08.245 | (*) Macerator unit and with its accessoreies for the capacity of 36l/sec as specifed in the tender documents |  | Item | 1 | 276210 | 276210 | 288000 | 288000 | 288000 | 288000 | 285170 | 285170 | 50978 | 50978 | 342073.9 | 342073.9 | 0 | 0
3.12.7 | 2.08.246 | (*) Odour control unit with activated carbon, suitable for 850m3/hr capacity of gases, complete with fans, valves, pipes, fittings, H2S level indication, weather proof Sun shade and all other accessories as specified |  | Item | 1 | 278438 | 278438 | 432000 | 432000 | 432000 | 432000 | 207900 | 207900 | 137641 | 137641 | 344832.56 | 344832.56 | 0 | 0
3.12.8 | 2.08.247 | (*) Supply non return air flow box for odor control wet well ventilation tailor made from SS316L sheet metal including inlet insect screen, flexible rubber back flow prevention plate, inlet pipe DN200 connection. Box dimension 400X400X250mm. |  | nr | 1 | 38982 | 38982 | 14400 | 14400 | 14400 | 14400 | 4620 | 4620 | 11500 | 11500 | 48276.56 | 48276.56 | 0 | 0
3.12.9 | 2.08.248 | (*) Double flanged concentric reducer DN150/pump suction diameter, PN 16, D.I. as specified |  | nr | 2 | 2228 | 4456 | 1308 | 2616 | 1308 | 2616 | 1005 | 2010 | 1478 | 2956 | 2758.66 | 5517.32 | 0 | 0
3.12.10 | 2.08.249 | (*) All flanged 90˚ bend DN 150, PN 16, D.I. as specified |  | nr | 5 | 891 | 4455 | 1152 | 5760 | 1152 | 5760 | 1533 | 7665 | 968 | 4840 | 1103.46 | 5517.3 | 0 | 0
3.12.11 | 2.08.250 | (*) Flanged spigot pipe with puddle flange DN 150, PN 16, D.I. as specified |  | nr | 4 | 15036 | 60144 | 5400 | 21600 | 5400 | 21600 | 1784 | 7136 | 1529 | 6116 | 18620.96 | 74483.84 | 0 | 0
3.12.12 | 2.08.251 | (*) Flange Adaptor DN 150, PN 16, D.I. as specified |  | nr | 2 | 557 | 1114 | 720 | 1440 | 720 | 1440 | 382 | 764 | 968 | 1936 | 689.67 | 1379.34 | 0 | 0
3.12.13 | 2.08.252 | (*) Dismantling piece DN 150, PN 16, D.I. as specified |  | nr | 4 | 792 | 3168 | 1584 | 6336 | 1584 | 6336 | 613 | 2452 | 1223 | 4892 | 980.86 | 3923.44 | 0 | 0
3.12.14 | 2.08.253 | (*) Manually operated Gate valve with hand wheel DN 150, PN16, D.I. as specified |  | nr | 5 | 1616 | 8080 | 2160 | 10800 | 2160 | 10800 | 2022 | 10110 | 2018 | 10090 | 2000.54 | 10002.7 | 0 | 0
3.12.15 | 2.08.254 | (*) Double flanged non-return valve DN 150, PN16, D.I. as specified |  | nr | 2 | 7240 | 14480 | 5040 | 10080 | 5040 | 10080 | 3812 | 7624 | 2243 | 4486 | 8965.65 | 17931.3 | 0 | 0
3.12.16 | 2.08.255 | (*) All flanged tee DN 150, PN 16, D.I. as specified |  | nr | 3 | 1070 | 3210 | 1080 | 3240 | 1080 | 3240 | 867 | 2601 | 907 | 2721 | 1324.16 | 3972.48 | 0 | 0
3.12.17 | 2.08.256 | (*) Flexibile coupling DN150, PN16 as specified |  | nr | 8 | 1671 | 13368 | 720 | 5760 | 720 | 5760 | 774 | 6192 | 907 | 7256 | 2069 | 16552 | 0 | 0
3.12.18 | 2.08.257 | (*) Double flanged pipe piece DN 150, length 750 mm, PN 16, D.I. and provison for Pressure transmitter installation as specified. |  | nr | 1 | 5569 | 5569 | 2304 | 2304 | 2304 | 2304 | 526 | 526 | 918 | 918 | 6896.65 | 6896.65 | 0 | 0
3.12.19 | 2.08.258 | (*) Double flanged pipe piece DN 150, length 340 mm, PN 16, D.I. weld On Pressure gauge assembly 160mm as specified |  | nr | 2 | 3787 | 7574 | 2304 | 4608 | 2304 | 4608 | 266 | 532 | 663 | 1326 | 4689.72 | 9379.44 | 0 | 0
3.12.20 | 2.08.259 | (*) Double flanged pipe piece DN 150, approximate length 1960mm, PN 16, D.I. as specified |  | nr | 2 | 4678 | 9356 | 9360 | 18720 | 9360 | 18720 | 1361 | 2722 | 1581 | 3162 | 5793.19 | 11586.38 | 0 | 0
3.12.21 | 2.08.260 | (*) Double flanged pipe piece DN 150, approximate length 6000mm, PN 16, D.I. as specified |  | nr | 2 | 14256 | 28512 | 16272 | 32544 | 16272 | 32544 | 4151 | 8302 | 2141 | 4282 | 17655.43 | 35310.86 | 0 | 0
3.12.22 | 2.08.261 | (*) Double flanged pipe piece DN 150, approximate length 300mm, PN 16, D.I. as specified |  | nr | 2 | 3342 | 6684 | 3600 | 7200 | 3600 | 7200 | 266 | 532 | 591 | 1182 | 4137.99 | 8275.98 | 0 | 0
3.12.23 | 2.08.262 | (*) Double flanged pipe piece DN 150, approximate length 320mm, PN 16, D.I. as specified |  | nr | 1 | 3342 | 3342 | 3600 | 3600 | 3600 | 3600 | 266 | 266 | 907 | 907 | 4137.99 | 4137.99 | 0 | 0
3.12.24 | 2.08.263 | (*) Double flanged pipe piece DN 150, approximate length 660mm, PN 16, D.I. as specified |  | nr | 1 | 5012 | 5012 | 5760 | 5760 | 5760 | 5760 | 526 | 526 | 907 | 907 | 6206.99 | 6206.99 | 0 | 0
3.12.25 | 2.08.264 | (*) Double flanged pipe piece DN 150, approximate length 1210mm, PN 16, D.I. as specified |  | nr | 1 | 2852 | 2852 | 7344 | 7344 | 7344 | 7344 | 855 | 855 | 1223 | 1223 | 3531.09 | 3531.09 | 0 | 0
3.12.26 | 2.08.265 | (*) Double flanged pipe piece DN 150, approximate length 910mm, PN 16, D.I. as specified |  | nr | 1 | 2451 | 2451 | 4320 | 4320 | 4320 | 4320 | 704 | 704 | 918 | 918 | 3034.53 | 3034.53 | 0 | 0
3.12.27 | 2.08.266 | (*) Double flanged pipe with puddle flange DN 150, PN 16, D.I. as specified |  | nr | 1 | 5235 | 5235 | 5256 | 5256 | 5256 | 5256 | 1733 | 1733 | 1835 | 1835 | 6482.85 | 6482.85 | 0 | 0
3.12.28 | 2.08.267 | (*) Penstock for DN 300 sewer pipe including non-rising stem, pedestal for manual operation, clamps etc., as shown on drawings, indicating close/open indication at MCC as specified |  | nr | 1 | 28958 | 28958 | 34800 | 34800 | 34800 | 34800 | 32340 | 32340 | 40782 | 40782 | 35862.59 | 35862.59 | 0 | 0
3.12.29 | 2.08.268 | (*) Quick Coupling DN150, as specified |  | nr | 1 | 1671 | 1671 | 2160 | 2160 | 2160 | 2160 | 1040 | 1040 | 928 | 928 | 2069 | 2069 | 0 | 0
| Note | Note Details
3.12.30 | - | Construction / Installation
3.12.31 | - | Bring from Store to site, install as per approved Shop drawings and manufacturer recommendation, test on Site of equipment, pipe work and appurtenance, commission of all Plant, material and equipments. as specified allow for services to the Client and Engineer, training of operators, co-ordination with authorities, (continued...)
3.12.32 | - | (continued), civil contractor and other parties working in or near to the Site, for performance testing, guarantee & maintenance and all incidental labour material. Note:- Dimensions for pipes and fittings may alter subject to the requirements of the plant proposed by the Contractor and approved by Engineer.
| Item Code | Description | Item Remarks | Unit of Measurement | Quantity/Base Price | Unit Price/Discount % | Total | Unit Price/Discount % | Total | Unit Price/Discount % | Total | Unit Price/Discount % | Total | Unit Price/Discount % | Total | Unit Price/Discount % | Total | Unit Price/Discount % | Total
3.12.33 | 2.08.269 | (*) Submersible pump for wet well installation for sewerage application, explosion proof , IP68 motor and accessories as specified, capacity 36 l/sec at 50 meter head. |  | nr | 2 | 8250 | 16500 | 30000 | 60000 | 30000 | 60000 | 28875 | 57750 | 0 | 0 | 10217.26 | 20434.52 | 0 | 0
3.12.34 | 2.08.270 | (*) Provide and install surge protection system including surge vessel (tentative vessel volume 6m3), stand, vent & drain stainless steel pipes, ball valves in stainless steel, etc. as specified |  | Item | 1 | 8250 | 8250 | 14400 | 14400 | 14400 | 14400 | 40425 | 40425 | 0 | 0 | 10217.26 | 10217.26 | 0 | 0
3.12.35 | 2.08.271 | (*) Macerator unit and with its accessoreies for the capacity of 36l/sec as specifed in the tender documents |  | Item | 1 | 11138 | 11138 | 7200 | 7200 | 7200 | 7200 | 63525 | 63525 | 0 | 0 | 13793.3 | 13793.3 | 0 | 0
3.12.36 | 2.08.272 | (*) Odour control unit with activated carbon, suitable for 850m3/hr capacity of gases, complete with fans, valves, pipes, fittings, H2S level indication, weather proof Sun shade and all other accessories as specified |  | Item | 1 | 12375 | 12375 | 28800 | 28800 | 28800 | 28800 | 46200 | 46200 | 0 | 0 | 15325.89 | 15325.89 | 0 | 0
3.12.37 | 2.08.273 | (*) Install non return air flow box for odor control wet well ventilation tailor made from SS316L sheet metal including inlet insect screen, flexible rubber back flow prevention plate, inlet pipe DN200 connection. Box dimension 400X400X250mm. |  | nr | 1 | 2785 | 2785 | 2880 | 2880 | 2880 | 2880 | 693 | 693 | 0 | 0 | 3448.33 | 3448.33 | 0 | 0
3.12.38 | 2.08.274 | (*) Double flanged concentric reducer DN150/pump suction diameter, PN 16, D.I. as specified |  | nr | 2 | 557 | 1114 | 216 | 432 | 216 | 432 | 174 | 348 | 0 | 0 | 689.67 | 1379.34 | 0 | 0
3.12.39 | 2.08.275 | (*) All flanged 90˚ bend DN 150, PN 16, D.I. as specified |  | nr | 5 | 223 | 1115 | 216 | 1080 | 216 | 1080 | 462 | 2310 | 0 | 0 | 275.87 | 1379.35 | 0 | 0
3.12.40 | 2.08.276 | (*) Flanged spigot pipe with puddle flange DN 150, PN 16, D.I. as specified |  | nr | 4 | 1671 | 6684 | 216 | 864 | 216 | 864 | 462 | 1848 | 0 | 0 | 2069 | 8276 | 0 | 0
3.12.41 | 2.08.277 | (*) Flange Adaptor DN 150, PN 16, D.I. as specified |  | nr | 2 | 112 | 224 | 216 | 432 | 216 | 432 | 174 | 348 | 0 | 0 | 137.93 | 275.86 | 0 | 0
3.12.42 | 2.08.278 | (*) Dismantling piece DN 150, PN 16, D.I. as specified |  | nr | 4 | 223 | 892 | 360 | 1440 | 360 | 1440 | 174 | 696 | 0 | 0 | 275.87 | 1103.48 | 0 | 0
3.12.43 | 2.08.279 | (*) Manually operated Gate valve with hand wheel DN 150, PN16, D.I. as specified |  | nr | 5 | 557 | 2785 | 576 | 2880 | 576 | 2880 | 462 | 2310 | 0 | 0 | 689.67 | 3448.35 | 0 | 0
3.12.44 | 2.08.280 | (*) Double flanged non-return valve DN 150, PN16, D.I. as specified |  | nr | 2 | 1114 | 2228 | 576 | 1152 | 576 | 1152 | 1386 | 2772 | 0 | 0 | 1379.33 | 2758.66 | 0 | 0
3.12.45 | 2.08.281 | (*) All flanged tee DN 150, PN 16, D.I. as specified |  | nr | 3 | 223 | 669 | 216 | 648 | 216 | 648 | 347 | 1041 | 0 | 0 | 275.87 | 827.61 | 0 | 0
3.12.46 | 2.08.282 | (*) Flexibile coupling DN150, PN16 as specified |  | nr | 8 | 223 | 1784 | 216 | 1728 | 216 | 1728 | 174 | 1392 | 0 | 0 | 275.87 | 2206.96 | 0 | 0
3.12.47 | 2.08.283 | (*) Double flanged pipe piece DN 150, length 750 mm, PN 16, D.I. and provison for Pressure transmitter installation as specified. |  | nr | 1 | 1114 | 1114 | 360 | 360 | 360 | 360 | 113 | 113 | 0 | 0 | 1379.33 | 1379.33 | 0 | 0
3.12.48 | 2.08.284 | (*) Double flanged pipe piece DN 150, length 340 mm, PN 16, D.I. weld On Pressure gauge assembly 150mm as specified |  | nr | 2 | 391 | 782 | 288 | 576 | 288 | 576 | 53 | 106 | 0 | 0 | 483.28 | 966.56 | 0 | 0
3.12.49 | 2.08.285 | (*) Double flanged pipe piece DN 150, approximate length 1960mm, PN 16, D.I. as specified |  | nr | 2 | 502 | 1004 | 432 | 864 | 432 | 864 | 300 | 600 | 0 | 0 | 621.21 | 1242.42 | 0 | 0
3.12.50 | 2.08.286 | (*) Double flanged pipe piece DN 150, approximate length 6000mm, PN 16, D.I. as specified |  | nr | 2 | 1337 | 2674 | 432 | 864 | 432 | 864 | 901 | 1802 | 0 | 0 | 1655.2 | 3310.4 | 0 | 0
3.12.51 | 2.08.287 | (*) Double flanged pipe piece DN 150, approximate length 300mm, PN 16, D.I. as specified |  | nr | 2 | 335 | 670 | 288 | 576 | 288 | 576 | 53 | 106 | 0 | 0 | 413.8 | 827.6 | 0 | 0
3.12.52 | 2.08.288 | (*) Double flanged pipe piece DN 150, approximate length 660mm, PN 16, D.I. as specified |  | nr | 1 | 502 | 502 | 360 | 360 | 360 | 360 | 113 | 113 | 0 | 0 | 621.21 | 621.21 | 0 | 0
3.12.53 | 2.08.289 | (*) Double flanged pipe piece DN 150, approximate length 1210mm, PN 16, D.I. as specified |  | nr | 1 | 279 | 279 | 360 | 360 | 360 | 360 | 180 | 180 | 0 | 0 | 345.34 | 345.34 | 0 | 0
3.12.54 | 2.08.290 | (*) Double flanged pipe piece DN 150, approximate length 910mm, PN 16, D.I. as specified |  | nr | 1 | 246 | 246 | 288 | 288 | 288 | 288 | 151 | 151 | 0 | 0 | 303.45 | 303.45 | 0 | 0
3.12.55 | 2.08.291 | (*) Double flanged pipe with puddle flange DN 150, PN 16, D.I. as specified |  | nr | 1 | 502 | 502 | 432 | 432 | 432 | 432 | 405 | 405 | 0 | 0 | 621.21 | 621.21 | 0 | 0
3.12.56 | 2.08.292 | (*) Penstock for DN 300 sewer pipe including non-rising stem, pedestal for manual operation, clamps etc., as shown on drawings, indicating close/open indication at MCC as specified |  | nr | 1 | 1671 | 1671 | 12000 | 12000 | 12000 | 12000 | 6930 | 6930 | 0 | 0 | 2069 | 2069 | 0 | 0
3.12.57 | 2.08.293 | (*) Quick Coupling DN150, as specified |  | nr | 1 | 170 | 170 | 216 | 216 | 216 | 216 | 231 | 231 | 0 | 0 | 209.45 | 209.45 | 0 | 0
| Note | Note Details
3.12.58 | - | Electrical Works
3.12.59 | - | Supply of Materials
| Item Code | Description | Item Remarks | Unit of Measurement | Quantity/Base Price | Unit Price/Discount % | Total | Unit Price/Discount % | Total | Unit Price/Discount % | Total | Unit Price/Discount % | Total | Unit Price/Discount % | Total | Unit Price/Discount % | Total | Unit Price/Discount % | Total
3.12.60 | 2.08.294 | (*) Motor Control Centre form 4b, type 6, fault level 50KA for one second, dual redundant hot standby PLC, HMI, rubber isolation mat, instrumentations display units, back up batteries accessories, etc as per drawings and specifications. |  | nr | 1 | 410025 | 410025 | 524400 | 524400 | 524400 | 524400 | 250802 | 250802 | 244695 | 244695 | 507797.87 | 507797.87 | 0 | 0
3.12.61 | 2.08.295 | (*) Capacitor Bank, enclosure IP54, Form 2b, type 2, fault level 50KA for one second, with harmonic filters, regulator for automatic operation, accessories, etc as per specifications and drawings. |  | nr | 1 | 37620 | 37620 | 20700 | 20700 | 20700 | 20700 | 12763 | 12763 | 6117 | 6117 | 46590.71 | 46590.71 | 0 | 0
| Note | Note Details
3.12.62 | 2.08.296 | Supply of Breaker, Direct Line starters, current transformers, Ampere meters with CT and selector Switches, Electronic motor protections, Start/Stop push button/Emergency Push buttons at MCC/ Emergency push button at junction box near Macerator site (continued)
| Item Code | Description | Item Remarks | Unit of Measurement | Quantity/Base Price | Unit Price/Discount % | Total | Unit Price/Discount % | Total | Unit Price/Discount % | Total | Unit Price/Discount % | Total | Unit Price/Discount % | Total | Unit Price/Discount % | Total | Unit Price/Discount % | Total
3.12.63 | 2.08.296 | (*) (continued) and lamp indications at MCC for Macerator function/ Fault as indicated in drawings, integration with RTU/ SCADA for running/ Fault of Macerator as per specification of ADSSC section 15290. PLC, operation of Macerator and all other material is included in B.O.Q of mechanical section. |  | Item | 1 | 83532 | 83532 | 220800 | 220800 | 220800 | 220800 | 60060 | 60060 | 203913 | 203913 | 103449.77 | 103449.77 | 0 | 0
3.12.64 | 2.08.297 | (*) Junction Box, IP class 66, with suitable size complete with foundations and installation outside MCC room as shown on the drawings with provision of Cable glands from MCC and mobile generator with panel mounted industrial socket of 5pins(Appliance INLET type) of 125Amps with necessary plug to suit the socket of rated IP 67 as per specifications. |  | nr | 1 | 5569 | 5569 | 24500 | 24500 | 24500 | 24500 | 11695 | 11695 | 5098 | 5098 | 6896.65 | 6896.65 | 0 | 0
3.12.65 | 2.08.298 | (*) Earthing system complete with earth rod, earth pits, earthing conductor, etc. for with earth resistance not exceeding one ohm. |  | Item | 1 | 16707 | 16707 | 21740 | 21740 | 21740 | 21740 | 17325 | 17325 | 7137 | 7137 | 20689.95 | 20689.95 | 0 | 0
3.12.66 | 2.08.299 | (*) KWH meter cabinet, of GRP material, IP65, for one CT operated meter with wiring from MCC to meter cabinet for potential and current, etc as per AADC’s requirement. |  | nr | 1 | 3899 | 3899 | 1034 | 1034 | 1034 | 1034 | 7361 | 7361 | 2549 | 2549 | 4827.66 | 4827.66 | 0 | 0
3.12.67 | 2.08.300 | (*) Remote Control Unit(RTU), Compatible to communicate in DNP3 protocol, with required numbers of D&A I/Os with 25% spares shall be integrated with Pumping Equipment, configuration with SCADA system of ADSSC. |  | Item | 1 | 103125 | 103125 | 220800 | 220800 | 220800 | 220800 | 192807 | 192807 | 29568 | 29568 | 127715.76 | 127715.76 | 0 | 0
3.12.68 | 2.08.301 | (*) Distribution board IP 54, split bus bar type, fault level minimum 17KA for 0.25 second, for small power and lightning including incoming and outgoing MCB as shown on drawings, as per specifications also complying with ADWEA’s wiring regulations. |  | nr | 1 | 5012 | 5012 | 5520 | 5520 | 5520 | 5520 | 4967 | 4967 | 1529 | 1529 | 6206.99 | 6206.99 | 0 | 0
3.12.69 | 2.08.302 | (*) All wiring for light points, power supply to fire alarm Panel, sockets, small power points, etc for entire pumping station, including wiring for emergency lighting using MICC cable, installation in conduits, trays, switches including, testing, commissioning, etc, complete in all respect. |  | Item | 1 | 78375 | 78375 | 14400 | 14400 | 14400 | 14400 | 4043 | 4043 | 1529 | 1529 | 97063.98 | 97063.98 | 0 | 0
| Note | Note Details
3.12.70 | 2.08.303 | 2 x 6 W self-contained portable emergency light fixture, IP 65, with carrying handle, providing illumination continuously for 3 hours, complete with 2 adjustable flood lights mounted on top of the unit, 12V sealed Nickel cadmium long life type battery, fully automatic charger supplying a constant voltage, fuse protection, (continued..)
| Item Code | Description | Item Remarks | Unit of Measurement | Quantity/Base Price | Unit Price/Discount % | Total | Unit Price/Discount % | Total | Unit Price/Discount % | Total | Unit Price/Discount % | Total | Unit Price/Discount % | Total | Unit Price/Discount % | Total | Unit Price/Discount % | Total
3.12.71 | 2.08.303 | (*) (..continued), switches, status indicator, wall mounted brackets. The units shall be connected to a circuit separated from the other lighting or small power supply as per specifications(Non Maintained). |  | nr | 1 | 2673 | 2673 | 3174 | 3174 | 3174 | 3174 | 1271 | 1271 | 968 | 968 | 3310.39 | 3310.39 | 0 | 0
3.12.72 | 2.08.304 | (*) Light poles 8m height with cutout and wiring between cutout and lamp, pole foundation, mounting brackets as shown on drawings and specifications. |  | nr | 3 | 2428 | 7284 | 4126 | 12378 | 4126 | 12378 | 3090 | 9270 | 3288 | 9864 | 3006.94 | 9020.82 | 0 | 0
3.12.73 | 2.08.305 | (*) Flood light with 120W LED fittings, suitable for single mounting types on 8 meters poles, complete with all the instruments , high performances aluminium heat sinks, adjustable Arm with leaf/debris guard, minimum IP class 65 with approval from some repetitive world authority. |  | nr | 3 | 3564 | 10692 | 2070 | 6210 | 2070 | 6210 | 1305 | 3915 | 1629 | 4887 | 4413.86 | 13241.58 | 0 | 0
3.12.74 | 2.08.306 | (*) Fiberglass reinforced flame retarding polyester 1x36W, LED fittings, damp and wet resistant fittings, and equipped with a non-discolouring acrylic diffuser, IP 67, explosion proof as per specifications |  | nr | 1 | 3453 | 3453 | 2760 | 2760 | 2760 | 2760 | 2772 | 2772 | 458 | 458 | 4275.92 | 4275.92 | 0 | 0
3.12.75 | 2.08.307 | (*) Fiberglass reinforced flame retarding polyester 1x36W, LED fittings, damp and wet resistant fittings, and equipped with a non-discolouring acrylic diffuser, IP 67, explosion proof built in emergency unit with lead acid battery for 3 hours operation for as per specifications |  | nr | 1 | 4901 | 4901 | 3036 | 3036 | 3036 | 3036 | 2772 | 2772 | 663 | 663 | 6069.05 | 6069.05 | 0 | 0
3.12.76 | 2.08.308 | (*) Fiberglass reinforced flame retarding polyester 1x36W, LED fittings, damp and wet resistant fittings, ceiling mounted, and equipped with a non-discolouring acrylic diffuser, IP 65, as per specifications. |  | nr | 2 | 1114 | 2228 | 538 | 1076 | 538 | 1076 | 1502 | 3004 | 458 | 916 | 1379.33 | 2758.66 | 0 | 0
3.12.77 | 2.08.309 | (*) Fiberglass reinforced flame retarding polyester 1x36W, LED fittings, damp and wet resistant fittings, ceiling mounted, and equipped with a non-discolouring acrylic diffuser, IP 65, emergency unit with lead acid battery for 3 hours operation as per specifications |  | nr | 1 | 1671 | 1671 | 1228 | 1228 | 1228 | 1228 | 2137 | 2137 | 663 | 663 | 2069 | 2069 | 0 | 0
3.12.78 | 2.08.310 | (*) Fiberglass reinforced flame retarding polyester 1x36W, LED fittings, damp and wet resistant fittings ,wall mounted and equipped with a non-discolouring acrylic diffuser, IP 65, emergency unit with lead acid battery for 3 hours operation as per specifications |  | nr | 2 | 1671 | 3342 | 1228 | 2456 | 1228 | 2456 | 1271 | 2542 | 663 | 1326 | 2069 | 4138 | 0 | 0
3.12.79 | 2.08.311 | (*) Totally enclosed ceiling/Wall mounting corrosion resistant bulkhead fitting IP65 LED fittings as per drawing.. |  | nr | 2 | 1560 | 3120 | 537 | 1074 | 537 | 1074 | 678 | 1356 | 663 | 1326 | 1931.06 | 3862.12 | 0 | 0
3.12.80 | 2.08.312 | (*) Surface mounted self contained, maintained emergency light with Nickel cadmium batteries, Charger, suitable for 3 Hours duration, IP 65 class of protection with 1xW LED lamp, with Exit sign in Arabic and English( Maintained Type) . |  | nr | 3 | 391 | 1173 | 620 | 1860 | 620 | 1860 | 661 | 1983 | 510 | 1530 | 483.28 | 1449.84 | 0 | 0
3.12.81 | 2.08.313 | (*) 13A switched socket, IP 54 as per specifications |  | nr | 4 | 112 | 448 | 76 | 304 | 76 | 304 | 168 | 672 | 184 | 736 | 137.93 | 551.72 | 0 | 0
3.12.82 | 2.08.314 | (*) 13A switched socket, IP 67 as per specifications (WP) |  | nr | 3 | 223 | 669 | 241 | 723 | 241 | 723 | 243 | 729 | 224 | 672 | 275.87 | 827.61 | 0 | 0
3.12.83 | 2.08.315 | (*) 16A three phase switched socket, IP 67 as per specifications (WP) |  | nr | 1 | 279 | 279 | 822 | 822 | 822 | 822 | 360 | 360 | 357 | 357 | 345.34 | 345.34 | 0 | 0
3.12.84 | 2.08.316 | (*) Spur Points 5Amps |  | nr | 1 | 85 | 85 | 36 | 36 | 36 | 36 | 154 | 154 | 204 | 204 | 104.22 | 104.22 | 0 | 0
3.12.85 | 2.08.317 | (*) 4Cx70mm2, XLPE/SWA/PVC, 600/1000V cable with 1x35mm2 Y/G earth continuity conductor (ECC) for incoming supply to Generator Hook up.. |  | M | 10 | 154 | 1540 | 126 | 1260 | 126 | 1260 | 103 | 1030 | 101 | 1010 | 190.04 | 1900.4 | 0 | 0
3.12.86 | 2.08.318 | (*) Terminations of 4Cx70Sqmm XPPE/SWA/PVC cable with earthing conductor of 1x35sqmm complete with Cable gland, earth tag and PVC shroud as required. |  | nr | 2 | 1671 | 3342 | 96 | 192 | 96 | 192 | 96 | 192 | 255 | 510 | 2069 | 4138 | 0 | 0
3.12.87 | 2.08.319 | (*) 4Cx25mm2, XLPE/SWA/PVC, 600/1000V cable with 1x16mm2 Y/G earth continuity conductor (ECC) for Pumps. |  | M | 30 | 62 | 1860 | 50 | 1500 | 50 | 1500 | 42 | 1260 | 46 | 1380 | 75.61 | 2268.3 | 0 | 0
3.12.88 | 2.08.320 | (*) Terminations of 4Cx25Sqmm XPPE/SWA/PVC cable with earthing conductor of 1x16sqmm, complete with Cable gland, earth tag and PVC shroud as required Pumps. |  | nr | 4 | 1226 | 4904 | 55 | 220 | 55 | 220 | 54 | 216 | 204 | 816 | 1517.26 | 6069.04 | 0 | 0
3.12.89 | 2.08.321 | (*) 4Cx16mm2, XLPE/SWA/PVC, 600/1000V cable with 1x16mm2 Y/G earth continuity conductor (ECC) for Capacitor Bank. |  | M | 5 | 42 | 210 | 36 | 180 | 36 | 180 | 26 | 130 | 39 | 195 | 51.09 | 255.45 | 0 | 0
3.12.90 | 2.08.322 | (*) Terminations of 4Cx16Sqmm XPPE/SWA/PVC cable with earthing conductor of 1x16sqmm, complete with Cable gland, earth tag and PVC shroud as required for capacitor Bank. |  | nr | 2 | 1003 | 2006 | 48 | 96 | 48 | 96 | 41 | 82 | 122 | 244 | 1241.4 | 2482.8 | 0 | 0
3.12.91 | 2.08.323 | (*) 4Cx10mm2, XLPE/SWA/PVC, 600/1000V cable with 1x10mm2 Y/G earth continuity conductor (ECC) for Distributuion board |  | M | 5 | 34 | 170 | 28 | 140 | 28 | 140 | 23 | 115 | 31 | 155 | 41.89 | 209.45 | 0 | 0
3.12.92 | 2.08.324 | (*) Terminations of 4Cx10Sqmm XPPE/SWA/PVC cable with earthing conductor of 1x10sqmm, complete with Cable gland, earth tag and PVC shroud as required for capacitor Bank. |  | nr | 2 | 836 | 1672 | 42 | 84 | 42 | 84 | 32 | 64 | 102 | 204 | 1035.01 | 2070.02 | 0 | 0
3.12.93 | 2.08.325 | (*) 4Cx6mm2, XLPE/SWA/PVC, 600/1000V cable with 1x6mm2 Y/G earth continuity conductor (ECC) for Distributuion board |  | M | 24 | 23 | 552 | 18 | 432 | 18 | 432 | 15 | 360 | 20 | 480 | 27.59 | 662.16 | 0 | 0
3.12.94 | 2.08.326 | (*) Terminations of 4Cx6Sqmm XPPE/SWA/PVC cable with earthing conductor of 1x6sqmm, complete with Cable gland, earth tag and PVC shroud as required for Odour Control. |  | nr | 2 | 391 | 782 | 34 | 68 | 34 | 68 | 26 | 52 | 21 | 42 | 483.28 | 966.56 | 0 | 0
3.12.95 | 2.08.327 | (*) 4Cx4mm2, XLPE/SWA/PVC, 600/1000V cable with 1x4mm2 Y/G earth continuity conductor (ECC) for Basket Screen for door lighting installation.. |  | M | 68 | 17 | 1156 | 24 | 1632 | 24 | 1632 | 9 | 612 | 17 | 1156 | 20.43 | 1389.24 | 0 | 0
3.12.96 | 2.08.328 | (*) Terminations of 4Cx4Sqmm XPPE/SWA/PVC cable with earthing conductor of 1x4sqmm, complete with Cable gland, earth tag and PVC shroud as required for Basket Screen and outdoor lighting installation. |  | nr | 6 | 391 | 2346 | 34 | 204 | 34 | 204 | 21 | 126 | 21 | 126 | 483.28 | 2899.68 | 0 | 0
3.12.97 | 2.08.329 | (*) All instrumentation and control cabling inclusive of screen/Unscreened cable for instruments (Penstock, pressure transmitters, Hydrostatic Level etc) and float switches for entire pumping station including termination material also as per specifications. |  | Item | 1 | 61257 | 61257 | 69000 | 69000 | 69000 | 69000 | 28875 | 28875 | 25489 | 25489 | 75863.16 | 75863.16 | 0 | 0
3.12.98 | 2.08.330 | (*) Float switch (Explosion proof for pump and level control including cabling, fixing material, weights, stainless steel rope, accessories as per specifications |  | nr | 6 | 802 | 4812 | 4140 | 24840 | 4140 | 24840 | 1755 | 10530 | 2039 | 12234 | 993.12 | 5958.72 | 0 | 0
3.12.99 | 2.08.331 | (*) Hydrostatic level sensor (explosion proof) including transmitter, cabling, accessories etc including additional display unit for MCC as per specifications |  | nr | 1 | 9467 | 9467 | 24840 | 24840 | 24840 | 24840 | 13466 | 13466 | 2039 | 2039 | 11724.31 | 11724.31 | 0 | 0
3.12.100 | 2.08.332 | (*) Piezo type pressure sensor from 150mm discharge line (explosion proof) with diaphragm seal including transmitter, indicator for MCC , cabling, accessories etc. |  | nr | 1 | 10581 | 10581 | 22080 | 22080 | 22080 | 22080 | 12948 | 12948 | 2039 | 2039 | 13103.64 | 13103.64 | 0 | 0
3.12.101 | 2.08.333 | (*) Electromagnetic flow meter with display unit on discharge line of 150mm as per drawing, specification and shall be suitable for hazardous area (Ex-proof) |  | nr | 1 | 13365 | 13365 | 44160 | 44160 | 44160 | 44160 | 17780 | 17780 | 21920 | 21920 | 16551.96 | 16551.96 | 0 | 0
3.12.102 | 2.08.334 | (*) Transportable fire extinguisher, dry powder type 5 kg, class B/C |  | nr | 1 | 223 | 223 | 690 | 690 | 690 | 690 | 243 | 243 | 153 | 153 | 275.87 | 275.87 | 0 | 0
3.12.103 | 2.08.335 | (*) Fire extinguisher, CO2 , 5 KG |  | nr | 1 | 279 | 279 | 690 | 690 | 690 | 690 | 364 | 364 | 214 | 214 | 345.34 | 345.34 | 0 | 0
3.12.104 | 2.08.336 | (*) GRP Junction box, IP 65, 1000 x 100 x 300 mm complete with terminals for power and control cables with rain protection, galvanized steel stand, concrete foundation and cladding of vertical cables, for connection of Cables from MCC and flexible cables and instruments and control Cables etc as per Specifications. |  | nr | 1 | 2785 | 2785 | 6900 | 6900 | 6900 | 6900 | 6713 | 6713 | 2549 | 2549 | 3448.33 | 3448.33 | 0 | 0
3.12.105 | 2.08.337 | (*) A/C split unit of 3 TON capacity (Capacity at outdoor and indoor temperature as per specifications), as shown on the drawing including foundations, piping, insulation, cabling, isolator, DP switch socket with neon indicator, control and accessories as specified for the MCC room. |  | nr | 1 | 20605 | 20605 | 22080 | 22080 | 22080 | 22080 | 12689 | 12689 | 5914 | 5914 | 51035.22 | 51035.22 | 0 | 0
3.12.106 | 2.08.338 | (*) Fire alarm system including fire alarm panel, fire detectors, fire alarm bell/sounder with strobe lights, break glass, wiring using MICC cable and necessary interfacing for safety requirements etc as shown on drawing and as specified. |  | nr | 1 | 38982 | 38982 | 27600 | 27600 | 27600 | 27600 | 23657 | 23657 | 53017 | 53017 | 48276.56 | 48276.56 | 0 | 0
3.12.107 | 2.08.339 | (*) Conduits, trunking, wiring, junction box, sockets and accessories for the telephone system including earthing as per specification and Etisalat regulations. |  | nr | 1 | 12994 | 12994 | 34500 | 34500 | 34500 | 34500 | 11550 | 11550 | 510 | 510 | 16092.19 | 16092.19 | 0 | 0
3.12.108 | 2.08.340 | (*) Lightning protection system including earth pits, earth tape, air terminals etc as per drawings and specification. |  | Item | 1 | 16707 | 16707 | 20700 | 20700 | 20700 | 20700 | 9818 | 9818 | 7137 | 7137 | 20689.95 | 20689.95 | 0 | 0
3.12.109 | 2.08.341 | (*) Motor Control Centre form 4b, type 6, fault level 50KA for one second, dual redundant hot standby PLC, HMI, rubber isolation mat, instrumentations display units, back up batteries accessories, etc as per drawings and specifications. |  | nr | 1 | 33000 | 33000 | 6900 | 6900 | 6900 | 6900 | 28875 | 28875 | 0 | 0 | 40869.04 | 40869.04 | 0 | 0
3.12.110 | 2.08.342 | (*) Capacitor Bank, enclosure IP54, Form 2b, type 2, fault level 50KA for one second, with harmonic filters, regulator for automatic operation, accessories, etc as per specifications and drawings. |  | nr | 1 | 5569 | 5569 | 3450 | 3450 | 3450 | 3450 | 28875 | 28875 | 0 | 0 | 6896.65 | 6896.65 | 0 | 0
| Note | Note Details
3.12.111 | - | Construction / Installation
3.12.112 | 2.08.343 | Installation of Breaker, Direct Line starters, current transformers, Ampere meters with CT and selector Switches, Electronic motor protections, Start/Stop push button/Emergency Push buttons at MCC/ Emergency push button at junction box near Macerator site (continued)
| Item Code | Description | Item Remarks | Unit of Measurement | Quantity/Base Price | Unit Price/Discount % | Total | Unit Price/Discount % | Total | Unit Price/Discount % | Total | Unit Price/Discount % | Total | Unit Price/Discount % | Total | Unit Price/Discount % | Total | Unit Price/Discount % | Total
3.12.113 | 2.08.343 | (*) (continued) and lamp indications at MCC for Macerator function/ Fault as indicated in drawings, integration with RTU/SCADA for Running/ Fault of Macerator as per specification of ADSSC section 15290. PLC, operation of Macerator and all other material is included in B.O.Q of mechanical section. |  | Item | 1 | 5569 | 5569 | 1380 | 1380 | 1380 | 1380 | 65835 | 65835 | 0 | 0 | 6896.65 | 6896.65 | 0 | 0
3.12.114 | 2.08.344 | (*) Junction Box, IP class 66, with suitable size complete with foundations and installation outside MCC room as shown on the drawings with provision of Cable glands from MCC and mobile generator with panel mounted industrial socket of 5pins(Appliance INLET type) of 125Amps with necessary plug to suit the socket of rated IP 67 as per specifications. |  | nr | 1 | 1114 | 1114 | 3450 | 3450 | 3450 | 3450 | 1733 | 1733 | 0 | 0 | 1379.33 | 1379.33 | 0 | 0
3.12.115 | 2.08.345 | (*) Earthing system complete with earth rod, earth pits, earthing conductor, etc. for with earth resistance not exceeding one ohm. |  | Item | 1 | 1671 | 1671 | 1380 | 1380 | 1380 | 1380 | 1733 | 1733 | 0 | 0 | 2069 | 2069 | 0 | 0
3.12.116 | 2.08.346 | (*) KWH meter cabinet, of GRP material, IP65, for one CT operated meter with wiring from MCC to meter cabinet for potential and current, etc as per AADC’s requirement. |  | nr | 1 | 557 | 557 | 690 | 690 | 690 | 690 | 549 | 549 | 0 | 0 | 689.67 | 689.67 | 0 | 0
3.12.117 | 2.08.347 | (*) Remote Control Unit(RTU), Compatible to communicate in DNP3 protocol, with required numbers of D&A I/Os with 25% spares shall be integrated with Pumping Equipment, configuration with SCADA system of ADSSC. |  | Item | 1 | 1238 | 1238 | 6900 | 6900 | 6900 | 6900 | 40425 | 40425 | 0 | 0 | 1532.59 | 1532.59 | 0 | 0
3.12.118 | 2.08.348 | (*) Distribution board IP 54, split bus bar type, fault level minimum 17KA for 0.25 second, for small power and lightning including incoming and outgoing MCB as shown on drawings, as per specifications also complying with ADWEA’s wiring regulations. |  | nr | 1 | 1671 | 1671 | 690 | 690 | 690 | 690 | 520 | 520 | 0 | 0 | 2069 | 2069 | 0 | 0
3.12.119 | 2.08.349 | (*) All wiring for light points, power supply to fire alarm Panel, sockets, small power points, etc for entire pumping station, including wiring for emergency lighting using MICC cable, installation in conduits, trays, switches including, testing, commissioning, etc, complete in all respect. |  | Item | 1 | 2785 | 2785 | 6900 | 6900 | 6900 | 6900 | 11550 | 11550 | 0 | 0 | 3448.33 | 3448.33 | 0 | 0
| Note | Note Details
3.12.120 | 2.08.350 | 2 x 6 W self-contained portable emergency light fixture, IP 65, with carrying handle, providing illumination continuously for 3 hours, complete with 2 adjustable flood lights mounted on top of the unit, 12V sealed Nickel cadmium long life type battery, fully automatic charger supplying a constant voltage, fuse protection, (continued)
| Item Code | Description | Item Remarks | Unit of Measurement | Quantity/Base Price | Unit Price/Discount % | Total | Unit Price/Discount % | Total | Unit Price/Discount % | Total | Unit Price/Discount % | Total | Unit Price/Discount % | Total | Unit Price/Discount % | Total | Unit Price/Discount % | Total
3.12.121 | 2.08.350 | (*) (continued), switches, status indicator, wall mounted brackets. The units shall be connected to a circuit separated from the other lighting or small power supply as per specifications (Non Maintained) . |  | nr | 1 | 279 | 279 | 138 | 138 | 138 | 138 | 58 | 58 | 0 | 0 | 345.34 | 345.34 | 0 | 0
3.12.122 | 2.08.351 | (*) Light poles 8m height with cutout and wiring between cutout and lamp, pole foundation, mounting brackets as shown on drawings and specifications. |  | nr | 3 | 557 | 1671 | 690 | 2070 | 690 | 2070 | 405 | 1215 | 0 | 0 | 689.67 | 2069.01 | 0 | 0
3.12.123 | 2.08.352 | (*) Flood light with 120W LED fittings, suitable for single mounting types on 8 meters poles, complete with all the instruments , high performances aluminium heat sinks, adjustable Arm with leaf/debris guard, minimum IP class 65 with approval from some repetitive world authority. |  | nr | 3 | 279 | 837 | 11000 | 33000 | 11000 | 33000 | 116 | 348 | 0 | 0 | 345.34 | 1036.02 | 0 | 0
3.12.124 | 2.08.353 | (*) Fiberglass reinforced flame retarding polyester 1x36W, LED fittings, damp and wet resistant fittings, and equipped with a non-discolouring acrylic diffuser, IP 67, explosion proof as per specifications |  | nr | 1 | 279 | 279 | 400 | 400 | 400 | 400 | 162 | 162 | 0 | 0 | 345.34 | 345.34 | 0 | 0
3.12.125 | 2.08.354 | (*) Fiberglass reinforced flame retarding polyester 1x36W, LED fittings, damp and wet resistant fittings, and equipped with a non-discolouring acrylic diffuser, IP 67, explosion proof built in emergency unit with lead acid battery for 3 hours operation for as per specifications |  | nr | 1 | 279 | 279 | 400 | 400 | 400 | 400 | 162 | 162 | 0 | 0 | 345.34 | 345.34 | 0 | 0
3.12.126 | 2.08.355 | (*) Fiberglass reinforced flame retarding polyester 1x36W, LED fittings, damp and wet resistant fittings, ceiling mounted, and equipped with a non-discolouring acrylic diffuser, IP 65, as per specifications. |  | nr | 2 | 279 | 558 | 250 | 500 | 250 | 500 | 116 | 232 | 0 | 0 | 345.34 | 690.68 | 0 | 0
3.12.127 | 2.08.356 | (*) Fiberglass reinforced flame retarding polyester 1x36W, LED fittings, damp and wet resistant fittings, ceiling mounted, and equipped with a non-discolouring acrylic diffuser, IP 65, emergency unit with lead acid battery for 3 hours operation as per specifications |  | nr | 1 | 279 | 279 | 550 | 550 | 550 | 550 | 116 | 116 | 0 | 0 | 345.34 | 345.34 | 0 | 0
3.12.128 | 2.08.357 | (*) Fiberglass reinforced flame retarding polyester 1x36W, LED fittings, damp and wet resistant fittings ,wall mounted and equipped with a non-discolouring acrylic diffuser, IP 65, emergency unit with lead acid battery for 3 hours operation as per specifications |  | nr | 2 | 279 | 558 | 600 | 1200 | 600 | 1200 | 116 | 232 | 0 | 0 | 345.34 | 690.68 | 0 | 0
3.12.129 | 2.08.358 | (*) Totally enclosed ceiling/Wall mounting corrosion resistant bulkhead fitting IP65, LED fittings as per drawing.. |  | nr | 3 | 279 | 837 | 250 | 750 | 250 | 750 | 116 | 348 | 0 | 0 | 345.34 | 1036.02 | 0 | 0
3.12.130 | 2.08.359 | (*) Surface mounted self contained, maintained emergency light with Nickel cadmium batteries, Charger, suitable for 3 Hours duration, IP 65 class of protection with 1W LED lamp, with Exit sign in Arabic and English( Maintenance Type) . |  | nr | 3 | 112 | 336 | 350 | 1050 | 350 | 1050 | 116 | 348 | 0 | 0 | 137.93 | 413.79 | 0 | 0
3.12.131 | 2.08.360 | (*) 13A switched socket, IP 54 as per specifications |  | nr | 7 | 57 | 399 | 350 | 2450 | 350 | 2450 | 87 | 609 | 0 | 0 | 69.48 | 486.36 | 0 | 0
3.12.132 | 2.08.361 | (*) 13A switched socket, IP 67 as per specifications |  | nr | 1 | 57 | 57 | 350 | 350 | 350 | 350 | 87 | 87 | 0 | 0 | 69.48 | 69.48 | 0 | 0
3.12.133 | 2.08.362 | (*) 16A three phase switched socket, IP 67 as per specifications |  | nr | 1 | 84 | 84 | 300 | 300 | 300 | 300 | 87 | 87 | 0 | 0 | 103.19 | 103.19 | 0 | 0
3.12.134 | 2.08.363 | (*) Spur Points 5Amps |  | nr | 1 | 57 | 57 | 250 | 250 | 250 | 250 | 87 | 87 | 0 | 0 | 69.48 | 69.48 | 0 | 0
3.12.135 | 2.08.364 | (*) 4Cx70mm2, XLPE/SWA/PVC, 600/1000V cable with 1x35mm2 Y/G earth continuity conductor (ECC) for incoming supply to Generator Hook up.. |  | M | 10 | 17 | 170 | 140 | 1400 | 140 | 1400 | 17 | 170 | 0 | 0 | 20.43 | 204.3 | 0 | 0
3.12.136 | 2.08.365 | (*) Terminations of 4Cx70Sqmm XPPE/SWA/PVC cable with earthing conductor of 1x35sqmm complete with Cable gland, earth tag and PVC shroud as required. |  | nr | 2 | 104 | 208 | 206 | 412 | 206 | 412 | 99 | 198 | 0 | 0 | 127.72 | 255.44 | 0 | 0
3.12.137 | 2.08.366 | (*) 4Cx25mm2, XLPE/SWA/PVC, 600/1000V cable with 1x16mm2 Y/G earth continuity conductor (ECC) for Pumps. |  | M | 30 | 10 | 300 | 45 | 1350 | 45 | 1350 | 11 | 330 | 0 | 0 | 12.26 | 367.8 | 0 | 0
3.12.138 | 2.08.367 | (*) Terminations of 4Cx25Sqmm XPPE/SWA/PVC cable with earthing conductor of 1x16sqmm, complete with Cable gland, earth tag and PVC shroud as required Pumps. |  | nr | 4 | 50 | 200 | 138 | 552 | 138 | 552 | 55 | 220 | 0 | 0 | 61.3 | 245.2 | 0 | 0
3.12.139 | 2.08.368 | (*) 4Cx16mm2, XLPE/SWA/PVC, 600/1000V cable with 1x16mm2 Y/G earth continuity conductor (ECC) for Distribution Board and Capacitor Bank. |  | M | 5 | 9 | 45 | 35 | 175 | 35 | 175 | 9 | 45 | 0 | 0 | 10.22 | 51.1 | 0 | 0
3.12.140 | 2.08.369 | (*) Terminations of 4Cx16Sqmm XPPE/SWA/PVC cable with earthing conductor of 1x16sqmm, complete with Cable gland, earth tag and PVC shroud as required for Distribution Board and capacitor Bank. |  | nr | 2 | 42 | 84 | 138 | 276 | 138 | 276 | 52 | 104 | 0 | 0 | 51.09 | 102.18 | 0 | 0
3.12.141 | 2.08.370 | (*) 4Cx10mm2, XLPE/SWA/PVC, 600/1000V cable with 1x10mm2 Y/G earth continuity conductor (ECC) for Distribution Board and Capacitor Bank. |  | M | 5 | 7 | 35 | 30 | 150 | 30 | 150 | 8 | 40 | 0 | 0 | 8.17 | 40.85 | 0 | 0
3.12.142 | 2.08.371 | (*) Terminations of 4Cx10Sqmm XPPE/SWA/PVC cable with earthing conductor of 1x10sqmm, complete with Cable gland, earth tag and PVC shroud as required for Distribution Board and capacitor Bank. |  | nr | 2 | 38 | 76 | 138 | 276 | 138 | 276 | 46 | 92 | 0 | 0 | 45.98 | 91.96 | 0 | 0
3.12.143 | 2.08.372 | (*) 4Cx6sqmm, XLPE/SWA/PVC, 600/1000V cable with 1x6mm2 Y/G earth continuity conductor (ECC) for odour control. |  | M | 24 | 5 | 120 | 25 | 600 | 25 | 600 | 7 | 168 | 0 | 0 | 6.13 | 147.12 | 0 | 0
3.12.144 | 2.08.373 | (*) Terminations of 4Cx6Sqmm XPPE/SWA/PVC cable with earthing conductor of 1x6sqmm, complete with Cable gland, earth tag and PVC shroud as required for Odour Control. |  | nr | 2 | 29 | 58 | 108 | 216 | 108 | 216 | 41 | 82 | 0 | 0 | 35.76 | 71.52 | 0 | 0
3.12.145 | 2.08.374 | (*) 4Cx4mm2, XLPE/SWA/PVC, 600/1000V cable with 1x4mm2 Y/G earth continuity conductor (ECC) for Basket Screen for door lighting installation.. |  | M | 68 | 5 | 340 | 20 | 1360 | 20 | 1360 | 6 | 408 | 0 | 0 | 6.13 | 416.84 | 0 | 0
3.12.146 | 2.08.375 | (*) Terminations of 4Cx4Sqmm XPPE/SWA/PVC cable with earthing conductor of 1x4sqmm, complete with Cable gland, earth tag and PVC shroud as required for Basket Screen and outdoor lighting installation. |  | nr | 6 | 29 | 174 | 108 | 648 | 108 | 648 | 41 | 246 | 0 | 0 | 35.76 | 214.56 | 0 | 0
3.12.147 | 2.08.376 | (*) All Instrumentation and control cabling inclusive of screen/Unscreened cable for instruments (Penstock, pressure transmitters, Hydrostatic Level etc) and float switches for entire pumping station including termination material also as per specifications |  | Item | 1 | 22688 | 22688 | 6900 | 6900 | 6900 | 6900 | 11550 | 11550 | 0 | 0 | 28097.47 | 28097.47 | 0 | 0
3.12.148 | 2.08.377 | (*) Float switch (Explosion proof for pump and level control including cabling, fixing material, weights, stainless steel rope, accessories as per specifications |  | nr | 6 | 2063 | 12378 | 138 | 828 | 138 | 828 | 174 | 1044 | 0 | 0 | 2554.32 | 15325.92 | 0 | 0
3.12.149 | 2.08.378 | (*) Hydrostatic level sensor (explosion proof) including transmitter, cabling, accessories etc including additional display unit for MCC as per specifications |  | nr | 1 | 825 | 825 | 690 | 690 | 690 | 690 | 1386 | 1386 | 0 | 0 | 1021.73 | 1021.73 | 0 | 0
3.12.150 | 2.08.379 | (*) Piezo type pressure sensor from 300mm discharge line (explosion proof) with diaphragm seal including transmitter, indicator for MCC , cabling, accessories etc. |  | nr | 1 | 825 | 825 | 690 | 690 | 690 | 690 | 1386 | 1386 | 0 | 0 | 1021.73 | 1021.73 | 0 | 0
3.12.151 | 2.08.380 | (*) Electromagnetic flow meter with display unit on discharge line of 300mm as per drawing, specification and shall be suitable for hazardous area (Ex-proof) |  | nr | 1 | 2785 | 2785 | 1380 | 1380 | 1380 | 1380 | 2541 | 2541 | 0 | 0 | 3448.33 | 3448.33 | 0 | 0
3.12.152 | 2.08.381 | (*) Transportable fire extinguisher, dry powder type 5 kg, class B/C |  | nr | 2 | 42 | 84 | 420 | 840 | 420 | 840 | 110 | 220 | 0 | 0 | 51.09 | 102.18 | 0 | 0
3.12.153 | 2.08.382 | (*) Fire extinguisher, CO2 , 5 KG |  | nr | 2 | 21 | 42 | 450 | 900 | 450 | 900 | 110 | 220 | 0 | 0 | 25.54 | 51.08 | 0 | 0
3.12.154 | 2.08.383 | (*) GRP Junction box, IP 65, 1000 x 100 x 300 mm complete with terminals for power and control cables with rain protection, galvanized steel stand, concrete foundation and cladding of vertical cables, for connection of Cables from MCC and flexible cables and instruments and control Cables etc as per Specifications. |  | nr | 1 | 3300 | 3300 | 690 | 690 | 690 | 690 | 405 | 405 | 0 | 0 | 4086.9 | 4086.9 | 0 | 0
3.12.155 | 2.08.384 | (*) A/C split unit of 3 TON capacity (Capacity at outdoor and indoor temperature as per specifications), as shown on the drawing including foundations, piping, insulation, cabling, isolator, DP switch socket with neon indicator, control and accessories as specified for the MCC room. |  | nr | 2 | 2785 | 5570 | 2760 | 5520 | 2760 | 5520 | 1647 | 3294 | 0 | 0 | 3448.33 | 6896.66 | 0 | 0
3.12.156 | 2.08.385 | (*) Fire alarm system including fire alarm panel, fire detectors, fire alarm bell/sounder with strobe lights, break glass, wiring using MICC cable and necessary interfacing for safety requirements etc as shown on drawing and as specified. |  | nr | 1 | 7013 | 7013 | 1380 | 1380 | 1380 | 1380 | 5371 | 5371 | 0 | 0 | 8684.67 | 8684.67 | 0 | 0
3.12.157 | 2.08.386 | (*) Conduits, trunking, wiring, junction box, sockets and accessories for the telephone system including earthing as per specification and Etisalat regulations. |  | nr | 1 | 2475 | 2475 | 1380 | 1380 | 1380 | 1380 | 6930 | 6930 | 0 | 0 | 3065.18 | 3065.18 | 0 | 0
3.12.158 | 2.08.387 | (*) Lightning protection system including earth pits, earth tape, air terminals etc as per drawings and specification. |  | Item | 1 | 2228 | 2228 | 1380 | 1380 | 1380 | 1380 | 4620 | 4620 | 0 | 0 | 2758.66 | 2758.66 | 0 | 0
3.12.159 | 2.08.388 | (*) Coordination with AlAin Distribution Company for approval of cable entry, drawings, installation and release of power including fee for approval of drawings & installation. |  | Item | 1 | 12375 | 12375 | 1380 | 1380 | 1380 | 1380 | 23100 | 23100 | 0 | 0 | 15325.89 | 15325.89 | 0 | 0
3.12.160 | 2.08.389 | (*) Allow for co-ordination with Etisalat Connections (GPRS, or any other method of communication protocol as instructed by Client / Engineer) and approval telephone installation, in pump station and all approval. |  | Item | 1 | 9900 | 9900 | 3450 | 3450 | 3450 | 3450 | 11550 | 11550 | 0 | 0 | 12260.71 | 12260.71 | 0 | 0
3.12.161 | 2.08.390 | (*) Licensed Software, used, for programming of Redundant PLC/RTU and HMI for modification of program for PLC and HMI including training for use of software to at least two staff members for minimum 4days |  | nr | 1 | 20625 | 20625 | 34500 | 34500 | 34500 | 34500 | 73435 | 73435 | 0 | 0 | 25543.15 | 25543.15 | 0 | 0
3.12.162 | 2.08.391 | (*) Operation and maintenance manuals complete in PDF format, as built drawings on AutoCAD 2008 in micro station format and programs for PLC/RTU & HMI programs as per specifications, testing and commissioning and operation of Pump station till it taken over by client. |  | Item | 1 | 27844 | 27844 | 6900 | 6900 | 6900 | 6900 | 17325 | 17325 | 0 | 0 | 34483.26 | 34483.26 | 0 | 0
3.12.163 | 2.08.392 | (*) Air Release Valve chambers on HDPE OD 225mm, including pipes, valves, necessary fittings, accessories, risers, dismantle pieces and adaptors - all in D.I and all incidental works to complete, as specified and shown on the drawing |  | nr | 3 | 23100 | 69300 | 23400 | 70200 | 23400 | 70200 | 0 | 0 | 37220 | 111660 | 17208.02 | 51624.06 | 0 | 0
3.12.164 | 2.08.393 | (*) Washout chambers on HDPE OD 225mm including pipes, valves, necessary fittings, accessories, risers, dismantle pieces and adaptors - all in D.I. DN 225 and all incidental works to complete, as specified and shown on the drawings |  | nr | 1 | 39435 | 39435 | 51500 | 51500 | 51500 | 51500 | 0 | 0 | 47150 | 47150 | 21510.02 | 21510.02 | 0 | 0
3.12.165 | 3.08.394 | (*) Transition chamber on HDPE OD 225mm to 315mm, depth to invert exceeding 2.5m but not exceeding 3.0m including pipes, sleeves, concrete channel, accessories and all incidental works to complete, as specified and shown on the drawings |  | nr | 1 | 78375 | 78375 | 30000 | 30000 | 30000 | 30000 | 0 | 0 | 56913 | 56913 | 21510.02 | 21510.02 | 0 | 0
| Note | Note Details
3.12.166 | - | Contractor's Adjustment
| Item Code | Description | Item Remarks | Unit of Measurement | Quantity/Base Price | Unit Price/Discount % | Total | Unit Price/Discount % | Total | Unit Price/Discount % | Total | Unit Price/Discount % | Total | Unit Price/Discount % | Total | Unit Price/Discount % | Total | Unit Price/Discount % | Total
3.12.167 | 2.08.395 | (*) The Contractor may price here any new items or additional quantity for an existing BOQ item, which are shown in the Drawings or any other Tender/Contract Documents but overlooked or not specifically mentioned herein and is necessary for the satisfactory completion of the Works/this section. Should the Contractor fail to insert any item here, it will be deemed that his lump sum Tender Price includes all such items and no claims for additional items will be entertained. |  | Sum | 1 | 49274 | 49274 | 0 | 0 | 0 | 0 | 0 | 0 | 0 | 0 | 0 | 0 | 39730037.93 | 39730037.93
| Note | Note Details
3.12.168 | - | Please attach one PDF file to be named "Additional Items for (insert bill no/name & Section No/name)" for the details of these additional items in the additional attachment area in the Commercial Envelope.
3.13 BLL NO. 2.09 : IRRIGATION WORKS - AL SAAD | [5 empty] | 4 (out of 4) | 928870 | 4 (out of 4) | 1199000 | 4 (out of 4) | 1199000 | 4 (out of 4) | 1185490 | 4 (out of 4) | 1101190 | 4 (out of 4) | 824381.26 | 4 (out of 4) | 1004569.8
| Note | Note Details
3.13.1 | - | Road Crossing Ducts
3.13.2 | - | Reinforced concrete encased duct for pipes at road crossings including concrete casing on 50mm lean concrete bed, Sleeve pipes, end caps, duct markers, warning tape including excavation in any material including rock, disposal of excess excavated materials to an approved location including haulage, backfilling with suitable approved fill material, asphalt and testing of same, complete as detailed in the Drawings and Specifications.
| Item Code | Description | Item Remarks | Unit of Measurement | Quantity/Base Price | Unit Price/Discount % | Total | Unit Price/Discount % | Total | Unit Price/Discount % | Total | Unit Price/Discount % | Total | Unit Price/Discount % | Total | Unit Price/Discount % | Total | Unit Price/Discount % | Total
3.13.3 | 2.09.01 | (*) Supply and lay uPVC class 6 duct 1 way 160mm diameter allow for concrete surround, excavation, backfilling, utility markers, end caps on both sides of the road, complete as specified. |  | m | 2000 | 210 | 420000 | 290 | 580000 | 290 | 580000 | 309 | 618000 | 250 | 500000 | 161.33 | 322660 | 0 | 0
3.13.4 | 2.09.02 | (*) Supply and lay uPVC class 6 duct 1 way 315mm diameter allow for concrete surround, excavation, backfilling, utility markers, end caps on both sides of the road, complete as specified. |  | m | 1150 | 373 | 428950 | 460 | 529000 | 460 | 529000 | 403 | 463450 | 437 | 502550 | 301.14 | 346311 | 0 | 0
3.13.5 | 2.09.03 | (*) Supply and lay uPVC class 6 sleeve 1 way 400mm diameter allow for concrete surround, excavation, backfilling, end caps on both sides of the villa entrance, complete as specified. |  | m | 180 | 444 | 79920 | 500 | 90000 | 500 | 90000 | 578 | 104040 | 548 | 98640 | 564.64 | 101635.2 | 0 | 0
| Note | Note Details
3.13.6 | - | Contractor's Adjustment
| Item Code | Description | Item Remarks | Unit of Measurement | Quantity/Base Price | Unit Price/Discount % | Total | Unit Price/Discount % | Total | Unit Price/Discount % | Total | Unit Price/Discount % | Total | Unit Price/Discount % | Total | Unit Price/Discount % | Total | Unit Price/Discount % | Total
3.13.7 | 2.09.04 | (*) The Contractor may price here any new items or additional quantity for an existing BOQ item, which are shown in the Drawings or any other Tender/Contract Documents but overlooked or not specifically mentioned herein and is necessary for the satisfactory completion of the Works/this section. Should the Contractor fail to insert any item here, it will be deemed that his lump sum Tender Price includes all such items and no claims for additional items will be entertained. |  | Sum | 1 | 0 | 0 | 0 | 0 | 0 | 0 | 0 | 0 | 0 | 0 | 53775.06 | 53775.06 | 1004569.8 | 1004569.8
| Note | Note Details
3.13.8 | - | Please attach one PDF file to be named "Additional Items for (insert bill no/name & Section No/name)" for the details of these additional items in the additional attachment area in the Commercial Envelope.
3.14 Bill 2.10 - WATER WORKS | [5 empty] | 77 (out of 77) | 12870910 | 77 (out of 77) | 17033500 | 77 (out of 77) | 17033500 | 77 (out of 77) | 13881127 | 77 (out of 77) | 13189673 | 77 (out of 77) | 18390770.31 | 77 (out of 77) | 16708994.24
| Note | Note Details
3.14.1 | - | Supply and lay pipes including all necessary, bends, tees and all fittings for potable water pipelines including, excavation of trench, in any type of soil including rock, getting out and part returning of excavated material, temporary support of existing services, backfill and compaction, carting away surplus, (continued..)
3.14.2 | - | (..continued), preparing formation, sand bedding and surround, jointing, connecting to chambers, field tests (field density, hydro test, etc.) including, jointing materials, rubber gaskets, nuts, bolts, detectable warning tape etc. provisions for labour, plant, material and all incidental works for ISO Standard (HDPE) high density polyethylene PE-100 SDR 17
| Item Code | Description | Item Remarks | Unit of Measurement | Quantity/Base Price | Unit Price/Discount % | Total | Unit Price/Discount % | Total | Unit Price/Discount % | Total | Unit Price/Discount % | Total | Unit Price/Discount % | Total | Unit Price/Discount % | Total | Unit Price/Discount % | Total
3.14.3 | 2.10.01 | (*) OD 355, depths to invert <=2.0 m |  | m | 2930 | 272 | 796960 | 500 | 1465000 | 500 | 1465000 | 276 | 808680 | 365 | 1069450 | 532.32 | 1559697.6 | 0 | 0
3.14.4 | 2.10.02 | (*) Ditto but for depth to invert > 2.0m <=2.5m |  | m | 10 | 288 | 2880 | 525 | 5250 | 525 | 5250 | 305 | 3050 | 418 | 4180 | 552.75 | 5527.5 | 0 | 0
3.14.5 | 2.10.03 | (*) Ditto but for depth to invert > 2.5m |  | m | 10 | 305 | 3050 | 550 | 5500 | 550 | 5500 | 318 | 3180 | 496 | 4960 | 587.49 | 5874.9 | 0 | 0
3.14.6 | 2.10.04 | (*) ISO Standard (HDPE) high density polyethylene PE-100 SDR 17, OD 225, depths to invert <=2.0 m |  | m | 2350 | 192 | 451200 | 300 | 705000 | 300 | 705000 | 152 | 357200 | 219 | 514650 | 309.58 | 727513 | 0 | 0
3.14.7 | 2.10.05 | (*) Ditto but for depth to invert > 2.0m <=2.5m |  | m | 10 | 208 | 2080 | 320 | 3200 | 320 | 3200 | 167 | 1670 | 257 | 2570 | 330.02 | 3300.2 | 0 | 0
3.14.8 | 2.10.06 | (*) Ditto but for depth to invert > 2.5m |  | m | 10 | 225 | 2250 | 350 | 3500 | 350 | 3500 | 174 | 1740 | 361 | 3610 | 357.6 | 3576 | 0 | 0
3.14.9 | 2.10.07 | (*) ISO Standard (HDPE) high density polyethylene PE-100 SDR 17, OD 160, depths to invert <=2.0 m |  | m | 10950 | 148 | 1620600 | 210 | 2299500 | 210 | 2299500 | 107 | 1171650 | 159 | 1741050 | 249.3 | 2729835 | 0 | 0
3.14.10 | 2.10.08 | (*) Ditto but for depth to invert > 2.0m <=2.5m |  | m | 10 | 165 | 1650 | 230 | 2300 | 230 | 2300 | 119 | 1190 | 214 | 2140 | 269.74 | 2697.4 | 0 | 0
3.14.11 | 2.10.09 | (*) Ditto but for depth to invert > 2.5m |  | m | 10 | 181 | 1810 | 250 | 2500 | 250 | 2500 | 123 | 1230 | 272 | 2720 | 296.3 | 2963 | 0 | 0
3.14.12 | 2.10.10 | (*) ISO Standard (HDPE) high density polyethylene PE-100 SDR 17, OD 110, depths to invert <=2.0 m |  | m | 6300 | 138 | 869400 | 190 | 1197000 | 190 | 1197000 | 79 | 497700 | 132 | 831600 | 223.76 | 1409688 | 0 | 0
3.14.13 | 2.10.11 | (*) Ditto but for depth to invert > 2.0m <=2.5m |  | m | 10 | 155 | 1550 | 210 | 2100 | 210 | 2100 | 86 | 860 | 186 | 1860 | 244.19 | 2441.9 | 0 | 0
3.14.14 | 2.10.12 | (*) Ditto but for depth to invert > 2.5m |  | m | 10 | 171 | 1710 | 235 | 2350 | 235 | 2350 | 90 | 900 | 245 | 2450 | 255.43 | 2554.3 | 0 | 0
3.14.15 | 2.10.13 | (*) ISO Standard (DI) Ductile Iron pipe of socket & spigot construction, DN 200, depths to invert <=2.0 m |  | m | 200 | 392 | 78400 | 950 | 190000 | 950 | 190000 | 385 | 77000 | 398 | 79600 | 510.86 | 102172 | 0 | 0
3.14.16 | 2.10.14 | (*) Ditto but for depth to invert > 2.0m <=2.5m |  | m | 10 | 409 | 4090 | 1200 | 12000 | 1200 | 12000 | 424 | 4240 | 453 | 4530 | 561.95 | 5619.5 | 0 | 0
3.14.17 | 2.10.15 | (*) Ditto but for depth to invert > 2.5m |  | m | 10 | 425 | 4250 | 1300 | 13000 | 1300 | 13000 | 442 | 4420 | 511 | 5110 | 613.04 | 6130.4 | 0 | 0
3.14.18 | 2.10.16 | (*) Extra over pipe laying for installation of pipes through new ducts including concrete surround and reinforcement, supply and installation of GRP ducts with diameters as shown on the standard drawings and centering device (spiders): HDPE pipe OD 355 |  | m | 90 | 1118 | 100620 | 1050 | 94500 | 1050 | 94500 | 1465 | 131850 | 1121 | 100890 | 1368.09 | 123128.1 | 0 | 0
3.14.19 | 2.10.17 | (*) Ditto but for HDPE pipeline OD 225 |  | m | 90 | 986 | 88740 | 1000 | 90000 | 1000 | 90000 | 1139 | 102510 | 992 | 89280 | 1124.92 | 101242.8 | 0 | 0
3.14.20 | 2.10.18 | (*) Ditto but forHDPE pipeline OD 160 |  | m | 500 | 806 | 403000 | 625 | 312500 | 625 | 312500 | 818 | 409000 | 886 | 443000 | 1000.27 | 500135 | 0 | 0
3.14.21 | 2.10.19 | (*) Ditto but for HDPE pipeline OD 110 |  | m | 250 | 777 | 194250 | 580 | 145000 | 580 | 145000 | 628 | 157000 | 885 | 221250 | 951.23 | 237807.5 | 0 | 0
3.14.22 | 2.10.20 | (*) Extra over pipe laying for supply and laying including gaskets, nuts, bolts, wrapping materials, all accessories to complete, PE 100 HDPE stub flange drilled to PN 16, HDPE OD 355 |  | nr | 23 | 156 | 3588 | 3150 | 72450 | 3150 | 72450 | 675 | 15525 | 511 | 11753 | 1741.02 | 40043.46 | 0 | 0
3.14.23 | 2.10.21 | (*) Ditto but for HDPE OD 225 |  | nr | 18 | 134 | 2412 | 2000 | 36000 | 2000 | 36000 | 341 | 6138 | 447 | 8046 | 963.49 | 17342.82 | 0 | 0
3.14.24 | 2.10.22 | (*) Ditto but for HDPE OD 160 |  | nr | 88 | 123 | 10824 | 1350 | 118800 | 1350 | 118800 | 200 | 17600 | 409 | 35992 | 776.51 | 68332.88 | 0 | 0
3.14.25 | 2.10.23 | (*) Ditto but for HDPE OD 110 |  | nr | 50 | 104 | 5200 | 770 | 38500 | 770 | 38500 | 123 | 6150 | 384 | 19200 | 678.43 | 33921.5 | 0 | 0
3.14.26 | 2.10.24 | (*) Ditto but for HDPE OD 90 |  | nr | 4 | 93 | 372 | 600 | 2400 | 600 | 2400 | 99 | 396 | 371 | 1484 | 657.99 | 2631.96 | 0 | 0
| Note | Note Details
3.14.27 | 2.10.25 | Supply and laying including excavation of trench, in any type of soil including rock, getting out and part returning of excavated material, backfill and compaction, carting away surplus, preparing formation, sand bedding and surround, jointing, connecting to chambers, field tests (field density, hydro test, etc.) including, (continued..)
| Item Code | Description | Item Remarks | Unit of Measurement | Quantity/Base Price | Unit Price/Discount % | Total | Unit Price/Discount % | Total | Unit Price/Discount % | Total | Unit Price/Discount % | Total | Unit Price/Discount % | Total | Unit Price/Discount % | Total | Unit Price/Discount % | Total
3.14.28 | 2.10.25 | (*) (continued) jointing materials, rubber gaskets, nuts, bolts, wrapping materials, detectable warning tape etc. provisions for labour, plant, material and all incidental work to complete as specified and shown in the drawings for the following: DI double socket flanged tee DN 300x300 |  | nr | 1 | 3960 | 3960 | 6000 | 6000 | 6000 | 6000 | 5579 | 5579 | 4839 | 4839 | 2554.32 | 2554.32 | 0 | 0
3.14.29 | 2.10.26 | (*) DI double socket sleeve collar DN 300 |  | nr | 2 | 2847 | 5694 | 2800 | 5600 | 2800 | 5600 | 3786 | 7572 | 1726 | 3452 | 2554.32 | 5108.64 | 0 | 0
3.14.30 | 2.10.27 | (*) DI double spigot pipe piece DN 300, Length=1m |  | nr | 2 | 2455 | 4910 | 5800 | 11600 | 5800 | 11600 | 3857 | 7714 | 2913 | 5826 | 2554.32 | 5108.64 | 0 | 0
| Note | Note Details
3.14.31 | - | Valve Chambers:
3.14.32 | - | Supply, Install, test, re-test, commissioning and connect to potable pipeline, reinforced concrete valve chamber allow for excavation, backfilling, blinding concrete B15, reinforced concrete B35, high tensile deformed reinforcement bars, ductile iron covers and frames, Aluminum surface box (200mm high, 160mm dia. clear opening, including rod connection between lid & box, plate for guiding valve spindle and aluminum dust cap), (continued)
3.14.33 | - | Continued) 150x150 mm bronze indicator plate, 150x150mm bronze owner indicator plate, aluminum access ladder (except for air release valve boxes), ventilation pipes top unit and bottom extension with hot cured polyester powder coating, Internal Epoxy Coating, horizontal & vertical tanking (water proofing membrane with wrapping protection), (continued..)
3.14.34 | - | Continued) external epoxy coating with UV resist for cover slab, all as specified and as shown on drawings or instructed by the Engineer, allow for extra excavation, backfill, labour, plant, material and all incidental work for the following:
| Item Code | Description | Item Remarks | Unit of Measurement | Quantity/Base Price | Unit Price/Discount % | Total | Unit Price/Discount % | Total | Unit Price/Discount % | Total | Unit Price/Discount % | Total | Unit Price/Discount % | Total | Unit Price/Discount % | Total | Unit Price/Discount % | Total
3.14.35 | 2.10.28 | (*) Gate Valve chambers on HDPE OD 355, depth to invert not exceeding 3.0m on the new network including D.I pipes, D.I wall pieces, valves, necessary fitting, accessories, dismantle pieces and adaptors and all incidental works to complete, as specified and shown on the drawing |  | nr | 6 | 28371 | 170226 | 43000 | 258000 | 43000 | 258000 | 51830 | 310980 | 35454 | 212724 | 37375.76 | 224254.56 | 0 | 0
3.14.36 | 2.10.29 | (*) Ditto but on HDPE pipeline OD 225 |  | nr | 6 | 21588 | 129528 | 29200 | 175200 | 29200 | 175200 | 29046 | 174276 | 24999 | 149994 | 26679.31 | 160075.86 | 0 | 0
3.14.37 | 2.10.30 | (*) Ditto but on HDPE pipeline OD 160 |  | nr | 44 | 18812 | 827728 | 24300 | 1069200 | 24300 | 1069200 | 25507 | 1122308 | 17050 | 750200 | 24495.88 | 1077818.72 | 0 | 0
3.14.38 | 2.10.31 | (*) Ditto but on HDPE pipeline OD 110 |  | nr | 23 | 17245 | 396635 | 22400 | 515200 | 22400 | 515200 | 22955 | 527965 | 16782 | 385986 | 22642.47 | 520776.81 | 0 | 0
3.14.39 | 2.10.32 | (*) Air release valve box on HDPE pipeline OD 355, depth to invert not exceeding 3.0 m on the new network including D.I pipes, valves, tee’s (on main line to chamber) necessary fitting, accessories, and all incidental works to complete, as specified and shown on the drawing |  | nr | 4 | 10971 | 43884 | 25800 | 103200 | 25800 | 103200 | 20761 | 83044 | 15276 | 61104 | 25058.85 | 100235.4 | 0 | 0
3.14.40 | 2.10.33 | (*) Ditto but on HDPE pipeline OD 225 |  | nr | 3 | 10476 | 31428 | 23400 | 70200 | 23400 | 70200 | 20494 | 61482 | 10624 | 31872 | 20133.11 | 60399.33 | 0 | 0
3.14.41 | 2.10.34 | (*) Wash Out chambers on HDPE pipeline OD 355, depth to invert not exceeding 4.0m on the new network including D.I pipes, D.I wall pieces, valves, necessary fittings, accessories, risers, dismantle pieces and adaptors and all incidental works to complete, as specified and shown on the drawing |  | nr | 3 | 25448 | 76344 | 54100 | 162300 | 54100 | 162300 | 49881 | 149643 | 32056 | 96168 | 66412.2 | 199236.6 | 0 | 0
3.14.42 | 2.10.35 | (*) Ditto but on HDPE pipeline OD 225 |  | nr | 2 | 24964 | 49928 | 51500 | 103000 | 51500 | 103000 | 42854 | 85708 | 27935 | 55870 | 47672.72 | 95345.44 | 0 | 0
3.14.43 | 2.10.36 | (*) Ditto but on HDPE pipeline OD 160 |  | nr | 2 | 24837 | 49674 | 50700 | 101400 | 50700 | 101400 | 42438 | 84876 | 27215 | 54430 | 43934.22 | 87868.44 | 0 | 0
| Note | Note Details
3.14.44 | 2.10.37 | District Metered Area (DMA) chamber on feeder main pipeline OD355 HDPE, depth to invert not exceeding 3 meters on the new network including but not limited to gate valves DN300, D.I pipes, D.I wall pieces, D.I valves, D.I control valve DN300 (electrically activated), strainer, necessary fittings, (continued)
3.14.45 | 2.10.37 | (continued), accessories, dismantle pieces and adaptors, pressure guage, power supply, control panel for the FCV (separate or in the main panel), actuator (modulating type and can be completed with a positioner), electromegnatic flow meter DN300, all electric wiring feeding the F.M. from nearest feeder pillar, substation...etc. and stainless steel spool piece for maintenance, a 24V DC battery backup with power supply and GRP enclosure with foundation base slab (continued)
| Item Code | Description | Item Remarks | Unit of Measurement | Quantity/Base Price | Unit Price/Discount % | Total | Unit Price/Discount % | Total | Unit Price/Discount % | Total | Unit Price/Discount % | Total | Unit Price/Discount % | Total | Unit Price/Discount % | Total | Unit Price/Discount % | Total
3.14.46 | 2.10.37 | (*) (continued) to be fitted with 240V socket and proper internal lighting and all incidental works to complete as specified and shown on the drawing. A portable field test unit with flow meter and validation software shall be included and PC (laptop) shall be provided with appropriate field validation unit in both (hard and soft) “ready to run” conditions and all incidental works to complete as specified and shown on the drawing. |  | nr | 1 | 235125 | 235125 | 450000 | 450000 | 450000 | 450000 | 543446 | 543446 | 703103 | 703103 | 510863.05 | 510863.05 | 0 | 0
3.14.47 | 2.10.38 | (*) Provide and install of 80 mm dia Screw down type fire hydrant on distribution pipe including DI valves, bends, adjustable "S" bends with rotatable flanges (if required), pipes and all associated fittings required to complete the installation as specified and connect to double flanged piece DN 80 as shown on the drawings |  | nr | 1 | 9924 | 9924 | 15000 | 15000 | 15000 | 15000 | 8194 | 8194 | 12425 | 12425 | 14099.82 | 14099.82 | 0 | 0
3.14.48 | 2.10.39 | (*) Provide standpipe and opening keys for underground (screw down) fire hydrants as specified and shown on the drawings or instructed by the Engineer |  | nr | 1 | 1502 | 1502 | 1500 | 1500 | 1500 | 1500 | 426 | 426 | 959 | 959 | 459.78 | 459.78 | 0 | 0
3.14.49 | 2.10.40 | (*) Supply and install DN 100 mm ISO standard D.I. breakable pillar type fire hydrant on distribution pipe including hood, stainless steel spindle, outlets 2 x 2½" and 1 x 4", D.I. inlet duckfoot bend DN 100 mm automatic drain valve, adjustable "S" bends with rotatable flanges (if required) etc., all as per the Specification and Tender Drawing (each two pillar fire hydrants to be supplied with one extra repair kit for the breakable section). |  | nr | 130 | 9924 | 1290120 | 12500 | 1625000 | 12500 | 1625000 | 11945 | 1552850 | 11741 | 1526330 | 14548.36 | 1891286.8 | 0 | 0
3.14.50 | 2.10.41 | (*) Supply and install GRP Wall mounted Meter Box, ¾” connection including consumer water meter with non return valve, calibrated in litres or cum with inbuilt strainer and facility for remote reading, gunmetal lockable ball valve with master key, all necessary fittings to complete as specified and as shown on drawings or instructed by the Engineer |  | nr | 1 | 2482 | 2482 | 5000 | 5000 | 5000 | 5000 | 2682 | 2682 | 2401 | 2401 | 3199.02 | 3199.02 | 0 | 0
3.14.51 | 2.10.42 | (*) Ditto but for 1 inch MDPE pipe |  | nr | 306 | 3081 | 942786 | 4000 | 1224000 | 4000 | 1224000 | 3600 | 1101600 | 3401 | 1040706 | 3576.04 | 1094268.24 | 0 | 0
3.14.52 | 2.10.43 | (*) Supply and install concrete stop valve box for ¾” inch MDPE pipe including gate valves, all necessary fittings, accessories, and all incidental works to complete, as specified and shown on the drawings |  | nr | 1 | 1767 | 1767 | 2500 | 2500 | 2500 | 2500 | 1289 | 1289 | 1211 | 1211 | 1730.8 | 1730.8 | 0 | 0
3.14.53 | 2.10.44 | (*) Ditto but for 1 inch MDPE pipe |  | nr | 306 | 1891 | 578646 | 2500 | 765000 | 2500 | 765000 | 1356 | 414936 | 1614 | 493884 | 1852.39 | 566831.34 | 0 | 0
3.14.54 | 2.10.45 | (*) Ditto but for 1½ inch MDPE pipe |  | nr | 20 | 2097 | 41940 | 3000 | 60000 | 3000 | 60000 | 1934 | 38680 | 2428 | 48560 | 2836.31 | 56726.2 | 0 | 0
3.14.55 | 2.10.46 | (*) Ditto but for 2 inch MDPE pipe |  | nr | 1 | 2268 | 2268 | 3500 | 3500 | 3500 | 3500 | 2283 | 2283 | 1511 | 1511 | 3501.46 | 3501.46 | 0 | 0
3.14.56 | 2.10.47 | (*) Supply and install concrete water meter box for 1½ inch MDPE pipe including gate valves, flow meters, necessary fittings, accessories, and all incidental works to complete, as specified and shown on the drawings |  | nr | 20 | 7193 | 143860 | 12500 | 250000 | 12500 | 250000 | 8679 | 173580 | 5343 | 106860 | 10591.21 | 211824.2 | 0 | 0
3.14.57 | 2.10.48 | (*) Ditto but for 2 inch MDPE pipe |  | nr | 1 | 8728 | 8728 | 13000 | 13000 | 13000 | 13000 | 14134 | 14134 | 8014 | 8014 | 11032.6 | 11032.6 | 0 | 0
3.14.58 | 2.10.49 | (*) Supply and laying ¾” inch MDPE pipes, bends for house connection including excavation, getting out and part returning of excavated material, backfill and compaction, carting away surplus, preparing formation, sand bedding and surround, including the 110 mm PVC duct, concrete encasement, closing duct ends after installation of PE pipes, field tests, detectable warning tape and all incidental work to complete |  | m | 10 | 180 | 1800 | 150 | 1500 | 150 | 1500 | 176 | 1760 | 215 | 2150 | 304.47 | 3044.7 | 0 | 0
3.14.59 | 2.10.50 | (*) Ditto but for 1 inch MDPE pipes |  | m | 2500 | 181 | 452500 | 135 | 337500 | 135 | 337500 | 177 | 442500 | 216 | 540000 | 317.76 | 794400 | 0 | 0
3.14.60 | 2.10.51 | (*) Ditto but for 1½ inch MDPE pipes including 160 mm PVC duct |  | m | 500 | 183 | 91500 | 200 | 100000 | 200 | 100000 | 230 | 115000 | 216 | 108000 | 404.6 | 202300 | 0 | 0
3.14.61 | 2.10.52 | (*) Ditto but for 2 inch MDPE pipes including 160 mm PVC duct |  | m | 10 | 188 | 1880 | 235 | 2350 | 235 | 2350 | 237 | 2370 | 223 | 2230 | 432.19 | 4321.9 | 0 | 0
3.14.62 | 2.10.53 | (*) Supply and install OD110 PVC long radius 90o elbow as specified and shown on the drawings |  | nr | 306 | 203 | 62118 | 150 | 45900 | 150 | 45900 | 187 | 57222 | 52 | 15912 | 97.06 | 29700.36 | 0 | 0
3.14.63 | 2.10.54 | (*) Supply and install pulling box for ½ inch to 2 inch MDPE pipe including necessary fittings, accessories, and all incidental works to complete, as specified and shown on the drawings |  | nr | 70 | 1891 | 132370 | 2200 | 154000 | 2200 | 154000 | 1290 | 90300 | 2428 | 169960 | 3576.04 | 250322.8 | 0 | 0
| Note | Note Details
3.14.64 | - | Supply and Installation of saddle strap and ferrule cock on HDPE pipelines including supply, storage, transportation and handling of saddles and accessories required to install the saddle strap and ferrule, either on empty main pipeline or under pressure pipeline, including taping, pressure testing, cleaning and disinfection:
| Item Code | Description | Item Remarks | Unit of Measurement | Quantity/Base Price | Unit Price/Discount % | Total | Unit Price/Discount % | Total | Unit Price/Discount % | Total | Unit Price/Discount % | Total | Unit Price/Discount % | Total | Unit Price/Discount % | Total | Unit Price/Discount % | Total
3.14.65 | 2.10.55 | (*) With 3/4 inch outlet ferrule |  | nr | 1 | 2022 | 2022 | 2300 | 2300 | 2300 | 2300 | 1262 | 1262 | 665 | 665 | 1542.81 | 1542.81 | 0 | 0
3.14.66 | 2.10.56 | (*) With 1 inch outlet ferrule |  | nr | 306 | 2166 | 662796 | 2200 | 673200 | 2200 | 673200 | 1528 | 467568 | 685 | 209610 | 1531.57 | 468660.42 | 0 | 0
3.14.67 | 2.10.57 | (*) with 1½ inch outlet ferrule |  | nr | 20 | 2430 | 48600 | 2500 | 50000 | 2500 | 50000 | 1606 | 32120 | 712 | 14240 | 1826.85 | 36537 | 0 | 0
3.14.68 | 2.10.58 | (*) With 2 inch outlet ferrule |  | nr | 1 | 2871 | 2871 | 3500 | 3500 | 3500 | 3500 | 2055 | 2055 | 1117 | 1117 | 1806.41 | 1806.41 | 0 | 0
3.14.69 | 2.10.59 | (*) Supply and install reinforced concrete protection slabs for water pipelines under roads and under the villa/plots access driveways |  | m3 | 375 | 949 | 355875 | 1000 | 375000 | 1000 | 375000 | 1689 | 633375 | 964 | 361500 | 1277.16 | 478935 | 0 | 0
3.14.70 | 2.10.60 | (*) Construct reinforced concrete B35 for thrust blocks at DI bends, tapers, tees etc., conforming to Standard Detail Drawings |  | m3 | 5 | 1527 | 7635 | 1000 | 5000 | 1000 | 5000 | 3857 | 19285 | 951 | 4755 | 1583.68 | 7918.4 | 0 | 0
3.14.71 | 2.10.61 | (*) Provide and place pipeline marker posts at bends and Tees in distribution network complete in accordance with Standard Detail Drawing or as directed by the engineer |  | nr | 200 | 1857 | 371400 | 600 | 120000 | 600 | 120000 | 1671 | 334200 | 224 | 44800 | 970.64 | 194128 | 0 | 0
3.14.72 | 2.10.62 | (*) Provide and place sign posts for fire hydrants complete in accordance with Standard Detail Drawing |  | nr | 130 | 1110 | 144300 | 1000 | 130000 | 1000 | 130000 | 1137 | 147810 | 940 | 122200 | 1481.5 | 192595 | 0 | 0
3.14.73 | 2.10.63 | (*) Provide and place guard rails for fire hydrants complete in accordance with Standard Detail Drawing |  | nr | 130 | 825 | 107250 | 2000 | 260000 | 2000 | 260000 | 1167 | 151710 | 741 | 96330 | 1226.07 | 159389.1 | 0 | 0
3.14.74 | 2.10.64 | (*) Provide and place valve chamber sign marker posts complete in accordance with Standard Detail Drawing |  | nr | 10 | 784 | 7840 | 500 | 5000 | 500 | 5000 | 2076 | 20760 | 1392 | 13920 | 868.47 | 8684.7 | 0 | 0
3.14.75 | 2.10.65 | (*) Connect new HDPE Pipe OD355 mm to the existing DI pipe DN400 mm including excavation, bedding material, wrapping material, backfilling, dealing with flow, coordinate with relevant authorities, all related costs, demolishing existing concrete and cart away disconnection, connection of newly pipes, flushing, disinfection, test, backfilling, re-test and allow for all incidental works as shown in the drawings and as per AADC/ADWEA requirements to complete the work in all respect |  | nr | 5 | 20213 | 101065 | 32000 | 160000 | 32000 | 160000 | 54574 | 272870 | 25567 | 127835 | 37907.06 | 189535.3 | 0 | 0
3.14.76 | 2.10.66 | (*) Ditto but for new HDPE OD225mm to existing HDPE OD355mm |  | nr | 2 | 18563 | 37126 | 22500 | 45000 | 22500 | 45000 | 46267 | 92534 | 25567 | 51134 | 30651.78 | 61303.56 | 0 | 0
3.14.77 | 2.10.67 | (*) Ditto but for new HDPE OD225mm to existing HDPE OD180mm |  | nr | 1 | 15882 | 15882 | 20000 | 20000 | 20000 | 20000 | 41598 | 41598 | 25567 | 25567 | 21794.44 | 21794.44 | 0 | 0
3.14.78 | 2.10.68 | (*) Ditto but for new DI DN200mm to existing DI DN200mm |  | nr | 2 | 15882 | 31764 | 20000 | 40000 | 20000 | 40000 | 43077 | 86154 | 25567 | 51134 | 35760.41 | 71520.82 | 0 | 0
3.14.79 | 2.10.69 | (*) Dismantle and remove existing HDPE pipeline OD355mm including excavation, dealing with flow, demolishing existing concrete, dismantle and remove existing OD355mm pipeline and fittings, including valve chambers (if any), clean, send to approved AADC stores, as per instructions, dispose and cart away to approved location, allow for labor, equipment and all incidental works |  | m | 350 | 132 | 46200 | 200 | 70000 | 200 | 70000 | 294 | 102900 | 198 | 69300 | 153.26 | 53641 | 0 | 0
3.14.80 | 2.10.70 | (*) Ditto but for DI DN200mm pipeline |  | m | 250 | 132 | 33000 | 200 | 50000 | 200 | 50000 | 240 | 60000 | 198 | 49500 | 143.04 | 35760 | 0 | 0
3.14.81 | 2.10.71 | (*) Dismantle and remove existing washout chamber on existing HDPE pipeline OD355 including excavation, dealing with flow, demolishing existing concrete, dismantle and remove all fittings, clean, recoat, send to AADC stores, as per instructions, dispose and cart away to approved location, allow for labor, equipment and all incidental works |  | nr | 1 | 12540 | 12540 | 5000 | 5000 | 5000 | 5000 | 10352 | 10352 | 4474 | 4474 | 5108.63 | 5108.63 | 0 | 0
3.14.82 | 2.10.72 | (*) Dismantle and remove existing flow meter and GRP Kiosk on existing DI pipeline DN300 including excavation, dealing with flow, demolishing existing concrete, dismantle and remove all fittings, clean, recoat, send to AADC stores, as per instructions, dispose and cart away to approved location, allow for labor, equipment and all incidental works |  | nr | 1 | 12540 | 12540 | 5000 | 5000 | 5000 | 5000 | 16562 | 16562 | 5753 | 5753 | 6130.36 | 6130.36 | 0 | 0
3.14.83 | 2.10.73 | (*) Dismantle and remove existing control valve chamber on existing DI pipeline DN300 including excavation, dealing with flow, demolishing existing concrete, dismantle and remove all fittings, clean, recoat, send to AADC stores, as per instructions, dispose and cart away to approved location, allow for labor, equipment and all incidental works |  | nr | 1 | 15263 | 15263 | 5000 | 5000 | 5000 | 5000 | 14078 | 14078 | 9588 | 9588 | 4086.9 | 4086.9 | 0 | 0
| Note | Note Details
3.14.84 | 2.10.74 | Supply and lay ISO Standard (DI) Ductile Iron pipe of socket & spigot construction, DN 300 in place of existing control valve and flow meter chamber including all necessary fittings including backfill and compaction, carting away surplus, preparing formation, sand bedding and surround, jointing, connecting to adjacent pipes, (continued..)
| Item Code | Description | Item Remarks | Unit of Measurement | Quantity/Base Price | Unit Price/Discount % | Total | Unit Price/Discount % | Total | Unit Price/Discount % | Total | Unit Price/Discount % | Total | Unit Price/Discount % | Total | Unit Price/Discount % | Total | Unit Price/Discount % | Total
3.14.85 | 2.10.74 | (*) (continued), field tests (field density, hydro test, etc.) including, jointing materials, rubber gaskets, nuts, bolts, detectable warning tape etc. provisions for labour, plant, material and all incidental works. |  | m | 15 | 702 | 10530 | 1500 | 22500 | 1500 | 22500 | 674 | 10110 | 594 | 8910 | 25543.15 | 383147.25 | 0 | 0
3.14.86 | 2.10.75 | (*) Hydraulic testing, disinfection, flushing and commissioning of the main pipelines and house connection |  | Item | 1 | 152625 | 152625 | 500000 | 500000 | 500000 | 500000 | 261945 | 261945 | 58805 | 58805 | 76629.46 | 76629.46 | 0 | 0
3.14.87 | 2.10.75 | (*) Protection of existing water line 355mm HDPE with reinforced concrete slabs, including excavation, backfiiling, all necessary works to complete |  | m | 160 | 297 | 47520 | 200 | 32000 | 200 | 32000 | 542 | 86720 | 378 | 60480 | 306.52 | 49043.2 | 0 | 0
| Note | Note Details
3.14.88 | - | Contractor's Adjustment
| Item Code | Description | Item Remarks | Unit of Measurement | Quantity/Base Price | Unit Price/Discount % | Total | Unit Price/Discount % | Total | Unit Price/Discount % | Total | Unit Price/Discount % | Total | Unit Price/Discount % | Total | Unit Price/Discount % | Total | Unit Price/Discount % | Total
3.14.89 | 2.10.76 | (*) The Contractor may price here any new items or additional quantity for an existing BOQ item, which are shown in the Drawings or any other Tender/Contract Documents but overlooked or not specifically mentioned herein and is necessary for the satisfactory completion of the Works/this section. Should the Contractor fail to insert any item here, it will be deemed that his lump sum Tender Price includes all such items and no claims for additional items will be entertained. |  | Sum | 1 | 202125 | 202125 | 0 | 0 | 0 | 0 | 49881 | 49881 | 0 | 0 | 0 | 0 | 16708994.24 | 16708994.24
| Note | Note Details
3.14.90 | - | Please attach one PDF file to be named "Additional Items for (insert bill no/name & Section No/name)" for the details of these additional items in the additional attachment area in the Commercial Envelope.
3.15 BILL NO. 2.11 - TELECOMMUNICATION DUCT AND OTHER ACCESSORIES | [5 empty] | 14 (out of 14) | 4352534 | 14 (out of 14) | 8189560 | 14 (out of 14) | 8189560 | 14 (out of 14) | 7878961 | 14 (out of 14) | 6365870 | 14 (out of 14) | 4655254.32 | 14 (out of 14) | 9681613.83
| Note | Note Details
3.15.1 | - | TELECOMMUNICATION INSTALLATION WILL BE CHECKED BY ETISALAT AS PER THEIR Specification
| Item Code | Description | Item Remarks | Unit of Measurement | Quantity/Base Price | Unit Price/Discount % | Total | Unit Price/Discount % | Total | Unit Price/Discount % | Total | Unit Price/Discount % | Total | Unit Price/Discount % | Total | Unit Price/Discount % | Total | Unit Price/Discount % | Total
3.15.2 | 2.11.01 | (*) Supply and installation of reinforced concrete joint Box complete in accordance with drawings, specification and requirements for JRC 14 |  | nr | 115 | 6926 | 796490 | 12500 | 1437500 | 12500 | 1437500 | 7739 | 889985 | 8140 | 936100 | 6501.4 | 747661 | 0 | 0
3.15.3 | 2.11.02 | (*) Supply and installation of reinforced concrete joint Box complete in accordance with drawings, specification and requirements for JRC 14 WITH UG FDH |  | nr | 5 | 10711 | 53555 | 14000 | 70000 | 14000 | 70000 | 9240 | 46200 | 8250 | 41250 | 8501.84 | 42509.2 | 0 | 0
3.15.4 | 2.11.03 | (*) Supply and installation of reinforced concrete joint Box complete in accordance with drawings, specification and requirements for JRC 12 |  | nr | 125 | 4232 | 529000 | 10000 | 1250000 | 10000 | 1250000 | 6930 | 866250 | 6050 | 756250 | 5201.12 | 650140 | 0 | 0
3.15.5 | 2.11.04 | (*) Supply and installation of entry box in the villas, dimension shall be 600mmx600mmx800mm, all the material for joint boxes including material for top covers, etc. ENTRY BOX |  | nr | 369 | 1416 | 522504 | 3000 | 1107000 | 3000 | 1107000 | 5082 | 1875258 | 2750 | 1014750 | 1400.3 | 516710.7 | 0 | 0
3.15.6 | 2.11.05 | (*) Laying of uPVC cable ducts, depth, length and joints in trenches including end caps, drawing out ropes and ducts and makers including road crossing where ever required Four way duct D54(4x4”dia) |  | m | 10850 | 65 | 705250 | 150 | 1627500 | 150 | 1627500 | 87 | 943950 | 88 | 954800 | 70.02 | 759717 | 0 | 0
3.15.7 | 2.11.06 | (*) Laying of uPVC cable ducts, depth, length and joints in trenches including end caps, drawing out ropes and ducts and makers including road crossing where ever required Two way duct D54 (2x4”dia) |  | m | 7050 | 49 | 345450 | 120 | 846000 | 120 | 846000 | 68 | 479400 | 44 | 310200 | 55.01 | 387820.5 | 0 | 0
3.15.8 | 2.11.07 | (*) Laying of uPVC cable ducts, depth, length and joints in trenches including end caps, drawing out ropes and ducts and makers including road crossing where ever required (Including GSM towers) Two way duct D56 (2x2”dia) |  | m | 16650 | 37 | 616050 | 70 | 1165500 | 70 | 1165500 | 64 | 1065600 | 38 | 632700 | 45.01 | 749416.5 | 0 | 0
3.15.9 | 2.11.08 | (*) Extra over for uPVC cable ducts Four way duct D54 (4x4”dia) supplying and placing concrete surround class B15 as specified, allow for extra excavation and incidental works. |  | m | 1190 | 94 | 111860 | 150 | 178500 | 150 | 178500 | 156 | 185640 | 66 | 78540 | 100.02 | 119023.8 | 0 | 0
3.15.10 | 2.11.09 | (*) Extra over for uPVC cable ducts Two way duct D54 (2x4”dia) supplying and placing concrete surround class B15 as specified, allow for extra excavation and incidental works. |  | m | 1280 | 59 | 75520 | 100 | 128000 | 100 | 128000 | 133 | 170240 | 55 | 70400 | 90.02 | 115225.6 | 0 | 0
3.15.11 | 2.11.10 | (*) Extra over for uPVC cable ducts Two way duct D56 (2x2”dia) supplying and placing concrete surround class B15 as specified, allow for extra excavation and incidental works. |  | m | 260 | 67 | 17420 | 80 | 20800 | 80 | 20800 | 122 | 31720 | 44 | 11440 | 70.02 | 18205.2 | 0 | 0
3.15.12 | 2.11.11 | (*) Providing concrete tiles as proposed by Etisalat on pvc ducts to make it safe in parking areas |  | m | 20730 | 8 | 165840 | 12 | 248760 | 12 | 248760 | 30 | 621900 | 28 | 580440 | 12 | 248760 | 0 | 0
3.15.13 | 2.11.12 | (*) Construction of Meet Me Room as per Etisalat design guideline. Prior to start construction works submit and obtain approval of detailed drawings including material, labour, civil works, electro mechanical installation works and incidental works to complete. |  | nr | 1 | 132000 | 132000 | 100000 | 100000 | 100000 | 100000 | 669900 | 669900 | 165000 | 165000 | 250054.02 | 250054.02 | 0 | 0
3.15.14 | 2.11.13 | (*) Coordination with Etisalat / Service Provider for approval of drawings, installation and pay related fees to complete as specified in drawings and Specification (House connection fees included in building BOQs ). |  | Item | 1 | 18924 | 18924 | 10000 | 10000 | 10000 | 10000 | 32918 | 32918 | 55000 | 55000 | 50010.8 | 50010.8 | 0 | 0
| Note | Note Details
3.15.15 | - | Contractor's Adjustment
| Item Code | Description | Item Remarks | Unit of Measurement | Quantity/Base Price | Unit Price/Discount % | Total | Unit Price/Discount % | Total | Unit Price/Discount % | Total | Unit Price/Discount % | Total | Unit Price/Discount % | Total | Unit Price/Discount % | Total | Unit Price/Discount % | Total
3.15.16 | 2.11.14 | (*) The Contractor may price here any new items or additional quantity for an existing BOQ item, which are shown in the Drawings or any other Tender/Contract Documents but overlooked or not specifically mentioned herein and is necessary for the satisfactory completion of the Works/this section. Should the Contractor fail to insert any item here, it will be deemed that his lump sum Tender Price includes all such items and no claims for additional items will be entertained. |  | Sum | 1 | 262671 | 262671 | 0 | 0 | 0 | 0 | 0 | 0 | 759000 | 759000 | 0 | 0 | 9681613.83 | 9681613.83
| Note | Note Details
3.15.17 | - | Please attach one PDF file to be named "Additional Items for (insert bill no/name & Section No/name)" for the details of these additional items in the additional attachment area in the Commercial Envelope.
3.16 BILL NO. 2.12 - GAS LINE WORKS | [5 empty] | 38 (out of 38) | 7138857 | 38 (out of 38) | 6560225 | 38 (out of 38) | 6560225 | 38 (out of 38) | 8087257 | 38 (out of 38) | 7825184 | 38 (out of 38) | 8448768.21 | 38 (out of 38) | 11758645.8
| Note | Note Details
3.16.1 | - | PIPE WORK - PIPES
3.16.2 | - | Supply ,installation,testing and comissioing of laying underground gas pipe line including laid and jointed in trenches including excavation,backfilling,fitting and bends,bedding,backfilling warning tape etc. as detailed in drawings , as per specification ADNOC requirement.
| Item Code | Description | Item Remarks | Unit of Measurement | Quantity/Base Price | Unit Price/Discount % | Total | Unit Price/Discount % | Total | Unit Price/Discount % | Total | Unit Price/Discount % | Total | Unit Price/Discount % | Total | Unit Price/Discount % | Total | Unit Price/Discount % | Total
3.16.3 | 2.12.01 | (*) 63mm Dia. Gas pipe line HDPE 100 SDR 11 (Mains) |  | m | 17640 | 54 | 952560 | 80 | 1411200 | 80 | 1411200 | 99 | 1746360 | 127 | 2240280 | 51.09 | 901227.6 | 0 | 0
3.16.4 | 2.12.02 | (*) 32mm Dia. Gas pipe line HDPE 100 SDR 11 (services) |  | m | 4128 | 44 | 181632 | 58 | 239424 | 58 | 239424 | 64 | 264192 | 105 | 433440 | 43.93 | 181343.04 | 0 | 0
| Note | Note Details
3.16.5 | - | VALVES
3.16.6 | - | Supply ,installation ,testing and commissioning of PE valves with all necessary fittings
3.16.7 | - | Strategic Ball Valves PE 100 SDR 11
| Item Code | Description | Item Remarks | Unit of Measurement | Quantity/Base Price | Unit Price/Discount % | Total | Unit Price/Discount % | Total | Unit Price/Discount % | Total | Unit Price/Discount % | Total | Unit Price/Discount % | Total | Unit Price/Discount % | Total | Unit Price/Discount % | Total
3.16.8 | 2.12.03 | (*) 63mm dia Valve with all necessary fittings including 800 x 800 pre-cast valve chambers |  | nr | 287 | 2517 | 722379 | 3000 | 861000 | 3000 | 861000 | 2143 | 615041 | 1958 | 561946 | 2809.75 | 806398.25 | 0 | 0
3.16.9 | 2.12.04 | (*) Service isolation valve 32mm PE100 SDR 11 for residential villas 300x 300 mm Pre-cast valve chamber |  | nr | 313 | 1370 | 428810 | 1891 | 591883 | 1891 | 591883 | 1023 | 320199 | 891 | 278883 | 1185.2 | 370967.6 | 0 | 0
3.16.10 | 2.12.05 | (*) Excess Flow valve 32mm PE 100 SDR 11 |  | nr | 306 | 372 | 113832 | 644 | 197064 | 644 | 197064 | 762 | 233172 | 644 | 197064 | 459.78 | 140692.68 | 0 | 0
| Note | Note Details
3.16.11 | - | PE 100 SDR 11 PIPE FITTINGS
| Item Code | Description | Item Remarks | Unit of Measurement | Quantity/Base Price | Unit Price/Discount % | Total | Unit Price/Discount % | Total | Unit Price/Discount % | Total | Unit Price/Discount % | Total | Unit Price/Discount % | Total | Unit Price/Discount % | Total | Unit Price/Discount % | Total
3.16.12 | 2.12.06 | (*) Electrofusion coupler 63mm dia PE 100 SDR 11 |  | nr | 820 | 71 | 58220 | 242 | 198440 | 242 | 198440 | 266 | 218120 | 242 | 198440 | 86.85 | 71217 | 0 | 0
3.16.13 | 2.12.07 | (*) Electrofusion coupler 32mm dia PE 100 SDR 11 |  | nr | 900 | 54 | 48600 | 198 | 178200 | 198 | 178200 | 220 | 198000 | 198 | 178200 | 66.41 | 59769 | 0 | 0
3.16.14 | 2.12.08 | (*) Reduced Electrofusion Tee 63mm to 32mm PE 100 SDR11 |  | nr | 313 | 227 | 71051 | 512 | 160256 | 512 | 160256 | 549 | 171837 | 512 | 160256 | 280.97 | 87943.61 | 0 | 0
3.16.15 | 2.12.09 | (*) Eelectrofusion equal tee 63mm dia PE 100 SDR 11 |  | nr | 90 | 145 | 13050 | 534 | 48060 | 534 | 48060 | 572 | 51480 | 534 | 48060 | 178.8 | 16092 | 0 | 0
3.16.16 | 2.12.10 | (*) Yellow warning tape for underground gas pipe |  | m | 21000 | 5 | 105000 | 4 | 84000 | 4 | 84000 | 6 | 126000 | 4 | 84000 | 5.11 | 107310 | 0 | 0
3.16.17 | 2.12.11 | (*) End cap for 63mm PE 100 SDR 11 |  | nr | 4 | 120 | 480 | 204 | 816 | 204 | 816 | 226 | 904 | 204 | 816 | 148.15 | 592.6 | 0 | 0
3.16.18 | 2.12.12 | (*) UPVC road crossing ducts with concrete surrounding as per ADNOC standards and approval |  | m | 1250 | 289 | 361250 | 180 | 225000 | 180 | 225000 | 405 | 506250 | 215 | 268750 | 102.17 | 127712.5 | 0 | 0
| Note | Note Details
3.16.19 | - | SNG Plant Venturi System
| Item Code | Description | Item Remarks | Unit of Measurement | Quantity/Base Price | Unit Price/Discount % | Total | Unit Price/Discount % | Total | Unit Price/Discount % | Total | Unit Price/Discount % | Total | Unit Price/Discount % | Total | Unit Price/Discount % | Total | Unit Price/Discount % | Total
3.16.20 | 2.12.13 | (*) Underground LPG Tank with fittings and accessories 6650 Liter ( ASME valves , Multi vapor withdrawl valve ,liquid withdrawl valve , safety relief valve ) |  | nr | 2 | 61875 | 123750 | 67375 | 134750 | 67375 | 134750 | 52033 | 104066 | 48730 | 97460 | 76629.46 | 153258.92 | 0 | 0
3.16.21 | 2.12.14 | (*) Vapor Jet Series Venturi SNG blender 9mm BTU with surge Tank with 100 % Redunancy |  | nr | 1 | 363000 | 363000 | 255200 | 255200 | 255200 | 255200 | 268827 | 268827 | 255200 | 255200 | 449559.49 | 449559.49 | 0 | 0
3.16.22 | 2.12.15 | (*) Waterbath Vaporizer Class 1 DIV 1 - 200kg/hr -Redundant 100 % |  | nr | 2 | 313500 | 627000 | 63800 | 127600 | 63800 | 127600 | 67857 | 135714 | 63800 | 127600 | 388255.92 | 776511.84 | 0 | 0
3.16.23 | 2.12.16 | (*) Stabilizer LPG Pump Set( Dublex) 100% Redundant |  | nr | 2 | 189750 | 379500 | 56100 | 112200 | 56100 | 112200 | 59772 | 119544 | 56100 | 112200 | 234997 | 469994 | 0 | 0
3.16.24 | 2.12.17 | (*) Construct SNG plant as per drawings /approval of ADNOC/ Specification / as instructed by engineer including submission and approval of detailed drawings including material, labour, civil works, electro mechanical installation (not listed above), incidental works to complete. |  | Item | 1 | 1113750 | 1113750 | 700000 | 700000 | 700000 | 700000 | 1645875 | 1645875 | 1507000 | 1507000 | 2401056.34 | 2401056.34 | 0 | 0
| Note | Note Details
3.16.25 | - | Truck Transport Unloading Station (Filling and Equalzing Valves )
| Item Code | Description | Item Remarks | Unit of Measurement | Quantity/Base Price | Unit Price/Discount % | Total | Unit Price/Discount % | Total | Unit Price/Discount % | Total | Unit Price/Discount % | Total | Unit Price/Discount % | Total | Unit Price/Discount % | Total | Unit Price/Discount % | Total
3.16.26 | 2.12.18 | (*) 1 1/4 " Globe Ball valve |  | nr | 2 | 1238 | 2476 | 1815 | 3630 | 1815 | 3630 | 2022 | 4044 | 1815 | 3630 | 1532.59 | 3065.18 | 0 | 0
3.16.27 | 2.12.19 | (*) 1 1/4 " Double check filler valve |  | nr | 2 | 619 | 1238 | 715 | 1430 | 715 | 1430 | 867 | 1734 | 715 | 1430 | 766.29 | 1532.58 | 0 | 0
3.16.28 | 2.12.20 | (*) 1 1/4'' Back check valve |  | nr | 2 | 619 | 1238 | 561 | 1122 | 561 | 1122 | 705 | 1410 | 561 | 1122 | 766.29 | 1532.58 | 0 | 0
3.16.29 | 2.12.21 | (*) Vapor equalizing valve |  | nr | 2 | 4125 | 8250 | 5775 | 11550 | 5775 | 11550 | 6180 | 12360 | 5775 | 11550 | 510.86 | 1021.72 | 0 | 0
3.16.30 | 2.12.22 | (*) Carbon steel shecdule 80 ,40 seamless type |  | Item | 1 | 28875 | 28875 | 10200 | 10200 | 10200 | 10200 | 10771 | 10771 | 10175 | 10175 | 5108.63 | 5108.63 | 0 | 0
3.16.31 | 2.12.23 | (*) 1 1/4 " Ball valve threaded 1000 PSI NPTF |  | nr | 2 | 1238 | 2476 | 633 | 1266 | 633 | 1266 | 780 | 1560 | 632 | 1264 | 35760.41 | 71520.82 | 0 | 0
3.16.32 | 2.12.24 | (*) 3/4 '' Ball valve threaded 1000 PSI NPTF |  | nr | 2 | 619 | 1238 | 248 | 496 | 248 | 496 | 376 | 752 | 248 | 496 | 15325.89 | 30651.78 | 0 | 0
| Note | Note Details
3.16.33 | - | Filteration Station and Solenoid Assembly (down stream of SNG PLANT )
| Item Code | Description | Item Remarks | Unit of Measurement | Quantity/Base Price | Unit Price/Discount % | Total | Unit Price/Discount % | Total | Unit Price/Discount % | Total | Unit Price/Discount % | Total | Unit Price/Discount % | Total | Unit Price/Discount % | Total | Unit Price/Discount % | Total
3.16.34 | 2.12.25 | (*) 2" Gate valves ANSI B16.5 Class 150 # RF flanged |  | nr | 16 | 2063 | 33008 | 2365 | 37840 | 2365 | 37840 | 2599 | 41584 | 2365 | 37840 | 766.29 | 12260.64 | 0 | 0
3.16.35 | 2.12.26 | (*) Gas filter 50 Micron ANSI 16.5 Class 150 # RF flanged |  | nr | 2 | 3713 | 7426 | 13750 | 27500 | 13750 | 27500 | 14553 | 29106 | 13750 | 27500 | 2554.32 | 5108.64 | 0 | 0
3.16.36 | 2.12.27 | (*) G40 Rotary Gas meter with Volume corrector (PTZ) ,Ansi 150# ragebility up to 1 :250 |  | nr | 2 | 10313 | 20626 | 29975 | 59950 | 29975 | 59950 | 31590 | 63180 | 29975 | 59950 | 4597.77 | 9195.54 | 0 | 0
3.16.37 | 2.12.28 | (*) Automatic Solenoid valve manual reset 24 V-DC 2 "Size Flanged connection to ANSI 16.5 Class 150 # RF |  | nr | 2 | 2888 | 5776 | 4785 | 9570 | 4785 | 9570 | 5140 | 10280 | 4785 | 9570 | 12771.58 | 25543.16 | 0 | 0
3.16.38 | 2.12.29 | (*) Pressure gauge ,liquid filled type NPT Connection |  | nr | 4 | 1485 | 5940 | 473 | 1892 | 473 | 1892 | 613 | 2452 | 473 | 1892 | 3576.04 | 14304.16 | 0 | 0
| Note | Note Details
3.16.39 | - | Gas in Villas
| Item Code | Description | Item Remarks | Unit of Measurement | Quantity/Base Price | Unit Price/Discount % | Total | Unit Price/Discount % | Total | Unit Price/Discount % | Total | Unit Price/Discount % | Total | Unit Price/Discount % | Total | Unit Price/Discount % | Total | Unit Price/Discount % | Total
3.16.40 | 2.12.30 | (*) Gas Meter G2-5 |  | nr | 306 | 124 | 37944 | 281 | 85986 | 281 | 85986 | 410 | 125460 | 280 | 85680 | 1839.11 | 562767.66 | 0 | 0
3.16.41 | 2.12.31 | (*) Ball Valve 1/2 " NPTF |  | nr | 612 | 62 | 37944 | 215 | 131580 | 215 | 131580 | 341 | 208692 | 215 | 131580 | 153.26 | 93795.12 | 0 | 0
3.16.42 | 2.12.32 | (*) Pressure Regulator with UPSO -J42 up to 6 m3/hr - 3/4" Size |  | nr | 306 | 248 | 75888 | 231 | 70686 | 231 | 70686 | 359 | 109854 | 231 | 70686 | 76.63 | 23448.78 | 0 | 0
3.16.43 | 2.12.33 | (*) Brasss solenoid valve 1/2" |  | nr | 306 | 145 | 44370 | 341 | 104346 | 341 | 104346 | 474 | 145044 | 341 | 104346 | 306.52 | 93795.12 | 0 | 0
3.16.44 | 2.12.34 | (*) Gas leak detector 30 cm F.F.L. |  | nr | 306 | 165 | 50490 | 248 | 75888 | 248 | 75888 | 376 | 115056 | 248 | 75888 | 178.8 | 54712.8 | 0 | 0
3.16.45 | 2.12.35 | (*) Copper pipe semi hard |  | Item | 1 | 165 | 165 | 75500 | 75500 | 75500 | 75500 | 79276 | 79276 | 75900 | 75900 | 204.35 | 204.35 | 0 | 0
3.16.46 | 2.12.36 | (*) PE 100 SDR 11 underground piping to Villas kitchens (down stream of 1st stage regulation box ) |  | Item | 1 | 202125 | 202125 | 295000 | 295000 | 295000 | 295000 | 308971 | 308971 | 294800 | 294800 | 41686.43 | 41686.43 | 0 | 0
3.16.47 | 2.12.37 | (*) Coordination with Service Provider/ ADNOC for approval of drawings, installation and pay related fees to complete as specified in drawings and Specification including house connection fees to the sevice provider (if any). |  | Item | 1 | 907500 | 907500 | 29700 | 29700 | 29700 | 29700 | 90090 | 90090 | 70290 | 70290 | 178802.07 | 178802.07 | 0 | 0
| Note | Note Details
3.16.48 | - | Contractor's Adjustment
| Item Code | Description | Item Remarks | Unit of Measurement | Quantity/Base Price | Unit Price/Discount % | Total | Unit Price/Discount % | Total | Unit Price/Discount % | Total | Unit Price/Discount % | Total | Unit Price/Discount % | Total | Unit Price/Discount % | Total | Unit Price/Discount % | Total
3.16.49 | 2.12.38 | (*) The Contractor may price here any new items or additional quantity for an existing BOQ item, which are shown in the Drawings or any other Tender/Contract Documents but overlooked or not specifically mentioned herein and is necessary for the satisfactory completion of the Works/this section. Should the Contractor fail to insert any item here, it will be deemed that his lump sum Tender Price includes all such items and no claims for additional items will be entertained. |  | Sum | 1 | 0 | 0 | 0 | 0 | 0 | 0 | 0 | 0 | 0 | 0 | 97063.98 | 97063.98 | 11758645.8 | 11758645.8
| Note | Note Details
3.16.50 | - | Please attach one PDF file to be named "Additional Items for (insert bill no/name & Section No/name)" for the details of these additional items in the additional attachment area in the Commercial Envelope.
3.17 BILL NO. 2.13- LANDSCAPE WORKS | [5 empty] | 11 (out of 11) | 20493249 | 11 (out of 11) | 34736936 | 11 (out of 11) | 34736936 | 11 (out of 11) | 31828739 | 11 (out of 11) | 30725237 | 11 (out of 11) | 26302026.86 | 11 (out of 11) | 0
| Note | Note Details
3.17.1 | - | LANDSCAPE EARTHWORKS GENERAL NOTES:
3.17.2 | - | The Contractor shall record all Earth Work with a previous and an afterwards site measuring to the Engineer's approval. Invoices without approved measurements (before/after) will not be accepted.
3.17.3 | - | The Contractor has to provide shop drawings considering the existing site conditions and approved plot accesses for Engineer's approval.
3.17.4 | - | SITE WORK
| Item Code | Description | Item Remarks | Unit of Measurement | Quantity/Base Price | Unit Price/Discount % | Total | Unit Price/Discount % | Total | Unit Price/Discount % | Total | Unit Price/Discount % | Total | Unit Price/Discount % | Total | Unit Price/Discount % | Total | Unit Price/Discount % | Total
3.17.5 | 2.13.01 | (*) Earth Work Cut & Fill Modeling the landscape surface according to the Grading layout including final grading. Existing appropriate material from site to be used from excavation of the tree/palm pits and hardscape sub base. Allow for all incidental works as per Engineer's instructions. |  | m3 | 35545 | 6 | 213270 | 15 | 533175 | 15 | 533175 | 33 | 1172985 | 10 | 355450 | 11 | 390995 | 0 | 0
3.17.6 | 2.13.02 | (*) Surface Treatment Clean and scrape off existing surfaces from all organic and inorganic contamination and stones bigger than 30mm and level the surface, in middle 10cm. Removal to approved tip/ location or as instructed by the Engineer. Allow for all incidental works as per Engineer's instruction. |  | m2 | 177728 | 3 | 533184 | 10 | 1777280 | 10 | 1777280 | 4 | 710912 | 4 | 710912 | 8 | 1421824 | 0 | 0
| Note | Note Details
3.17.7 | - | HARDSCAPE
3.17.8 | - | NOTE: All Paving and Asphalt Items are to be installed on a sub base material and compacted sub grade to comply with finish levels. All works to be carried as per Specification, details and /or Engineer's instruction. Material samples to be provided by contractor for Engineer's approval.
| Item Code | Description | Item Remarks | Unit of Measurement | Quantity/Base Price | Unit Price/Discount % | Total | Unit Price/Discount % | Total | Unit Price/Discount % | Total | Unit Price/Discount % | Total | Unit Price/Discount % | Total | Unit Price/Discount % | Total | Unit Price/Discount % | Total
3.17.9 | 2.13.03 | (*) Concrete Pavers in concrete base Supply and installation of rectangle Concrete Pavement, including 50mm crushed bedding, joint filling and compaction including concrete base. Pavement module with various 200x100x80mm as per detail. Material and color refer to hardscape schedule and Landscape Architect's detail. Paving type: P9 |  | m2 | 103800 | 91 | 9445800 | 118 | 12248400 | 118 | 12248400 | 122 | 12663600 | 138 | 14324400 | 78.02 | 8098476 | 0 | 0
3.17.10 | 2.13.04 | (*) Loose Gravel Supply and install loose pebbles (10-30mm diameter sieve size); 100mm thk. on compacted, cleaned surface and geo textile (120g/m2- overlap 200mm) as per landscape architect detail and specification. Allow for all incidental works, as per specification and Landscape Architect's instruction/approval. Material and color refer to hardscape schedule Landscape Architect's detail. Surface type: G1 |  | m2 | 45599 | 16 | 729584 | 50 | 2279950 | 50 | 2279950 | 52 | 2371148 | 45 | 2051955 | 32.01 | 1459623.99 | 0 | 0
3.17.11 | 2.13.05 | (*) In Situ Acrylic Sport Surface - Cycle Track Supply and install wet pour single layer 100% of Acrylic resin, 20mm thk. impact protection layer including primer, on asphalt base layer and as per supplier's recommendation. UV Resistant. To provide line markings every 100m length. Allow for all incidental works, as per specification and Landscape Architect's instruction/approval. Material and color refer to hardscape schedule. Surface type: AC5 |  | m2 | 27175 | 71 | 1929425 | 465 | 12636375 | 465 | 12636375 | 243 | 6603525 | 228 | 6195900 | 235.05 | 6387483.75 | 0 | 0
3.17.12 | 2.13.06 | (*) Aluminium Edger Supply and installation of aluminium edger 6000x40x3.2mm thk. Mill finishing including concrete foundation. Material and color refer to hardscape schedule and Landscape Architect's detail. Edger type: E1 |  | m | 32644 | 24 | 783456 | 40 | 1305760 | 40 | 1305760 | 64 | 2089216 | 37 | 1207828 | 73.02 | 2383664.88 | 0 | 0
3.17.13 | 2.13.07 | (*) Concrete Kerb Supply and installation of Concrete Kerb with concrete bed and haunch on compacted sub grade to comply with finish levels. All works to be carried as per specifications , details and/or engineer's instruction. Material and color refer to hardscape schedule and Landscape Architect's detail. Edger type: E2 |  | m | 56498 | 99 | 5593302 | 52 | 2937896 | 52 | 2937896 | 91 | 5141318 | 82 | 4632836 | 88.02 | 4972953.96 | 0 | 0
3.17.14 | 2.13.08 | (*) "Tactile Paving Supply and install of 400 x 400 x 60mm thk concrete tactile paving for pedestrian walkways, to include primer and adhesive with 30% luminosity range; Slip rating of R12. Allow for all ancillary works,concrete works, as per manufacturer's recommendation & engineer's approval Material, surface finish and color refer to hardscape schedule. Surface type: TA1" |  | m2 | 1154 | 124 | 143096 | 150 | 173100 | 150 | 173100 | 113 | 130402 | 304 | 350816 | 495.11 | 571356.94 | 0 | 0
| Note | Note Details
3.17.15 | - | FURNITURE
3.17.16 | - | NOTE: Contractor to provide detailed design including structural certificates and data sheets for all furniture for Engineer's approval. Material samples for all furniture to be provided by contractor for Engineer's approval.
| Item Code | Description | Item Remarks | Unit of Measurement | Quantity/Base Price | Unit Price/Discount % | Total | Unit Price/Discount % | Total | Unit Price/Discount % | Total | Unit Price/Discount % | Total | Unit Price/Discount % | Total | Unit Price/Discount % | Total | Unit Price/Discount % | Total
3.17.17 | 2.13.09 | (*) Bench Type 5 Supply and install 1800mm (L) x 820mm (W) x 800mm (H) free standing reinforced cast stone rectangular bench with acid etched and water proofed finish including all incidentals and related thereto and all incidental work as axcavation, concrete foundation and back fill whenever it is applicable. Material finish and color refer to furniture schedule and details drawings. Code: BE5 |  | nr | 46 | 15840 | 728640 | 6000 | 276000 | 6000 | 276000 | 15882 | 730572 | 7588 | 349048 | 6931.5 | 318849 | 0 | 0
3.17.18 | 2.13.10 | (*) Litter bin Supply and install 87cm (H) x 46cm stem diameter of polyurethane painted galvanised iron Litter Bins including all incidentals related thereto and all incidental work as excavation, concrete foundation and back fill etc. whichever applicable. Foundation to be hidden under surface finish material. Material and color refer to furniture schedule and details drawings. Code: LB |  | nr | 46 | 1452 | 66792 | 1500 | 69000 | 1500 | 69000 | 2541 | 116886 | 3502 | 161092 | 3465.75 | 159424.5 | 0 | 0
3.17.19 | 2.13.11 | (*) Signage & Way Finding Supply and install of internal & external directional signage as per specialist's detail including all incidentals related thereto and all incidental work as excavation, concrete foundation and back fill etc. Material and color refer to Signage and Wayfinding Schedule. Contractor to submit shop drawing according for Client/ Landscape Architect's approval. |  | Item | 1 | 326700 | 326700 | 500000 | 500000 | 500000 | 500000 | 98175 | 98175 | 385000 | 385000 | 137374.84 | 137374.84 | 0 | 0
3.18 BILL NO. 2.14 - ELECTRICAL BOQ FOR LV NETWORK | [5 empty] | 58 (out of 58) | 27117739 | 58 (out of 58) | 59549450 | 58 (out of 58) | 59549450 | 58 (out of 58) | 37632414 | 58 (out of 58) | 40401065 | 58 (out of 58) | 42152870.64 | 58 (out of 58) | 47732196.57
| Note | Note Details
3.18.1 | - | ELECTRICAL WORKS
3.18.2 | - | GENERAL: These notes shall be read in Conjunction with the BOQ items, tender drawings and ADWEA/AADC latest specifications and standard drawings All equipments and material to be supplied, shall be according to latest AADC Specification and Standards. All equipments and material to be supplied, shall be from ADWEA latest Vender list. (continued)
3.18.3 | - | (continued) All the FAT and pre commissioning shall be performed as per ADWEA Data Technical Sheets and specifications and shall be carried out in the presence of AADC/Consultant engineers.One month prior notice shall be sent to AADC for witnessing the test by 3 engineers and all the expense shall be beard by supplier/contractor. AADC/Consultant engineer's acceptance/approval shall be received before shipment/Erection of any Equipment (continued)
3.18.4 | - | (continued) or Material at site. ground resistance at each earthing point shall not exceed 1 ohm . All works shall be carried out as per AADC approved procedures and standards. Unnecessary joints shall be avoided for HV cables in general and LV Service cables in particular.No joints shall be made under the tiles, parking areas, at tangent points and under asphalts. (continued)
3.18.5 | - | (continued) All the 11kV network including distribution substations shall be ready for fully integrated up to the AADC/DMS control room through FOC and RTU network as per ADWEA specifications, DMS interface requirements and as per AADC instructions and requirements Telecom requirements along with any alteration/modification and necessary wring required to complete the job (continued)
3.18.6 | - | (continued) to put in to operation shall be part of SOW. All pre commissioning tests (HV & LV equipments and network) shall be performed as and when required by AADC/Consultant engineers. substation names along with FP and ST shall be tagged at site as per AADC register. All the corresponding drawings shall be prepared with these names and numbers, (continued).
3.18.7 | - | (continued) AADC shall provide the names and numbers on request. All the 11kV and LV cables shall be tagged using engraved parcel /flurrel showing the circuit's sending and receiving ends. As built drawings (Auto CAD2002) shall be prepared as per AADC/ADWEA's GIS specifications and Standards. Relays coordination and protection study shall be carried out according to the instructions and requirement of AADC/T&P engineer.supply of any miscellaneous material required to complete (continued)
3.18.8 | - | (continued) the job in all respects shall be part of the specific item. the quantities of spare parts mentioned in BOQ are tentative, the final numbers shall be as required by AADC. All spares parts shall be packed and clearly marked with project name, CR number, Scheme number and approved by AADC before delivery to store. Warranty period of all equipment and material shall be 24 month and according to ADWEA/AADC specification of specific item from the date equipment put in to service.
3.18.9 | - | 400 Volts Networks
| Item Code | Description | Item Remarks | Unit of Measurement | Quantity/Base Price | Unit Price/Discount % | Total | Unit Price/Discount % | Total | Unit Price/Discount % | Total | Unit Price/Discount % | Total | Unit Price/Discount % | Total | Unit Price/Discount % | Total | Unit Price/Discount % | Total
3.18.10 | 2.14.01 | (*) Excavation of trench in any type of soil, Supply and laying of 1000/600V/4C/240 sq mm/Copper/SWA cable including cable slabs, warning tape, route marker, joint marker, backfilling and reinstatement of surface to original condition. The route and joint markers in the parking area and footpaths shall be flush type at each 25 meter. |  | m | 29860 | 260 | 7763600 | 490 | 14631400 | 490 | 14631400 | 334 | 9973240 | 295 | 8808700 | 338.57 | 10109700.2 | 0 | 0
3.18.11 | 2.14.02 | (*) Excavation of trench in any type of soil, Supply and laying of 1000/600V/4C/185 sq mm/Copper/SWA cable including cable slabs, warning tape, backfilling and reinstatement of surface to original condition. |  | m | 1775 | 204 | 362100 | 350 | 621250 | 350 | 621250 | 304 | 539600 | 231 | 410025 | 508.61 | 902782.75 | 0 | 0
3.18.12 | 2.14.03 | (*) Excavation of trench in any type of soil, Supply and laying of 1000/600V/4C/120 sq mm/Copper/SWA cable including cable slabs, warning tape, backfilling and reinstatement of surface to original condition. |  | m | 4810 | 149 | 716690 | 270 | 1298700 | 270 | 1298700 | 230 | 1106300 | 169 | 812890 | 188.34 | 905915.4 | 0 | 0
3.18.13 | 2.14.04 | (*) Excavation of trench in any type of soil, Supply and laying of 1000/600V/4C/70 sq mm/SWA cable including cable slabs, warning tape, backfilling and reinstatement of surface to original condition. |  | m | 28880 | 95 | 2743600 | 190 | 5487200 | 190 | 5487200 | 156 | 4505280 | 118 | 3407840 | 126.33 | 3648410.4 | 0 | 0
3.18.14 | 2.14.05 | (*) Excavation of trench in any type of soil, Supply and laying of 1000/600V/4C/25 sq mm/SWA cable including cable slabs, warning tape, backfilling and reinstatement of surface to original condition. |  | m | 45 | 81 | 3645 | 110 | 4950 | 110 | 4950 | 95 | 4275 | 74 | 3330 | 73.42 | 3303.9 | 0 | 0
3.18.15 | 2.14.06 | (*) Supply and installation of 8 way distribution Feeder Pillar with the following items, but not limited to it:2x 630 Amps incoming links, 6x250 Amps Fuse Strips, 3 x 200 & 3x160 Amps HRC fuses as per load requirement Space for fixing one additional fuse strip, CW glands, foundations and etc. |  | nr | 68 | 6214 | 422552 | 18000 | 1224000 | 18000 | 1224000 | 10033 | 682244 | 6923 | 470764 | 8033.34 | 546267.12 | 0 | 0
3.18.16 | 2.14.07 | (*) Supply and installation of 6 way distribution Feeder Pillar with the following items, but not limited to it:2x 630 Amps incoming links 4x400 Amps Fuse Strips,2 x 300 & 2x250 Amps HRC fuses as per load requirement Space for fixing one additional fuse strip, CW glands, foundations and etc. |  | nr | 1 | 5842 | 5842 | 15000 | 15000 | 15000 | 15000 | 8997 | 8997 | 6576 | 6576 | 7502.22 | 7502.22 | 0 | 0
3.18.17 | 2.14.08 | (*) Supply and installation of LV Service Cabinet (Service Turret)) with the following items, but not limited to it:1x 630 Amps incoming links 4x250 Amps Fuse Strip (service out going) 1x400 Amps Fuse Strips (loop out) 1x300 Amps HRC Fuse (loop out) 4x125Amps HRC fuses for service out going, CW glands, foundations and etc. |  | nr | 5 | 5347 | 26735 | 12000 | 60000 | 12000 | 60000 | 9240 | 46200 | 5011 | 25055 | 5782.55 | 28912.75 | 0 | 0
3.18.18 | 2.14.09 | (*) Supply and installation of termination for 1000/600V/4C/240 sq mm/Copper/SWA cable |  | nr | 256 | 215 | 55040 | 900 | 230400 | 900 | 230400 | 438 | 112128 | 632 | 161792 | 472.3 | 120908.8 | 0 | 0
3.18.19 | 2.14.10 | (*) Supply and installation of termination for 1000/600V/4C/185 sq mm/Copper/SWA cable |  | nr | 8 | 207 | 1656 | 600 | 4800 | 600 | 4800 | 307 | 2456 | 612 | 4896 | 460.5 | 3684 | 0 | 0
3.18.20 | 2.14.11 | (*) Supply and installation of termination for 1000/600V/4C/120 sq mm/Copper/SWA cable |  | nr | 72 | 194 | 13968 | 500 | 36000 | 500 | 36000 | 212 | 15264 | 520 | 37440 | 371.98 | 26782.56 | 0 | 0
3.18.21 | 2.14.12 | (*) Supply and installation of termination for 1000/600V/4C/70 sq mm/Copper/SWA cable |  | nr | 584 | 165 | 96360 | 350 | 204400 | 350 | 204400 | 184 | 107456 | 255 | 148920 | 348.38 | 203453.92 | 0 | 0
3.18.22 | 2.14.13 | (*) Supply and installation of termination for 1000/600V/4C/25 sq mm/Copper/SWA cable |  | nr | 2 | 165 | 330 | 150 | 300 | 150 | 300 | 106 | 212 | 204 | 408 | 336.57 | 673.14 | 0 | 0
3.18.23 | 2.14.14 | (*) Supply and installation of earthing for feeder pillar, service turret etc. |  | nr | 140 | 310 | 43400 | 2000 | 280000 | 2000 | 280000 | 1366 | 191240 | 1326 | 185640 | 656.84 | 91957.6 | 0 | 0
| Note | Note Details
3.18.24 | - | DUCT WORKS
3.18.25 | - | General
3.18.26 | - | Duct surround shall be as specified. Price of the duct itself shall include surround material and End Caps, utility marker plates on both sides of the road, Ducts shall be installed in accordance with the requirements of the concerned service authority
| Item Code | Description | Item Remarks | Unit of Measurement | Quantity/Base Price | Unit Price/Discount % | Total | Unit Price/Discount % | Total | Unit Price/Discount % | Total | Unit Price/Discount % | Total | Unit Price/Discount % | Total | Unit Price/Discount % | Total | Unit Price/Discount % | Total
3.18.27 | 2.14.15 | (*) Supply and laying of 10 way OD 200 mm UPVC class 6 ducts for 11 KV and LV cables allow for concrete surround, complete as specified and as per drawing and specifications |  | m | 82 | 1198 | 98236 | 1625 | 133250 | 1625 | 133250 | 519 | 42558 | 1329 | 108978 | 914.18 | 74962.76 | 0 | 0
3.18.28 | 2.14.16 | (*) Supply and laying of 8 way OD 200 mm UPVC class 6 ducts for 11 KV and LV cables allow for concrete surround, complete as specified and as per drawing and specifications |  | m | 115 | 1047 | 120405 | 1160 | 133400 | 1160 | 133400 | 463 | 53245 | 1151 | 132365 | 699.08 | 80394.2 | 0 | 0
3.18.29 | 2.14.17 | (*) Supply and laying of 6 way OD 200 mm UPVC class 6 ducts for 11 KV and LV cables allow for concrete surround, complete as specified and as per drawing and specifications |  | m | 340 | 877 | 298180 | 900 | 306000 | 900 | 306000 | 367 | 124780 | 943 | 320620 | 537.75 | 182835 | 0 | 0
3.18.30 | 2.14.18 | (*) Supply and laying of 4 way OD 200 mm UPVC class 6 ducts for 11 KV and LV cables allow for concrete surround, complete as specified and as per drawing and specifications |  | m | 1060 | 656 | 695360 | 690 | 731400 | 690 | 731400 | 278 | 294680 | 726 | 769560 | 430.2 | 456012 | 0 | 0
3.18.31 | 2.14.19 | (*) Supply and laying of 2 way OD 200 mm UPVC class 6 ducts for 11 KV and LV cables allow for concrete surround, complete as specified and as per drawing and specifications |  | m | 754 | 535 | 403390 | 400 | 301600 | 400 | 301600 | 217 | 163618 | 504 | 380016 | 241.99 | 182460.46 | 0 | 0
| Note | Note Details
3.18.32 | - | 11/0.4KV SUBSTATIONS
| Item Code | Description | Item Remarks | Unit of Measurement | Quantity/Base Price | Unit Price/Discount % | Total | Unit Price/Discount % | Total | Unit Price/Discount % | Total | Unit Price/Discount % | Total | Unit Price/Discount % | Total | Unit Price/Discount % | Total | Unit Price/Discount % | Total
3.18.33 | 2.14.20 | (*) Supply and installation 11KV, 4 Panel Board / 25 KA 1sec/ Air/SF6 insulated motorized breakers/ fixed type complete with all accessories. |  | Set | 8 | 76478 | 611824 | 587000 | 4696000 | 587000 | 4696000 | 354319 | 2834552 | 296081 | 2368648 | 399399.98 | 3195199.84 | 0 | 0
3.18.34 | 2.14.21 | (*) Supply and installation of 11/0.4KV/1500KVA/Oil filled Distribution transformers with all accessories. |  | nr | 16 | 66825 | 1069200 | 170000 | 2720000 | 170000 | 2720000 | 100370 | 1605920 | 100784 | 1612544 | 93774.76 | 1500396.16 | 0 | 0
| Note | Note Details
3.18.35 | 2.14.22 | Supply and installation of 1000/600 Volts Panel Board with minimum the following but not limited to it: i - 2700A single busbar rating. ii - Two Number/ 2700 Amp/ Off Load /Manually Operated In coming Isolator. iii -One Number/ 2700 Amp/ Off Load /Manually Operated Isolator ( bus coupler) (continued)
| Item Code | Description | Item Remarks | Unit of Measurement | Quantity/Base Price | Unit Price/Discount % | Total | Unit Price/Discount % | Total | Unit Price/Discount % | Total | Unit Price/Discount % | Total | Unit Price/Discount % | Total | Unit Price/Discount % | Total | Unit Price/Discount % | Total
3.18.36 | 2.14.22 | (*) (continued) iv - 20 Nos outgoing feeders with 400Amps HRC Fuses All the items required by AADC for monitoring, metering, signal transfer (including accessories to complete the job) of individual feeders as well as incomers shall be part of supply and installation |  | Set | 8 | 66825 | 534600 | 280000 | 2240000 | 280000 | 2240000 | 113133 | 905064 | 80010 | 640080 | 81491 | 651928 | 0 | 0
3.18.37 | 2.14.23 | (*) Supply, installation of battery Bank 48Volts DC with capacity compatible with requirement of DC power for the equipment those required interfacing complete with Ni-CD Dual battery charger, distribution board complete for 11KV switchgear, LV switchgear and DMS interface etc. |  | Set | 8 | 54360 | 434880 | 172500 | 1380000 | 172500 | 1380000 | 78492 | 627936 | 61087 | 488696 | 66810.83 | 534486.64 | 0 | 0
3.18.38 | 2.14.24 | (*) Supply and installation of 1000/600V/SC/630sq mm2/Cu/Aluminum Wire Armored cables and terminations. |  | m | 1760 | 165 | 290400 | 375 | 660000 | 375 | 660000 | 326 | 573760 | 209 | 367840 | 186.84 | 328838.4 | 0 | 0
3.18.39 | 2.14.25 | (*) Supply and installation of 11000V/3C/120sq mm2/steel tap armored cables and terminations at both ends. |  | m | 240 | 147 | 35280 | 290 | 69600 | 290 | 69600 | 508 | 121920 | 566 | 135840 | 233.65 | 56076 | 0 | 0
3.18.40 | 2.14.26 | (*) Supply and installation of complete earthing system for each substation with 19 mm x 1.5 m copper bond steel earth rods including earth pits, earthing conductor of all required sizes for switch gear, Transformers etc. earth resistance not exceeding more than one ohms. Earthing study shall be carried out for the complete earthing system and results shall be submitted to consultant/AADC engineers for review and approval |  | nr | 8 | 15296 | 122368 | 72000 | 576000 | 72000 | 576000 | 70749 | 565992 | 37660 | 301280 | 26386.8 | 211094.4 | 0 | 0
3.18.41 | 2.14.27 | (*) Supply and installation of lighting, small power including normal and emergency power operation, distribution board, lighting fixture, switches, wiring, grounding, connection from LV panel board for Distribution Sub Station etc |  | nr | 8 | 7219 | 57752 | 30000 | 240000 | 30000 | 240000 | 32189 | 257512 | 20391 | 163128 | 15738.1 | 125904.8 | 0 | 0
3.18.42 | 2.14.28 | (*) Any modification/conversion of 11kV panels in source primary according to AADC /T&P/DMS requirments if required |  | nr | 6 | 63732 | 382392 | 10000 | 60000 | 10000 | 60000 | 57750 | 346500 | 20391 | 122346 | 374099.52 | 2244597.12 | 0 | 0
3.18.43 | 2.14.29 | (*) A/C split unit of 2 x 5 TON capacity (Capacity at outdoor and indoor temperature as per specifications), including foundations, piping, insulation, cabling, isolator, DP switch socket with neon indicator, control and accessories as specified for HV Switchgear Room. Thermal transfer study shall be submited to AADC project delivery division for approval |  | nr | 8 | 8663 | 69304 | 72500 | 580000 | 72500 | 580000 | 26565 | 212520 | 11113 | 88904 | 10748.62 | 85988.96 | 0 | 0
3.18.44 | 2.14.30 | (*) Supply, installation of wall mounted FOTB suitable to accommodated 1 FO as per ADWEA in each substation |  | nr | 8 | 20394 | 163152 | 32500 | 260000 | 32500 | 260000 | 17325 | 138600 | 11725 | 93800 | 15163.28 | 121306.24 | 0 | 0
3.18.45 | 2.14.31 | (*) Supply, installation DMS interface marshalling cubicle including supply and installation of cabling from 11KV/LV board, interposing CT, wiring of DMS signals, etc as per AADC/DMS requirement, inccluding any modification if required at 33KV substation for interfacing of distribution substation etc. |  | nr | 8 | 9900 | 79200 | 30800 | 246400 | 30800 | 246400 | 30050 | 240400 | 28548 | 228384 | 30662.92 | 245303.36 | 0 | 0
3.18.46 | 2.14.32 | (*) Supply, installation of DMS RTU Panel for the Distribution S/S as per ADWEA Specification including Ethernet switch (with FO & Electrical interfaces) inside each panel with necessary accessories for future integration to DMS. |  | nr | 8 | 57750 | 462000 | 117600 | 940800 | 117600 | 940800 | 75426 | 603408 | 276812 | 2214496 | 90957.55 | 727660.4 | 0 | 0
3.18.47 | 2.14.33 | (*) Supply & installation (in source primary substation) of floor mounted FO Termination cubicle suitable to accommodate at least 6 FO cables (or more than 6 Nos based on the approved design) as per AADC/DMS requirement. Any modification if required at primary substation/DMS center for interfacing of FOCs arriving from the new distribution substation. |  | nr | 1 | 38363 | 38363 | 60000 | 60000 | 60000 | 60000 | 112613 | 112613 | 28548 | 28548 | 34457.44 | 34457.44 | 0 | 0
3.18.48 | 2.14.34 | (*) Supply & installation of floor mounted communication panel including two Ethernet switches with necessary Electrical and Optical interfaces and accessories that shall be installed in the Primary Substation to link the RTUs in the distribution S/S with DMS when required |  | nr | 1 | 49294 | 49294 | 150000 | 150000 | 150000 | 150000 | 282545 | 282545 | 249793 | 249793 | 360006.17 | 360006.17 | 0 | 0
3.18.49 | 2.14.35 | (*) Construct Electrical Distribution Sub Station buildingas per drawing/approval of AADC/specifications/ as instructed by engineer including submission and approval of structural detailed drawing for approval , allow for the material, labor, electro mechanical installation, incidental works to complete etc. The elevation and boundary wall design shall be matching with the surroundings villas look. |  | nr | 8 | 385551 | 3084408 | 300000 | 2400000 | 300000 | 2400000 | 433125 | 3465000 | 299000 | 2392000 | 376425.41 | 3011403.28 | 0 | 0
3.18.50 | 2.14.36 | (*) Excavation of trench in any type of soil , Supply and installation of 11000V/3C/300 sq mm/Copper/steel tap armored cables. Including cable slabs, warning tape, backfilling, cable route markers and reinstatement of surface to original condition. This item cover cable required for 4 circuits from substations up to project plot boundary (location A) |  | m | 9260 | 297 | 2750220 | 680 | 6296800 | 680 | 6296800 | 394 | 3648440 | 381 | 3528060 | 365.08 | 3380640.8 | 0 | 0
3.18.51 | 2.14.37 | (*) Supply and installation of 32 Core Fiber Optic cable, laid along with HV cable in the same trench. This includes DN110 PVC pipe, pull box, splicing kits, termination and testing works at 11/0.4KV Distribution Sub Stations and Primary Sub Station. |  | m | 11270 | 30 | 338100 | 375 | 4226250 | 375 | 4226250 | 112 | 1262240 | 35 | 394450 | 59.81 | 674058.7 | 0 | 0
3.18.52 | 2.14.38 | (*) Supply and installation of, 11000V/3C/300 sq mm/Copper/steel tap armored cable, Straight through joint. |  | nr | 30 | 908 | 27240 | 2750 | 82500 | 2750 | 82500 | 2743 | 82290 | 2855 | 85650 | 1712.17 | 51365.1 | 0 | 0
3.18.53 | 2.14.39 | (*) Supply and installation of, 11000V/3C/300 sq mm2/Copper/steel tap armored cable, ID Termination. |  | nr | 22 | 867 | 19074 | 3200 | 70400 | 3200 | 70400 | 2911 | 64042 | 2753 | 60566 | 1762.88 | 38783.36 | 0 | 0
3.18.54 | 2.14.40 | (*) Supply and installation of GRP Pull Box(1mx1mx1m), including exaction ,installation, back filling and reinstatement of surface as before. |  | nr | 116 | 1877 | 217732 | 8700 | 1009200 | 8700 | 1009200 | 4851 | 562716 | 2300 | 266800 | 5162.41 | 598839.56 | 0 | 0
| Note | Note Details
3.18.55 | - | 11kV Switchgear:
| Item Code | Description | Item Remarks | Unit of Measurement | Quantity/Base Price | Unit Price/Discount % | Total | Unit Price/Discount % | Total | Unit Price/Discount % | Total | Unit Price/Discount % | Total | Unit Price/Discount % | Total | Unit Price/Discount % | Total | Unit Price/Discount % | Total
3.18.56 | 2.14.41 | (*) CT (current transformers) |  | nr | 4 | 37125 | 148500 | 1750 | 7000 | 1750 | 7000 | 24741 | 98964 | 18583 | 74332 | 14281.09 | 57124.36 | 0 | 0
3.18.57 | 2.14.42 | (*) VTs (voltage transformers) |  | nr | 2 | 42900 | 85800 | 1500 | 3000 | 1500 | 3000 | 62576 | 125152 | 21207 | 42414 | 8639.47 | 17278.94 | 0 | 0
3.18.58 | 2.14.43 | (*) DC motor (CB operating mechanism) |  | nr | 4 | 11574 | 46296 | 1200 | 4800 | 1200 | 4800 | 15017 | 60068 | 1529 | 6116 | 29997.38 | 119989.52 | 0 | 0
3.18.59 | 2.14.44 | (*) Closing coil |  | nr | 8 | 2682 | 21456 | 500 | 4000 | 500 | 4000 | 23487 | 187896 | 1020 | 8160 | 14266.88 | 114135.04 | 0 | 0
3.18.60 | 2.14.45 | (*) Tripping coil |  | nr | 8 | 2682 | 21456 | 600 | 4800 | 600 | 4800 | 23487 | 187896 | 1020 | 8160 | 5665.22 | 45321.76 | 0 | 0
3.18.61 | 2.14.46 | (*) OC/EF (over current & earth fault ) relay |  | nr | 2 | 2063 | 4126 | 2000 | 4000 | 2000 | 4000 | 24741 | 49482 | 6892 | 13784 | 21085.26 | 42170.52 | 0 | 0
3.18.62 | 2.14.47 | (*) control plus power supply cards for DC system |  | nr | 2 | 3218 | 6436 | 12500 | 25000 | 12500 | 25000 | 11550 | 23100 | 8156 | 16312 | 9087.96 | 18175.92 | 0 | 0
3.18.63 | 2.14.48 | (*) Complete battery system (unfilled with electrolyte in sealed container suitable for site storage) |  | nr | 1 | 29370 | 29370 | 10000 | 10000 | 10000 | 10000 | 40425 | 40425 | 83604 | 83604 | 76716.57 | 76716.57 | 0 | 0
| Note | Note Details
3.18.64 | - | 11kV Switchgear:
| Item Code | Description | Item Remarks | Unit of Measurement | Quantity/Base Price | Unit Price/Discount % | Total | Unit Price/Discount % | Total | Unit Price/Discount % | Total | Unit Price/Discount % | Total | Unit Price/Discount % | Total | Unit Price/Discount % | Total | Unit Price/Discount % | Total
3.18.65 | 2.14.49 | (*) HV Bushing |  | nr | 1 | 8457 | 8457 | 1500 | 1500 | 1500 | 1500 | 17325 | 17325 | 5098 | 5098 | 4721.02 | 4721.02 | 0 | 0
3.18.66 | 2.14.50 | (*) LV Bushing |  | nr | 1 | 8168 | 8168 | 1000 | 1000 | 1000 | 1000 | 17325 | 17325 | 5098 | 5098 | 3540.76 | 3540.76 | 0 | 0
3.18.67 | 2.14.51 | (*) Gaskets |  | nr | 3 | 2211 | 6633 | 500 | 1500 | 500 | 1500 | 5775 | 17325 | 10196 | 30588 | 2124.46 | 6373.38 | 0 | 0
3.18.68 | 2.14.52 | (*) CT (Current transformer) for transformer protection |  | nr | 2 | 7013 | 14026 | 1000 | 2000 | 1000 | 2000 | 24741 | 49482 | 18583 | 37166 | 4721.02 | 9442.04 | 0 | 0
3.18.69 | 2.14.53 | (*) Earth fault indicator |  | nr | 2 | 1733 | 3466 | 1000 | 2000 | 1000 | 2000 | 2517 | 5034 | 5098 | 10196 | 2466.73 | 4933.46 | 0 | 0
| Note | Note Details
3.18.70 | - | LV Switchgear:
| Item Code | Description | Item Remarks | Unit of Measurement | Quantity/Base Price | Unit Price/Discount % | Total | Unit Price/Discount % | Total | Unit Price/Discount % | Total | Unit Price/Discount % | Total | Unit Price/Discount % | Total | Unit Price/Discount % | Total | Unit Price/Discount % | Total
3.18.71 | 2.14.54 | (*) LV Isolator - 2700 |  | nr | 1 | 8663 | 8663 | 8600 | 8600 | 8600 | 8600 | 17325 | 17325 | 12235 | 12235 | 4124.55 | 4124.55 | 0 | 0
3.18.72 | 2.14.55 | (*) Fuse strips for 400amp |  | nr | 3 | 702 | 2106 | 750 | 2250 | 750 | 2250 | 5775 | 17325 | 3568 | 10704 | 444.18 | 1332.54 | 0 | 0
3.18.73 | 2.14.56 | (*) Removal of existing overhead lines and towers, recovery/ relocation of underground lines including all civil works, all new cable connections / terminations, etc. to complete relocation work as per AADC specifications, drawings standards and approvals. The works include hading over of remove materials to AADC stores. |  | Item | 1 | 907954 | 907954 | 3800000 | 3800000 | 3800000 | 3800000 | 195897 | 195897 | 5688641 | 5688641 | 4226719.57 | 4226719.57 | 0 | 0
3.18.74 | 2.14.57 | (*) Allow for obtaining permanent power to the premices including liaising and paying connection charges for acquiring main supply, coordination with ADWEA / AADC and obtain necessary approvals from local authorities, supervision charges, etc. also for complying with latest wiring regulations of the relevant authorities |  | Item | 1 | 990000 | 990000 | 1000000 | 1000000 | 1000000 | 1000000 | 34650 | 34650 | 2320789 | 2320789 | 1645516.78 | 1645516.78 | 0 | 0
| Note | Note Details
3.18.75 | - | Contractor's Adjustment
| Item Code | Description | Item Remarks | Unit of Measurement | Quantity/Base Price | Unit Price/Discount % | Total | Unit Price/Discount % | Total | Unit Price/Discount % | Total | Unit Price/Discount % | Total | Unit Price/Discount % | Total | Unit Price/Discount % | Total | Unit Price/Discount % | Total
3.18.76 | 2.14.58 | (*) The Contractor may price here any new items or additional quantity for an existing BOQ item, which are shown in the Drawings or any other Tender/Contract Documents but overlooked or not specifically mentioned herein and is necessary for the satisfactory completion of the Works/this section. Should the Contractor fail to insert any item here, it will be deemed that his lump sum Tender Price includes all such items and no claims for additional items will be entertained. |  | Sum | 1 | 96954 | 96954 | 0 | 0 | 0 | 0 | 0 | 0 | 0 | 0 | 0 | 0 | 47732196.57 | 47732196.57
| Note | Note Details
3.18.77 | - | Please attach one PDF file to be named "Additional Items for (insert bill no/name & Section No/name)" for the details of these additional items in the additional attachment area in the Commercial Envelope.
3.19 BILL NO. 3 - RETAIL SHOPS - 3 NOS | [5 empty] | 0 (out of 0) | 0 | 0 (out of 0) | 0 | 0 (out of 0) | 0 | 0 (out of 0) | 0 | 0 (out of 0) | 0 | 0 (out of 0) | 0 | 0 (out of 0) | 0
3.20 BILL No. 3.01 – EARTH WORKS & EXCAVATION | [5 empty] | 7 (out of 7) | 113550 | 7 (out of 7) | 119595 | 7 (out of 7) | 119595 | 7 (out of 7) | 145554 | 7 (out of 7) | 84924 | 7 (out of 7) | 90043.32 | 7 (out of 7) | 194639.25
| Note | Note Details
3.20.1 | - | SOIL INVESTIGATION
| Item Code | Description | Item Remarks | Unit of Measurement | Quantity/Base Price | Unit Price/Discount % | Total | Unit Price/Discount % | Total | Unit Price/Discount % | Total | Unit Price/Discount % | Total | Unit Price/Discount % | Total | Unit Price/Discount % | Total | Unit Price/Discount % | Total
3.20.2 | 3.01.01 | (*) Borehole, minimum 30 meters deep each including necessary site and laboratory test, Soil Investigation Report. |  | nr | 3 | 111 | 333 | 2700 | 8100 | 2700 | 8100 | 4200 | 12600 | 6961 | 20883 | 4302 | 12906 | 4398.75 | 13196.25
| Note | Note Details
3.20.3 | - | EARTH WORKS & EXCAVATION
| Item Code | Description | Item Remarks | Unit of Measurement | Quantity/Base Price | Unit Price/Discount % | Total | Unit Price/Discount % | Total | Unit Price/Discount % | Total | Unit Price/Discount % | Total | Unit Price/Discount % | Total | Unit Price/Discount % | Total | Unit Price/Discount % | Total
3.20.4 | 3.01.02 | (*) General site clearance, levelling and preparation over the total area of the Plot |  | m2 | 2880 | 4 | 11520 | 3 | 8640 | 3 | 8640 | 4 | 11520 | 3 | 8640 | 1.81 | 5212.8 | 3.41 | 9820.8
3.20.5 | 3.01.03 | (*) Excavation up to a depth of 210cm from the existing ground to remove the loose top soil |  | m3 | 1587 | 8 | 12696 | 15 | 23805 | 15 | 23805 | 25 | 39675 | 6 | 9522 | 8.6 | 13648.2 | 15.15 | 24043.05
3.20.6 | 3.01.04 | (*) Backfilling & compaction with imported material up to bottom of the ground slab as per the drawings |  | m3 | 1050 | 52 | 54600 | 40 | 42000 | 40 | 42000 | 30 | 31500 | 19 | 19950 | 28.39 | 29809.5 | 0 | 0
3.20.7 | 3.01.05 | (*) Disposal of excavated surplus material to approved tip , including hauling (to designated location as may be instructed by the Engineer) |  | m3 | 1587 | 15 | 23805 | 15 | 23805 | 15 | 23805 | 30 | 47610 | 13 | 20631 | 10.76 | 17076.12 | 17.09 | 27121.83
3.20.8 | 3.01.06 | (*) Applying Chemical Anti-Termite material under building foundations, beams, ground slabs on grid and external perimeter of the building as specified, Allow for materials, labours, tools etc all as approved by the Engineer. |  | m2 | 2649 | 4 | 10596 | 5 | 13245 | 5 | 13245 | 1 | 2649 | 2 | 5298 | 4.3 | 11390.7 | 2.93 | 7761.57
| Note | Note Details
3.20.9 | - | Contractor's Adjustment
| Item Code | Description | Item Remarks | Unit of Measurement | Quantity/Base Price | Unit Price/Discount % | Total | Unit Price/Discount % | Total | Unit Price/Discount % | Total | Unit Price/Discount % | Total | Unit Price/Discount % | Total | Unit Price/Discount % | Total | Unit Price/Discount % | Total
3.20.10 | 3.01.07 | (*) The Contractor may price here any new items or additional quantity for an existing BOQ item, which are shown in the Drawings or any other Tender/Contract Documents but overlooked or not specifically mentioned herein and is necessary for the satisfactory completion of the Works/this section. Should the Contractor fail to insert any item here, it will be deemed that his lump sum Tender Price includes all such items and no claims for additional items will be entertained. |  | Sum | 1 | 0 | 0 | 0 | 0 | 0 | 0 | 0 | 0 | 0 | 0 | 0 | 0 | 112695.75 | 112695.75
| Note | Note Details
3.20.11 | - | Please attach one PDF file to be named "Additional Items for (insert bill no/name & Section No/name)" for the details of these additional items in the additional attachment area in the Commercial Envelope.
3.21 BILL NO. 3.02 – CONCRETE WORKS | [5 empty] | 18 (out of 18) | 1534364.5 | 18 (out of 18) | 1348628.5 | 18 (out of 18) | 1348628.5 | 18 (out of 18) | 1447388 | 18 (out of 18) | 1662620.5 | 18 (out of 18) | 1502372.46 | 18 (out of 18) | 2177614.79
| Note | Note Details
3.21.1 | - | SUB-STRUCTURE
3.21.2 | - | Plain in situ cement concrete in SRC as blinding layer including form work with compressive strength 20 N/mm2,in accordance with drawings Specification
| Item Code | Description | Item Remarks | Unit of Measurement | Quantity/Base Price | Unit Price/Discount % | Total | Unit Price/Discount % | Total | Unit Price/Discount % | Total | Unit Price/Discount % | Total | Unit Price/Discount % | Total | Unit Price/Discount % | Total | Unit Price/Discount % | Total
3.21.3 | 3.02.01 | (*) 100mm thick blinding under foundations as shown in drawings. |  | m3 | 54 | 270 | 14580 | 31 | 1674 | 31 | 1674 | 423 | 22842 | 475 | 25650 | 440.96 | 23811.84 | 343.61 | 18554.94
3.21.4 | 3.02.02 | (*) 50mm thick blinding under Tie beams and ground beams as shown in drawings. |  | m3 | 31.5 | 280 | 8820 | 23 | 724.5 | 23 | 724.5 | 423 | 13324.5 | 475 | 14962.5 | 440.96 | 13890.24 | 343.61 | 10823.715
3.21.5 | 3.02.03 | (*) 100mm thick blinding under slab on grade as shown in drawings. |  | m3 | 171 | 270 | 46170 | 31 | 5301 | 31 | 5301 | 364 | 62244 | 344 | 58824 | 440.96 | 75404.16 | 343.61 | 58757.31
| Note | Note Details
3.21.6 | - | Reinforced in situ cement concrete in MSRC including form work and reinforcement as detailed in drawing with compressive strength 40N/mm2 as specified.
| Item Code | Description | Item Remarks | Unit of Measurement | Quantity/Base Price | Unit Price/Discount % | Total | Unit Price/Discount % | Total | Unit Price/Discount % | Total | Unit Price/Discount % | Total | Unit Price/Discount % | Total | Unit Price/Discount % | Total | Unit Price/Discount % | Total
3.21.7 | 3.02.04 | (*) Footings |  | m3 | 204 | 536 | 109344 | 820 | 167280 | 820 | 167280 | 819 | 167076 | 798 | 162792 | 914.18 | 186492.72 | 702.08 | 143224.32
3.21.8 | 3.02.05 | (*) Tie Beams |  | m3 | 114 | 1335 | 152190 | 1105 | 125970 | 1105 | 125970 | 1066 | 121524 | 1324 | 150936 | 914.18 | 104216.52 | 1647.16 | 187776.24
3.21.9 | 3.02.06 | (*) Column necks |  | m3 | 25.5 | 1503 | 38326.5 | 2000 | 51000 | 2000 | 51000 | 1339 | 34144.5 | 2732 | 69666 | 914.18 | 23311.59 | 3012.53 | 76819.515
3.21.10 | 3.02.07 | (*) Ground Beams |  | m3 | 132 | 1335 | 176220 | 1020 | 134640 | 1020 | 134640 | 1014 | 133848 | 1212 | 159984 | 914.18 | 120671.76 | 1924.73 | 254064.36
3.21.11 | 3.02.08 | (*) External ramps including landings and foundations. |  | m3 | 13.5 | 948 | 12798 | 1000 | 13500 | 1000 | 13500 | 923 | 12460.5 | 1045 | 14107.5 | 914.18 | 12341.43 | 1123.24 | 15163.74
3.21.12 | 3.02.09 | (*) Slab on grade placed on the existing ground level after removing the loose top soil and compacting with imported material. |  | m3 | 267 | 443 | 118281 | 515 | 137505 | 515 | 137505 | 676 | 180492 | 756 | 201852 | 623.79 | 166551.93 | 755.57 | 201737.19
| Note | Note Details
3.21.13 | - | SUNDRIES
| Item Code | Description | Item Remarks | Unit of Measurement | Quantity/Base Price | Unit Price/Discount % | Total | Unit Price/Discount % | Total | Unit Price/Discount % | Total | Unit Price/Discount % | Total | Unit Price/Discount % | Total | Unit Price/Discount % | Total | Unit Price/Discount % | Total
3.21.14 | 3.02.10 | (*) 1 layers of 1000 gauge sheet laid under foundation, ground beam, ground slab, etc as shown in drawings |  | m2 | 3288 | 5 | 16440 | 5 | 16440 | 5 | 16440 | 3 | 9864 | 3 | 9864 | 3.23 | 10620.24 | 4.96 | 16308.48
3.21.15 | 3.02.11 | (*) Prepare surface & apply 2 coats of Fluid applied rubberized asphalt |  | m2 | 6619.5 | 22 | 145629 | 7 | 46336.5 | 7 | 46336.5 | 9 | 59575.5 | 15 | 99292.5 | 26.89 | 177998.355 | 15.16 | 100351.62
| Note | Note Details
3.21.16 | - | SUPER-STRUCTURE
3.21.17 | - | Reinforced in situ cement concrete in OPC including form work and reinforcement as detailed in drawing with compressive strength 40N/mm2 as specified.
| Item Code | Description | Item Remarks | Unit of Measurement | Quantity/Base Price | Unit Price/Discount % | Total | Unit Price/Discount % | Total | Unit Price/Discount % | Total | Unit Price/Discount % | Total | Unit Price/Discount % | Total | Unit Price/Discount % | Total | Unit Price/Discount % | Total
3.21.18 | 3.02.12 | (*) Columns |  | m3 | 55.5 | 1902 | 105561 | 1505 | 83527.5 | 1505 | 83527.5 | 1092 | 60606 | 1556 | 86358 | 967.95 | 53721.225 | 1952.1 | 108341.55
3.21.19 | 3.02.13 | (*) Beams |  | m3 | 93 | 1426 | 132618 | 1115 | 103695 | 1115 | 103695 | 1066 | 99138 | 1236 | 114948 | 967.95 | 90019.35 | 1356.02 | 126109.86
3.21.20 | 3.02.14 | (*) 200mm thk. Solid Slabs |  | m3 | 355.5 | 918 | 326349 | 970 | 344835 | 970 | 344835 | 1027 | 365098.5 | 1120 | 398160 | 967.95 | 344106.225 | 1154.94 | 410581.17
3.21.21 | 3.02.15 | (*) 200mm thk. Upstands and concrete work support to walls |  | m3 | 57 | 1307 | 74499 | 1100 | 62700 | 1100 | 62700 | 1001 | 57057 | 911 | 51927 | 967.95 | 55173.15 | 1698.5 | 96814.5
3.21.22 | 3.02.16 | (*) MEP Equipment Pads |  | m3 | 43.5 | 1292 | 56202 | 1000 | 43500 | 1000 | 43500 | 1001 | 43543.5 | 952 | 41412 | 967.95 | 42105.825 | 1007.66 | 43833.21
3.21.23 | 3.02.17 | (*) Shaft covers including necessary frames, fixing accessories, etc. and complete as per drawings |  | Item | 1 | 337 | 337 | 10000 | 10000 | 10000 | 10000 | 4550 | 4550 | 1885 | 1885 | 1935.9 | 1935.9 | 13014.92 | 13014.92
| Note | Note Details
3.21.24 | - | Contractor's Adjustment
| Item Code | Description | Item Remarks | Unit of Measurement | Quantity/Base Price | Unit Price/Discount % | Total | Unit Price/Discount % | Total | Unit Price/Discount % | Total | Unit Price/Discount % | Total | Unit Price/Discount % | Total | Unit Price/Discount % | Total | Unit Price/Discount % | Total
3.21.25 | 3.02.18 | (*) The Contractor may price here any new items or additional quantity for an existing BOQ item, which are shown in the Drawings or any other Tender/Contract Documents but overlooked or not specifically mentioned herein and is necessary for the satisfactory completion of the Works/this section. Should the Contractor fail to insert any item here, it will be deemed that his lump sum Tender Price includes all such items and no claims for additional items will be entertained. |  | Sum | 1 | 0 | 0 | 0 | 0 | 0 | 0 | 0 | 0 | 0 | 0 | 0 | 0 | 295338.15 | 295338.15
| Note | Note Details
3.21.26 | - | Please attach one PDF file to be named "Additional Items for (insert bill no/name & Section No/name)" for the details of these additional items in the additional attachment area in the Commercial Envelope.
3.22 BILL NO. 3.03 – BLOCK WORKS | [5 empty] | 14 (out of 14) | 646770 | 14 (out of 14) | 589975.5 | 14 (out of 14) | 589975.5 | 14 (out of 14) | 728624 | 14 (out of 14) | 590604.5 | 14 (out of 14) | 735659.205 | 14 (out of 14) | 898615.84
| Note | Note Details
3.22.1 | - | CONCRETE MASONRY UNITS
3.22.2 | - | Hollow / Solid concrete masonry units bedded in mortar including reinforcement and anchoring where necessary as per drawings and Specification.
| Item Code | Description | Item Remarks | Unit of Measurement | Quantity/Base Price | Unit Price/Discount % | Total | Unit Price/Discount % | Total | Unit Price/Discount % | Total | Unit Price/Discount % | Total | Unit Price/Discount % | Total | Unit Price/Discount % | Total | Unit Price/Discount % | Total
3.22.3 | 3.03.01 | (*) Wall Type W1, W2 & W5 |  | m2 | 663 | 96 | 63648 | 108 | 71604 | 108 | 71604 | 105 | 69615 | 116 | 76908 | 126.91 | 84141.33 | 109.9 | 72863.7
3.22.4 | 3.03.02 | (*) Wall Type W3 & W4 |  | m2 | 147 | 63 | 9261 | 80 | 11760 | 80 | 11760 | 69 | 10143 | 76 | 11172 | 86.04 | 12647.88 | 84.15 | 12370.05
3.22.5 | 3.03.03 | (*) Wall Type W6 |  | m2 | 570 | 63 | 35910 | 80 | 45600 | 80 | 45600 | 69 | 39330 | 76 | 43320 | 86.04 | 49042.8 | 84.15 | 47965.5
3.22.6 | 3.03.04 | (*) Wall Type W7 |  | m2 | 1201.5 | 49 | 58873.5 | 77 | 92515.5 | 77 | 92515.5 | 59 | 70888.5 | 66 | 79299 | 77.44 | 93044.16 | 69.04 | 82951.56
3.22.7 | 3.03.05 | (*) Wall Type W8 |  | m2 | 222 | 49 | 10878 | 77 | 17094 | 77 | 17094 | 59 | 13098 | 66 | 14652 | 77.44 | 17191.68 | 69.04 | 15326.88
3.22.8 | 3.03.06 | (*) Wall Type W9 |  | m2 | 133.5 | 49 | 6541.5 | 77 | 10279.5 | 77 | 10279.5 | 59 | 7876.5 | 66 | 8811 | 77.44 | 10338.24 | 69.04 | 9216.84
3.22.9 | 3.03.07 | (*) Wall Type W11 & W12 |  | m2 | 97.5 | 63 | 6142.5 | 80 | 7800 | 80 | 7800 | 69 | 6727.5 | 76 | 7410 | 83.89 | 8179.275 | 83.34 | 8125.65
| Note | Note Details
3.22.10 | - | DAMP PROOF COURSE
| Item Code | Description | Item Remarks | Unit of Measurement | Quantity/Base Price | Unit Price/Discount % | Total | Unit Price/Discount % | Total | Unit Price/Discount % | Total | Unit Price/Discount % | Total | Unit Price/Discount % | Total | Unit Price/Discount % | Total | Unit Price/Discount % | Total
3.22.11 | 3.03.08 | (*) Damp proof course for all type of walls |  | Item | 1 | 7800 | 7800 | 6000 | 6000 | 6000 | 6000 | 1300 | 1300 | 3256 | 3256 | 13986.89 | 13986.89 | 0 | 0
| Note | Note Details
3.22.12 | - | SUNDRIES
| Item Code | Description | Item Remarks | Unit of Measurement | Quantity/Base Price | Unit Price/Discount % | Total | Unit Price/Discount % | Total | Unit Price/Discount % | Total | Unit Price/Discount % | Total | Unit Price/Discount % | Total | Unit Price/Discount % | Total | Unit Price/Discount % | Total
3.22.13 | 3.03.09 | (*) Allow for horizontal reinforcing galvanized steel mesh. |  | Item | 1 | 0 | 0 | 0 | 0 | 0 | 0 | 11833 | 11833 | 0 | 0 | 0 | 0 | 0 | 0
3.22.14 | 3.03.10 | (*) Allow for galvanized ties between block partitions and concrete columns. |  | Item | 1 | 0 | 0 | 0 | 0 | 0 | 0 | 7888 | 7888 | 0 | 0 | 0 | 0 | 0 | 0
3.22.15 | 3.03.11 | (*) Allow for insulation between tops of concrete block partitions and underside of structure. |  | Item | 1 | 0 | 0 | 0 | 0 | 0 | 0 | 6500 | 6500 | 3256 | 3256 | 8604.01 | 8604.01 | 26062.64 | 26062.64
| Note | Note Details
3.22.16 | - | INTERIOR PARTITIONS
| Item Code | Description | Item Remarks | Unit of Measurement | Quantity/Base Price | Unit Price/Discount % | Total | Unit Price/Discount % | Total | Unit Price/Discount % | Total | Unit Price/Discount % | Total | Unit Price/Discount % | Total | Unit Price/Discount % | Total | Unit Price/Discount % | Total
3.22.17 | 3.03.12 | (*) 2x16mm Gypsum Board partitions (wall type 10 - 124mm thk.) including acoustical insulation, metal studs all accessories as per drawings |  | m2 | 295.5 | 161 | 47575.5 | 95 | 28072.5 | 95 | 28072.5 | 169 | 49939.5 | 226 | 66783 | 123.68 | 36547.44 | 210.37 | 62164.335
3.22.18 | 3.03.13 | (*) 11mm thk. Glass tempered partitions with doors including frames, all accessories as per drawings and specifications |  | m2 | 427.5 | 936 | 400140 | 700 | 299250 | 700 | 299250 | 1014 | 433485 | 645 | 275737.5 | 940.2 | 401935.5 | 1160.19 | 495981.225
| Note | Note Details
3.22.19 | - | Contractor's Adjustment
| Item Code | Description | Item Remarks | Unit of Measurement | Quantity/Base Price | Unit Price/Discount % | Total | Unit Price/Discount % | Total | Unit Price/Discount % | Total | Unit Price/Discount % | Total | Unit Price/Discount % | Total | Unit Price/Discount % | Total | Unit Price/Discount % | Total
3.22.20 | 3.03.14 | (*) The Contractor may price here any new items or additional quantity for an existing BOQ item, which are shown in the Drawings or any other Tender/Contract Documents but overlooked or not specifically mentioned herein and is necessary for the satisfactory completion of the Works/this section. Should the Contractor fail to insert any item here, it will be deemed that his lump sum Tender Price includes all such items and no claims for additional items will be entertained. |  | Sum | 1 | 0 | 0 | 0 | 0 | 0 | 0 | 0 | 0 | 0 | 0 | 0 | 0 | 65587.46 | 65587.46
| Note | Note Details
3.22.21 | - | Please attach one PDF file to be named "Additional Items for (insert bill no/name & Section No/name)" for the details of these additional items in the additional attachment area in the Commercial Envelope.
3.23 BILL NO. 3.04 – WATERPROOFING AND ROOFING | [5 empty] | 9 (out of 9) | 314438 | 9 (out of 9) | 248849 | 9 (out of 9) | 248849 | 9 (out of 9) | 222740 | 9 (out of 9) | 336574 | 9 (out of 9) | 340189.49 | 9 (out of 9) | 292556.51
| Note | Note Details
3.23.1 | - | WATERPROOFING AND ROOFING
| Item Code | Description | Item Remarks | Unit of Measurement | Quantity/Base Price | Unit Price/Discount % | Total | Unit Price/Discount % | Total | Unit Price/Discount % | Total | Unit Price/Discount % | Total | Unit Price/Discount % | Total | Unit Price/Discount % | Total | Unit Price/Discount % | Total
3.23.2 | 3.04.01 | (*) Concrete screed to slope |  | m2 | 1709 | 30 | 51270 | 24 | 41016 | 24 | 41016 | 20 | 34180 | 40 | 68360 | 26.89 | 45955.01 | 23.2 | 39648.8
3.23.3 | 3.04.02 | (*) Liquid Elastomeric |  | m2 | 1709 | 44 | 75196 | 8 | 13672 | 8 | 13672 | 13 | 22217 | 26 | 44434 | 21.51 | 36760.59 | 0 | 0
3.23.4 | 3.04.03 | (*) Polyurethane foam of thickness 35mm with density 45-50 kg/m3 |  | m2 | 1709 | 54 | 92286 | 36 | 61524 | 36 | 61524 | 39 | 66651 | 45 | 76905 | 31.19 | 53303.71 | 90.02 | 153844.18
3.23.5 | 3.04.04 | (*) Filter membrane |  | m2 | 1709 | 15 | 25635 | 5 | 8545 | 5 | 8545 | 3 | 5127 | 5 | 8545 | 25.81 | 44109.29 | 0 | 0
3.23.6 | 3.04.05 | (*) Concrete Pavings as per drawings |  | m2 | 1709 | 36 | 61524 | 67 | 114503 | 67 | 114503 | 46 | 78614 | 70 | 119630 | 80.66 | 137847.94 | 52.12 | 89073.08
| Note | Note Details
3.23.7 | - | FLASHINGS
| Item Code | Description | Item Remarks | Unit of Measurement | Quantity/Base Price | Unit Price/Discount % | Total | Unit Price/Discount % | Total | Unit Price/Discount % | Total | Unit Price/Discount % | Total | Unit Price/Discount % | Total | Unit Price/Discount % | Total | Unit Price/Discount % | Total
3.23.8 | 3.04.06 | (*) 100x100mm angle fillet / tile |  | m | 344 | 4 | 1376 | 25 | 8600 | 25 | 8600 | 39 | 13416 | 27 | 9288 | 16.13 | 5548.72 | 4.36 | 1499.84
| Note | Note Details
3.23.9 | - | KITCHEN, STORE BATHROOMS, WET AREAS & BALCONIES
| Item Code | Description | Item Remarks | Unit of Measurement | Quantity/Base Price | Unit Price/Discount % | Total | Unit Price/Discount % | Total | Unit Price/Discount % | Total | Unit Price/Discount % | Total | Unit Price/Discount % | Total | Unit Price/Discount % | Total | Unit Price/Discount % | Total
3.23.10 | 3.04.09 | (*) Prepare surface and apply 2 coats of rubberised bitumen emulsion for Wet areas. |  | m2 | 125 | 31 | 3875 | 5 | 625 | 5 | 625 | 13 | 1625 | 52 | 6500 | 78.51 | 9813.75 | 36.52 | 4565
3.23.11 | 3.04.10 | (*) Vertically, 300 mm high |  | m | 182 | 18 | 3276 | 2 | 364 | 2 | 364 | 5 | 910 | 16 | 2912 | 37.64 | 6850.48 | 14.21 | 2586.22
| Note | Note Details
3.23.12 | - | Contractor's Adjustment
| Item Code | Description | Item Remarks | Unit of Measurement | Quantity/Base Price | Unit Price/Discount % | Total | Unit Price/Discount % | Total | Unit Price/Discount % | Total | Unit Price/Discount % | Total | Unit Price/Discount % | Total | Unit Price/Discount % | Total | Unit Price/Discount % | Total
3.23.13 | 3.04.11 | (*) The Contractor may price here any new items or additional quantity for an existing BOQ item, which are shown in the Drawings or any other Tender/Contract Documents but overlooked or not specifically mentioned herein and is necessary for the satisfactory completion of the Works/this section. Should the Contractor fail to insert any item here, it will be deemed that his lump sum Tender Price includes all such items and no claims for additional items will be entertained. |  | Sum | 1 | 0 | 0 | 0 | 0 | 0 | 0 | 0 | 0 | 0 | 0 | 0 | 0 | 1339.39 | 1339.39
| Note | Note Details
3.23.14 | - | Please attach one PDF file to be named "Additional Items for (insert bill no/name & Section No/name)" for the details of these additional items in the additional attachment area in the Commercial Envelope.
3.24 BILL NO. 3.05 – ALUMINIUM AND METAL WORKS | [5 empty] | 10 (out of 10) | 314205 | 10 (out of 10) | 342735 | 10 (out of 10) | 342735 | 10 (out of 10) | 427827 | 10 (out of 10) | 545967 | 10 (out of 10) | 335396.67 | 10 (out of 10) | 424979.01
| Note | Note Details
3.24.1 | - | ALUMINUM, METAL & GLASS WORKS. ALL WORK IS TO BE READ IN CONJUNCTION WITH DRAWINGS AND SPECIFICATIONS
3.24.2 | - | DOORS AND WINDOWS
| Item Code | Description | Item Remarks | Unit of Measurement | Quantity/Base Price | Unit Price/Discount % | Total | Unit Price/Discount % | Total | Unit Price/Discount % | Total | Unit Price/Discount % | Total | Unit Price/Discount % | Total | Unit Price/Discount % | Total | Unit Price/Discount % | Total
3.24.3 | 3.05.01 | (*) Window W001,4600x2400mm |  | nr | 24 | 6161 | 147864 | 5620 | 134880 | 5620 | 134880 | 7802 | 187248 | 11008 | 264192 | 5111.1 | 122666.4 | 7857.5 | 188580
3.24.4 | 3.05.02 | (*) Window W002, 4225x2400mm |  | nr | 12 | 5659 | 67908 | 5120 | 61440 | 5120 | 61440 | 7018 | 84216 | 10100 | 121200 | 4766.03 | 57192.36 | 7216.94 | 86603.28
3.24.5 | 3.05.03 | (*) Door cum Window W003,4600x2400mm |  | nr | 6 | 7154 | 42924 | 5130 | 30780 | 5130 | 30780 | 9051 | 54306 | 11008 | 66048 | 5651.22 | 33907.32 | 9858.83 | 59152.98
3.24.6 | 3.05.04 | (*) Double Swing Door MD01, 2400x2750mm |  | nr | 3 | 4277 | 12831 | 7760 | 23280 | 7760 | 23280 | 9066 | 27198 | 6581 | 19743 | 5316.15 | 15948.45 | 5893.87 | 17681.61
3.24.7 | 3.05.05 | (*) Aluminum Glazed Door MD02,1600x2200mm |  | nr | 3 | 2281 | 6843 | 3915 | 11745 | 3915 | 11745 | 5828 | 17484 | 3510 | 10530 | 3665.79 | 10997.37 | 3143.4 | 9430.2
3.24.8 | 3.05.06 | (*) Double Swing Louver Door SD07, 1800x2200mm |  | nr | 3 | 2310 | 6930 | 5000 | 15000 | 5000 | 15000 | 3661 | 10983 | 3249 | 9747 | 4585.99 | 13757.97 | 2920.42 | 8761.26
3.24.9 | 3.05.07 | (*) Single Swing Door SD08, 1000x2200mm |  | nr | 9 | 1426 | 12834 | 3290 | 29610 | 3290 | 29610 | 2238 | 20142 | 2581 | 23229 | 2610.56 | 23495.04 | 1622.46 | 14602.14
| Note | Note Details
3.24.10 | - | METAL WORKS
| Item Code | Description | Item Remarks | Unit of Measurement | Quantity/Base Price | Unit Price/Discount % | Total | Unit Price/Discount % | Total | Unit Price/Discount % | Total | Unit Price/Discount % | Total | Unit Price/Discount % | Total | Unit Price/Discount % | Total | Unit Price/Discount % | Total
3.24.11 | 3.05.08 | (*) Fabrication, painting and fixing of Cat Ladder with roof hatch panel |  | nr | 3 | 864 | 2592 | 4000 | 12000 | 4000 | 12000 | 4500 | 13500 | 3094 | 9282 | 6990.76 | 20972.28 | 7144.08 | 21432.24
3.24.12 | 3.05.09 | (*) Fabrication & fixing of aluminium powder coated pergola with all support framework as per drawings and Specification. |  | nr | 3 | 4493 | 13479 | 8000 | 24000 | 8000 | 24000 | 4250 | 12750 | 7332 | 21996 | 12153.16 | 36459.48 | 4622.64 | 13867.92
| Note | Note Details
3.24.13 | - | Contractor's Adjustment
| Item Code | Description | Item Remarks | Unit of Measurement | Quantity/Base Price | Unit Price/Discount % | Total | Unit Price/Discount % | Total | Unit Price/Discount % | Total | Unit Price/Discount % | Total | Unit Price/Discount % | Total | Unit Price/Discount % | Total | Unit Price/Discount % | Total
3.24.14 | 3.05.10 | (*) The Contractor may price here any new items or additional quantity for an existing BOQ item, which are shown in the Drawings or any other Tender/Contract Documents but overlooked or not specifically mentioned herein and is necessary for the satisfactory completion of the Works/this section. Should the Contractor fail to insert any item here, it will be deemed that his lump sum Tender Price includes all such items and no claims for additional items will be entertained. |  | Sum | 1 | 0 | 0 | 0 | 0 | 0 | 0 | 0 | 0 | 0 | 0 | 0 | 0 | 4867.38 | 4867.38
| Note | Note Details
3.24.15 | - | Please attach one PDF file to be named "Additional Items for (insert bill no/name & Section No/name)" for the details of these additional items in the additional attachment area in the Commercial Envelope.
3.25 BILL NO. 3.06 – WOODEN WORKS | [5 empty] | 5 (out of 5) | 44418 | 5 (out of 5) | 79530 | 5 (out of 5) | 79530 | 5 (out of 5) | 73620 | 5 (out of 5) | 67632 | 5 (out of 5) | 83233.38 | 5 (out of 5) | 47632.44
| Note | Note Details
3.25.1 | - | WOODEN WORKS
3.25.2 | - | Wooden joinery work is to be read in conjunction with the drawings and specification.
| Item Code | Description | Item Remarks | Unit of Measurement | Quantity/Base Price | Unit Price/Discount % | Total | Unit Price/Discount % | Total | Unit Price/Discount % | Total | Unit Price/Discount % | Total | Unit Price/Discount % | Total | Unit Price/Discount % | Total | Unit Price/Discount % | Total
3.25.3 | 3.06.01 | (*) Soft Wood Style Core Flush Door D04,1100x2200mm |  | nr | 6 | 1631 | 9786 | 3505 | 21030 | 3505 | 21030 | 3301 | 19806 | 2760 | 16560 | 3513.66 | 21081.96 | 1715.24 | 10291.44
3.25.4 | 3.06.02 | (*) Soft Wood Style Core Flush Door D05,1100x2200mm |  | nr | 6 | 1631 | 9786 | 3680 | 22080 | 3680 | 22080 | 3301 | 19806 | 2695 | 16170 | 3513.66 | 21081.96 | 1819.07 | 10914.42
3.25.5 | 3.06.03 | (*) Soft Wood Style Core Flush Door D06,900x2200mm |  | nr | 12 | 1538 | 18456 | 2260 | 27120 | 2260 | 27120 | 2167 | 26004 | 2309 | 27708 | 2874.81 | 34497.72 | 1684.83 | 20217.96
| Note | Note Details
3.25.6 | - | Vanity countertops; comprising 20 mm thick polished granite countertop; including all necessary plywood backing, timber framing, fixing accessories; all in accordance with the Specification
| Item Code | Description | Item Remarks | Unit of Measurement | Quantity/Base Price | Unit Price/Discount % | Total | Unit Price/Discount % | Total | Unit Price/Discount % | Total | Unit Price/Discount % | Total | Unit Price/Discount % | Total | Unit Price/Discount % | Total | Unit Price/Discount % | Total
3.25.7 | 3.06.04 | (*) 1550 x 600 mm Overall size; with 2 nr opening for wash basins |  | nr | 6 | 1065 | 6390 | 1550 | 9300 | 1550 | 9300 | 1334 | 8004 | 1199 | 7194 | 1095.29 | 6571.74 | 1034.77 | 6208.62
| Note | Note Details
3.25.8 | - | Contractor's Adjustment
| Item Code | Description | Item Remarks | Unit of Measurement | Quantity/Base Price | Unit Price/Discount % | Total | Unit Price/Discount % | Total | Unit Price/Discount % | Total | Unit Price/Discount % | Total | Unit Price/Discount % | Total | Unit Price/Discount % | Total | Unit Price/Discount % | Total
3.25.9 | 3.06.05 | (*) The Contractor may price here any new items or additional quantity for an existing BOQ item, which are shown in the Drawings or any other Tender/Contract Documents but overlooked or not specifically mentioned herein and is necessary for the satisfactory completion of the Works/this section. Should the Contractor fail to insert any item here, it will be deemed that his lump sum Tender Price includes all such items and no claims for additional items will be entertained. |  | Sum | 1 | 0 | 0 | 0 | 0 | 0 | 0 | 0 | 0 | 0 | 0 | 0 | 0 | 0 | 0
| Note | Note Details
3.25.10 | - | Please attach one PDF file to be named "Additional Items for (insert bill no/name & Section No/name)" for the details of these additional items in the additional attachment area in the Commercial Envelope.
3.26 BILL NO. 3.07 – FLOOR, WALL AND CEILING FINISHES | [5 empty] | 17 (out of 17) | 384266.5 | 17 (out of 17) | 451511.5 | 17 (out of 17) | 451511.5 | 17 (out of 17) | 415619 | 17 (out of 17) | 721535.5 | 17 (out of 17) | 641095.85 | 17 (out of 17) | 618693.365
| Note | Note Details
3.26.1 | - | FLOORS, WALLS AND CEILING FINISHES
3.26.2 | - | FLOOR TILING
3.26.3 | - | Polished Porcelain floor tiles including screed 50mm thk. Compacted fine sand layer, bedding and jointing in cement and mortar 1:4 pointing and grouting with matching tile grout to the approval of the engineer as shown in the drawings.
| Item Code | Description | Item Remarks | Unit of Measurement | Quantity/Base Price | Unit Price/Discount % | Total | Unit Price/Discount % | Total | Unit Price/Discount % | Total | Unit Price/Discount % | Total | Unit Price/Discount % | Total | Unit Price/Discount % | Total | Unit Price/Discount % | Total
3.26.4 | 3.07.01 | (*) 600x600x8mm Polished Porcelain floor tiles (F01) |  | m2 | 385 | 69 | 26565 | 120 | 46200 | 120 | 46200 | 126 | 48510 | 432 | 166320 | 266.08 | 102440.8 | 113.33 | 43632.05
3.26.5 | 3.07.02 | (*) Ditto. But 100x600x8 mm thk. Skirting (S01) |  | m | 123 | 19 | 2337 | 25 | 3075 | 25 | 3075 | 25 | 3075 | 55 | 6765 | 71.9 | 8843.7 | 28.97 | 3563.31
3.26.6 | 3.07.03 | (*) 600x600x8mm Exterior Textured Porcelain floor tiles (F04 & F05) |  | m2 | 84 | 77 | 6468 | 160 | 13440 | 160 | 13440 | 121 | 10164 | 390 | 32760 | 221.07 | 18569.88 | 107.26 | 9009.84
3.26.7 | 3.07.04 | (*) Ditto. But 600x100x8 mm thk. Skirting (S02) |  | m | 11 | 19 | 209 | 30 | 330 | 30 | 330 | 20 | 220 | 55 | 605 | 71.9 | 790.9 | 28.97 | 318.67
| Note | Note Details
3.26.8 | - | Non-slip Ceramic floor tiles including screed 50mm thk. Compacted fine sand layer, bedding and jointing in cement and mortar 1:4 pointing and grouting with matching tile grout to the approval of the engineer as shown in the drawings.
| Item Code | Description | Item Remarks | Unit of Measurement | Quantity/Base Price | Unit Price/Discount % | Total | Unit Price/Discount % | Total | Unit Price/Discount % | Total | Unit Price/Discount % | Total | Unit Price/Discount % | Total | Unit Price/Discount % | Total | Unit Price/Discount % | Total
3.26.9 | 3.07.05 | (*) 300x300x8mm Non-slip Ceramic floor tiles (F02) |  | m2 | 139.5 | 69 | 9625.5 | 90 | 12555 | 90 | 12555 | 70 | 9765 | 390 | 54405 | 122.05 | 17025.975 | 81.98 | 11436.21
| Note | Note Details
3.26.10 | - | FLOOR PAINTING
| Item Code | Description | Item Remarks | Unit of Measurement | Quantity/Base Price | Unit Price/Discount % | Total | Unit Price/Discount % | Total | Unit Price/Discount % | Total | Unit Price/Discount % | Total | Unit Price/Discount % | Total | Unit Price/Discount % | Total | Unit Price/Discount % | Total
3.26.11 | 3.07.06 | (*) 50mm thk. Floated concrete screed with Epoxy Coating (F03) |  | m2 | 101 | 57 | 5757 | 60 | 6060 | 60 | 6060 | 66 | 6666 | 74 | 7474 | 66.9 | 6756.9 | 63.1 | 6373.1
| Note | Note Details
3.26.12 | - | THRESHOLD
| Item Code | Description | Item Remarks | Unit of Measurement | Quantity/Base Price | Unit Price/Discount % | Total | Unit Price/Discount % | Total | Unit Price/Discount % | Total | Unit Price/Discount % | Total | Unit Price/Discount % | Total | Unit Price/Discount % | Total | Unit Price/Discount % | Total
3.26.13 | 3.07.07 | (*) Threshold |  | m | 36 | 135 | 4860 | 100 | 3600 | 100 | 3600 | 55 | 1980 | 135 | 4860 | 161.33 | 5807.88 | 118.98 | 4283.28
| Note | Note Details
3.26.14 | - | WALL PAINTING AND DECORATION
| Item Code | Description | Item Remarks | Unit of Measurement | Quantity/Base Price | Unit Price/Discount % | Total | Unit Price/Discount % | Total | Unit Price/Discount % | Total | Unit Price/Discount % | Total | Unit Price/Discount % | Total | Unit Price/Discount % | Total | Unit Price/Discount % | Total
3.26.15 | 3.07.08 | (*) Plaster and Acrylic based washable emulsion paint to internal walls(W01) |  | m2 | 1660.5 | 41 | 68080.5 | 48 | 79704 | 48 | 79704 | 42 | 69741 | 45 | 74722.5 | 47.42 | 78740.91 | 49.57 | 82310.985
3.26.16 | 3.07.10 | (*) Plaster and heritage texture pure Acrylic based washable emulsion paint to external walls |  | m2 | 1599 | 45 | 71955 | 65 | 103935 | 65 | 103935 | 66 | 105534 | 95 | 151905 | 83.03 | 132764.97 | 77.44 | 123826.56
3.26.17 | 3.07.11 | (*) Plaster and epoxy paint to parapet from inside |  | m2 | 510 | 65 | 33150 | 48 | 24480 | 48 | 24480 | 46 | 23460 | 61 | 31110 | 69.91 | 35654.1 | 72.71 | 37082.1
| Note | Note Details
3.26.18 | - | WALL TILING
3.26.19 | - | Ceramic wall tiles including cement & sand mortar backing 1:4 & Joint filling mortar with matching tile grout, complete as shown on drawings & to the approval of the Engineer
| Item Code | Description | Item Remarks | Unit of Measurement | Quantity/Base Price | Unit Price/Discount % | Total | Unit Price/Discount % | Total | Unit Price/Discount % | Total | Unit Price/Discount % | Total | Unit Price/Discount % | Total | Unit Price/Discount % | Total | Unit Price/Discount % | Total
3.26.20 | 3.07.12 | (*) 300x300x8mm thick Ceramic tiles (W03) |  | m2 | 508.5 | 60 | 30510 | 80 | 40680 | 80 | 40680 | 75 | 38137.5 | 89 | 45256.5 | 117.75 | 59875.875 | 88.85 | 45180.225
| Note | Note Details
3.26.21 | - | Cistern Enclosure including 12.5 mm thick moisture resistance gypsum backing board, Granite top, plywood backing to granite top and complete
| Item Code | Description | Item Remarks | Unit of Measurement | Quantity/Base Price | Unit Price/Discount % | Total | Unit Price/Discount % | Total | Unit Price/Discount % | Total | Unit Price/Discount % | Total | Unit Price/Discount % | Total | Unit Price/Discount % | Total | Unit Price/Discount % | Total
3.26.22 | 3.07.13 | (*) 1000 x 200 x1200 mm overall size for Toilets |  | nr | 9 | 2037 | 18333 | 300 | 2700 | 300 | 2700 | 440 | 3960 | 2063 | 18567 | 483.98 | 4355.82 | 361.92 | 3257.28
3.26.23 | 3.07.14 | (*) 1825 x 200 x 1200 mm overall size for Disable Toilets |  | nr | 6 | 3237 | 19422 | 600 | 3600 | 600 | 3600 | 550 | 3300 | 2578 | 15468 | 702.3 | 4213.8 | 660.51 | 3963.06
| Note | Note Details
3.26.24 | - | CEILING PAINTING AND DECORATION
| Item Code | Description | Item Remarks | Unit of Measurement | Quantity/Base Price | Unit Price/Discount % | Total | Unit Price/Discount % | Total | Unit Price/Discount % | Total | Unit Price/Discount % | Total | Unit Price/Discount % | Total | Unit Price/Discount % | Total | Unit Price/Discount % | Total
3.26.25 | 3.07.15 | (*) 12mm thk. Plaster board ceiling including washable emulsion paint (C01) |  | m2 | 383 | 73 | 27959 | 80 | 30640 | 80 | 30640 | 77 | 29491 | 116 | 44428 | 250.05 | 95769.15 | 126.98 | 48633.34
3.26.26 | 3.07.16 | (*) 600x600x0.6mm Aluminium ceiling tiles with all accessories as shown on drawing and as specified (C02) |  | m2 | 124.5 | 81 | 10084.5 | 85 | 10582.5 | 85 | 10582.5 | 83 | 10333.5 | 116 | 14442 | 105.02 | 13074.99 | 134.56 | 16752.72
3.26.27 | 3.07.17 | (*) Plaster and washable emulsion paint to internal ceiling (C03) |  | m2 | 1165.5 | 42 | 48951 | 60 | 69930 | 60 | 69930 | 44 | 51282 | 45 | 52447.5 | 48.4 | 56410.2 | 49.57 | 57773.835
| Note | Note Details
3.26.28 | - | Contractor's Adjustment
| Item Code | Description | Item Remarks | Unit of Measurement | Quantity/Base Price | Unit Price/Discount % | Total | Unit Price/Discount % | Total | Unit Price/Discount % | Total | Unit Price/Discount % | Total | Unit Price/Discount % | Total | Unit Price/Discount % | Total | Unit Price/Discount % | Total
3.26.29 | 3.07.18 | (*) The Contractor may price here any new items or additional quantity for an existing BOQ item, which are shown in the Drawings or any other Tender/Contract Documents but overlooked or not specifically mentioned herein and is necessary for the satisfactory completion of the Works/this section. Should the Contractor fail to insert any item here, it will be deemed that his lump sum Tender Price includes all such items and no claims for additional items will be entertained. |  | Sum | 1 | 0 | 0 | 0 | 0 | 0 | 0 | 0 | 0 | 0 | 0 | 0 | 0 | 121296.8 | 121296.8
| Note | Note Details
3.26.30 | - | Please attach one PDF file to be named "Additional Items for (insert bill no/name & Section No/name)" for the details of these additional items in the additional attachment area in the Commercial Envelope.
3.27 BILL NO. 3.08 – ELECTRICAL INSTALLATION AND FIRE FIGHTING | [5 empty] | 79 (out of 79) | 1023225 | 79 (out of 79) | 1281539 | 79 (out of 79) | 1281539 | 79 (out of 79) | 1085464.2 | 79 (out of 79) | 1091466 | 79 (out of 79) | 1064609.43 | 79 (out of 79) | 2180748.82
| Note | Note Details
3.27.1 | - | ELECTRICAL WORKS
3.27.2 | - | ELECTRICAL INSTALLATIONS
3.27.3 | - | All equipment, material and accessories used in the electrical installation works shall conform strictly to the requirements of the specification and shall be verified to suitable for use on 400/230V, 50HZ AC supply.
| Item Code | Description | Item Remarks | Unit of Measurement | Quantity/Base Price | Unit Price/Discount % | Total | Unit Price/Discount % | Total | Unit Price/Discount % | Total | Unit Price/Discount % | Total | Unit Price/Discount % | Total | Unit Price/Discount % | Total | Unit Price/Discount % | Total
3.27.4 | 3.08.01 | (*) Allow for all works required & shown on drawings for house connection and incoming main installation including liaising and paying connection charges for acquiring main supply, coordination with AADC & ETISALT/ Service provider for obtaining permanent power and telephone connection to the Retail Shops, approvals from local authorities for various services like electricity, telephone, etc. also for complying with latest wiring regulations of the relevant authorities |  | Item | 1 | 0 | 0 | 106040 | 106040 | 106040 | 106040 | 30000 | 30000 | 78529 | 78529 | 0 | 0 | 0 | 0
| Note | Note Details
3.27.5 | - | MAINS DISTRIBUTION BOARD
| Item Code | Description | Item Remarks | Unit of Measurement | Quantity/Base Price | Unit Price/Discount % | Total | Unit Price/Discount % | Total | Unit Price/Discount % | Total | Unit Price/Discount % | Total | Unit Price/Discount % | Total | Unit Price/Discount % | Total | Unit Price/Discount % | Total
3.27.6 | 3.08.02 | (*) Supply, install, test & connect low voltage main distribution board comprising all breakers bus-bars, meters, indicator all in accordance with specification and as detailed in drawing. |  | nr | 3 | 341075 | 1023225 | 16500 | 49500 | 16500 | 49500 | 30000 | 90000 | 7529 | 22587 | 11109.5 | 33328.5 | 0 | 0
| Note | Note Details
3.27.7 | - | FINAL DISTRIBUTION BOARDS
3.27.8 | - | Supply, install, test and connect all final distribution board MCB boards, including MCBIS-9ka contactor, cable termination etc… as specified and shown on drawings.
| Item Code | Description | Item Remarks | Unit of Measurement | Quantity/Base Price | Unit Price/Discount % | Total | Unit Price/Discount % | Total | Unit Price/Discount % | Total | Unit Price/Discount % | Total | Unit Price/Discount % | Total | Unit Price/Discount % | Total | Unit Price/Discount % | Total
3.27.9 | 3.08.03 | (*) LP-RT-G |  | nr | 3 | 0 | 0 | 2210 | 6630 | 2210 | 6630 | 2750 | 8250 | 2118 | 6354 | 1817.17 | 5451.51 | 0 | 0
3.27.10 | 3.08.04 | (*) PP-RT-G |  | nr | 3 | 0 | 0 | 1700 | 5100 | 1700 | 5100 | 2650 | 7950 | 2118 | 6354 | 1817.17 | 5451.51 | 0 | 0
3.27.11 | 3.08.05 | (*) UDB-RT-G |  | nr | 3 | 0 | 0 | 2873 | 8619 | 2873 | 8619 | 1800 | 5400 | 1294 | 3882 | 1238.98 | 3716.94 | 0 | 0
3.27.12 | 3.08.06 | (*) DB-RT-R |  | nr | 3 | 0 | 0 | 800 | 2400 | 800 | 2400 | 3700 | 11100 | 2353 | 7059 | 1238.98 | 3716.94 | 0 | 0
| Note | Note Details
3.27.13 | - | UNINTERRUPTABLE POWER SUPPLY (UPS)
3.27.14 | - | Supply, installation, testing and commissioning of UPS system 50Hz. UPS unit including all necessary accessories, ancillary works and all materials required to complete installation as per specifications and drawings
| Item Code | Description | Item Remarks | Unit of Measurement | Quantity/Base Price | Unit Price/Discount % | Total | Unit Price/Discount % | Total | Unit Price/Discount % | Total | Unit Price/Discount % | Total | Unit Price/Discount % | Total | Unit Price/Discount % | Total | Unit Price/Discount % | Total
3.27.15 | 3.08.07 | (*) UPS, 8KVA - 30 Min. |  | nr | 3 | 0 | 0 | 30000 | 90000 | 30000 | 90000 | 16974 | 50922 | 29412 | 88236 | 26844.51 | 80533.53 | 0 | 0
| Note | Note Details
3.27.16 | - | CAPACITOR BANK (POWER FACTOR CORRECTION UNIT)
3.27.17 | - | Supply, installation, testing and commissioning of capacitor bank for 400V power supply system on main distribution board to improve power factor of the system to 0.9 as per specifications and drawings.
| Item Code | Description | Item Remarks | Unit of Measurement | Quantity/Base Price | Unit Price/Discount % | Total | Unit Price/Discount % | Total | Unit Price/Discount % | Total | Unit Price/Discount % | Total | Unit Price/Discount % | Total | Unit Price/Discount % | Total | Unit Price/Discount % | Total
3.27.18 | 3.08.08 | (*) 60 KVAR |  | nr | 3 | 0 | 0 | 7500 | 22500 | 7500 | 22500 | 11021.2 | 33063.6 | 9412 | 28236 | 18935.7 | 56807.1 | 0 | 0
| Note | Note Details
3.27.19 | - | ISOLATORS
3.27.20 | - | Supply, installation, connecting, testing and commissioning of isolators as specified below including pvc conduits, conduit fittings, boxes, earthing terminations, copper conductors, all fixings supports and all necessary works from the panel boards to isolators as per specifications and drawings.
| Item Code | Description | Item Remarks | Unit of Measurement | Quantity/Base Price | Unit Price/Discount % | Total | Unit Price/Discount % | Total | Unit Price/Discount % | Total | Unit Price/Discount % | Total | Unit Price/Discount % | Total | Unit Price/Discount % | Total | Unit Price/Discount % | Total
3.27.21 | 3.08.09 | (*) 20A Weather proof SPN Isolator |  | nr | 24 | 0 | 0 | 335 | 8040 | 335 | 8040 | 995.38 | 23889.12 | 235 | 5640 | 481.55 | 11557.2 | 0 | 0
3.27.22 | 3.08.10 | (*) 32A SPN Isolator |  | nr | 6 | 0 | 0 | 360 | 2160 | 360 | 2160 | 996.21 | 5977.26 | 280 | 1680 | 512.94 | 3077.64 | 0 | 0
3.27.23 | 3.08.11 | (*) 32A Weather proof SPN Isolator |  | nr | 15 | 0 | 0 | 370 | 5550 | 370 | 5550 | 996.21 | 14943.15 | 304 | 4560 | 532.93 | 7993.95 | 0 | 0
3.27.24 | 3.08.12 | (*) 63A Weather proof SPN Isolator |  | nr | 9 | 0 | 0 | 550 | 4950 | 550 | 4950 | 1060 | 9540 | 506 | 4554 | 663.27 | 5969.43 | 0 | 0
3.27.25 | 3.08.13 | (*) 63A SPN Isolator |  | nr | 9 | 0 | 0 | 540 | 4860 | 540 | 4860 | 1060 | 9540 | 482 | 4338 | 595.54 | 5359.86 | 0 | 0
3.27.26 | 3.08.14 | (*) 40A Weather proof TP Isolator |  | nr | 12 | 0 | 0 | 380 | 4560 | 380 | 4560 | 1419.43 | 17033.16 | 539 | 6468 | 573.23 | 6878.76 | 0 | 0
3.27.27 | 3.08.15 | (*) 80A Weather proof TP Isolator |  | nr | 6 | 0 | 0 | 650 | 3900 | 650 | 3900 | 1811.62 | 10869.72 | 1212 | 7272 | 773.12 | 4638.72 | 0 | 0
3.27.28 | 3.08.16 | (*) 200A Weather proof TP Isolator |  | nr | 3 | 0 | 0 | 1630 | 4890 | 1630 | 4890 | 2778.98 | 8336.94 | 1988 | 5964 | 2345.8 | 7037.4 | 0 | 0
| Note | Note Details
3.27.29 | - | CABLES
3.27.30 | - | Supply, installation, testing and commissioning of low voltage armoured XLPE insulated, PVC sheathed, copper conductors multicore cables as specified below including all conduits, cable trays, (continued)
3.27.31 | - | (continued), pull boxes, termination, identification, related civil works, fitting & fixation accessories as per specifications and drawings.
| Item Code | Description | Item Remarks | Unit of Measurement | Quantity/Base Price | Unit Price/Discount % | Total | Unit Price/Discount % | Total | Unit Price/Discount % | Total | Unit Price/Discount % | Total | Unit Price/Discount % | Total | Unit Price/Discount % | Total | Unit Price/Discount % | Total
3.27.32 | 3.08.17 | (*) MDB to LP-RT-G (4Cx10mm2 XLPE/SWA/PVC +1Cx10mm2 Y/G) |  | m | 30 | 0 | 0 | 35 | 1050 | 35 | 1050 | 26 | 780 | 35 | 1050 | 52.4 | 1572 | 0 | 0
3.27.33 | 3.08.18 | (*) MDB to PP-RT-G (4Cx10mm2 XLPE/SWA/PVC +1Cx10mm2 Y/G) |  | m | 30 | 0 | 0 | 35 | 1050 | 35 | 1050 | 26 | 780 | 35 | 1050 | 52.4 | 1572 | 0 | 0
3.27.34 | 3.08.19 | (*) MDB to DB-RT-R (4Cx16mm2 XLPE/SWA/PVC +1Cx16mm2 Y/G) |  | m | 45 | 0 | 0 | 47 | 2115 | 47 | 2115 | 34 | 1530 | 45 | 2025 | 69.81 | 3141.45 | 0 | 0
3.27.35 | 3.08.20 | (*) MDB to UDB-RT-G (4Cx10mm2 XLPE/SWA/PVC +1Cx10mm2 Y/G) |  | m | 30 | 0 | 0 | 35 | 1050 | 35 | 1050 | 26 | 780 | 35 | 1050 | 52.41 | 1572.3 | 0 | 0
3.27.36 | 3.08.21 | (*) MDB to LPP-SH1 (4Cx25mm2 XLPE/SWA/PVC +1Cx16mm2 Y/G) |  | m | 75 | 0 | 0 | 60 | 4500 | 60 | 4500 | 41 | 3075 | 53 | 3975 | 96.31 | 7223.25 | 0 | 0
3.27.37 | 3.08.22 | (*) MDB to LPP-SH2 (4Cx25mm2 XLPE/SWA/PVC +1Cx16mm2 Y/G) |  | m | 30 | 0 | 0 | 60 | 1800 | 60 | 1800 | 45 | 1350 | 53 | 1590 | 96.31 | 2889.3 | 0 | 0
3.27.38 | 3.08.23 | (*) MDB to LPP-SH3 (4Cx70mm2 XLPE/SWA/PVC +1Cx35mm2 Y/G) |  | m | 90 | 0 | 0 | 140 | 12600 | 140 | 12600 | 87 | 7830 | 116 | 10440 | 222.71 | 20043.9 | 0 | 0
3.27.39 | 3.08.24 | (*) MDB to LPP-SH4 (4Cx10mm2 XLPE/SWA/PVC +1Cx10mm2 Y/G) |  | m | 90 | 0 | 0 | 35 | 3150 | 35 | 3150 | 22 | 1980 | 35 | 3150 | 222.71 | 20043.9 | 0 | 0
3.27.40 | 3.08.25 | (*) MDB to LPP-SH5 (4Cx10mm2 XLPE/SWA/PVC +1Cx10mm2 Y/G) |  | m | 120 | 0 | 0 | 35 | 4200 | 35 | 4200 | 22 | 2640 | 35 | 4200 | 52.41 | 6289.2 | 0 | 0
3.27.41 | 3.08.26 | (*) MDB to LPP-SH6 (4Cx10mm2 XLPE/SWA/PVC +1Cx10mm2 Y/G) |  | m | 120 | 0 | 0 | 35 | 4200 | 35 | 4200 | 22 | 2640 | 35 | 4200 | 52.41 | 6289.2 | 0 | 0
3.27.42 | 3.08.27 | (*) MDB to CAPACITOR BANK (4Cx70mm2 XLPE/SWA/PVC +1Cx35mm2 Y/G) |  | m | 30 | 0 | 0 | 140 | 4200 | 140 | 4200 | 67 | 2010 | 116 | 3480 | 156.93 | 4707.9 | 0 | 0
3.27.43 | 3.08.28 | (*) MDB to SPD (4Cx16mm2 XLPE/SWA/PVC +1Cx16mm2 Y/G) |  | m | 30 | 0 | 0 | 47 | 1410 | 47 | 1410 | 30 | 900 | 45 | 1350 | 69.81 | 2094.3 | 0 | 0
| Note | Note Details
3.27.44 | - | Switches including cables and conduits , box etc
3.27.45 | - | Supply, installation, connecting, testing and commissioning of lighting switches 10A, 230V & sensors as specified below including pvc conduits, conduit fittings, boxes, earthing terminations, copper conductors up to switches, accessories and all necessary civil works as per specifications and drawings.
| Item Code | Description | Item Remarks | Unit of Measurement | Quantity/Base Price | Unit Price/Discount % | Total | Unit Price/Discount % | Total | Unit Price/Discount % | Total | Unit Price/Discount % | Total | Unit Price/Discount % | Total | Unit Price/Discount % | Total | Unit Price/Discount % | Total
3.27.46 | 3.08.29 | (*) 1 gang 1 way Switch |  | nr | 24 | 0 | 0 | 240 | 5760 | 240 | 5760 | 127.6 | 3062.4 | 171 | 4104 | 326.68 | 7840.32 | 0 | 0
3.27.47 | 3.08.30 | (*) 1 gang 1 way switch W/P |  | nr | 6 | 0 | 0 | 320 | 1920 | 320 | 1920 | 182.6 | 1095.6 | 207 | 1242 | 330.39 | 1982.34 | 0 | 0
3.27.48 | 3.08.31 | (*) Movement sensor |  | nr | 15 | 0 | 0 | 2000 | 30000 | 2000 | 30000 | 506.5 | 7597.5 | 294 | 4410 | 681.44 | 10221.6 | 0 | 0
3.27.49 | 3.08.32 | (*) Occupancy sensor |  | nr | 6 | 0 | 0 | 1800 | 10800 | 1800 | 10800 | 506.5 | 3039 | 353 | 2118 | 681.44 | 4088.64 | 0 | 0
| Note | Note Details
3.27.50 | - | CIRCUIT WIRE IN PVC
3.27.51 | - | Supply, installation, connecting, testing and commissioning of normal and power sockets as specified below including pvc conduits, conduit fittings, boxes, earthing terminations, copper conductors, all fixings supports and all necessary works from the panel boards to socket outlets as per specifications and drawings.
| Item Code | Description | Item Remarks | Unit of Measurement | Quantity/Base Price | Unit Price/Discount % | Total | Unit Price/Discount % | Total | Unit Price/Discount % | Total | Unit Price/Discount % | Total | Unit Price/Discount % | Total | Unit Price/Discount % | Total | Unit Price/Discount % | Total
3.27.52 | 3.08.33 | (*) Ditto 13A switch socket |  | nr | 33 | 0 | 0 | 280 | 9240 | 280 | 9240 | 160.6 | 5299.8 | 169 | 5577 | 351.04 | 11584.32 | 0 | 0
3.27.53 | 3.08.34 | (*) Ditto 13A single switch socket weather proof |  | nr | 27 | 0 | 0 | 400 | 10800 | 400 | 10800 | 194.4 | 5248.8 | 194 | 5238 | 465.86 | 12578.22 | 0 | 0
3.27.54 | 3.08.35 | (*) Ditto Double 13A switch socket |  | nr | 15 | 0 | 0 | 320 | 4800 | 320 | 4800 | 171.25 | 2568.75 | 181 | 2715 | 360.13 | 5401.95 | 0 | 0
3.27.55 | 3.08.36 | (*) Ditto 20A DP switch for AC |  | nr | 9 | 0 | 0 | 350 | 3150 | 350 | 3150 | 188.5 | 1696.5 | 186 | 1674 | 341.13 | 3070.17 | 0 | 0
3.27.56 | 3.08.37 | (*) Ditto hand drayer |  | nr | 6 | 0 | 0 | 350 | 2100 | 350 | 2100 | 188.5 | 1131 | 169 | 1014 | 347.33 | 2083.98 | 0 | 0
3.27.57 | 3.08.38 | (*) Electrical Outlet For (Water Tape sensor, wifi Access point , Intercom unit) |  | nr | 15 | 0 | 0 | 280 | 4200 | 280 | 4200 | 160.6 | 2409 | 169 | 2535 | 355.17 | 5327.55 | 0 | 0
3.27.58 | 3.08.39 | (*) Ditto Exhaust fan point (with 3A fused spur flexible outlet) |  | nr | 36 | 0 | 0 | 320 | 11520 | 320 | 11520 | 160.6 | 5781.6 | 127 | 4572 | 342.78 | 12340.08 | 0 | 0
3.27.59 | 3.08.40 | (*) Ditto KWH meter with GRP enclosure as per AADC requirements. |  | nr | 21 | 0 | 0 | 750 | 15750 | 750 | 15750 | 160.6 | 3372.6 | 2941 | 61761 | 0 | 0 | 0 | 0
| Note | Note Details
3.27.60 | - | LIGHTING POINTS
3.27.61 | - | Supply, installation, connecting, testing and commissioning of lighting points including conduits, conduit fittings, boxes, copper conductors not less than 2.5 mm² wiring for lighting points, earthing terminations, accessories and all necessary civil works as per specifications and drawings.
| Item Code | Description | Item Remarks | Unit of Measurement | Quantity/Base Price | Unit Price/Discount % | Total | Unit Price/Discount % | Total | Unit Price/Discount % | Total | Unit Price/Discount % | Total | Unit Price/Discount % | Total | Unit Price/Discount % | Total | Unit Price/Discount % | Total
3.27.62 | 3.08.41 | (*) Lighting Point |  | nr | 273 | 0 | 0 | 345 | 94185 | 345 | 94185 | 106 | 28938 | 106 | 28938 | 309.74 | 84559.02 | 0 | 0
| Note | Note Details
3.27.63 | - | EARTHING SYSTEM
| Item Code | Description | Item Remarks | Unit of Measurement | Quantity/Base Price | Unit Price/Discount % | Total | Unit Price/Discount % | Total | Unit Price/Discount % | Total | Unit Price/Discount % | Total | Unit Price/Discount % | Total | Unit Price/Discount % | Total | Unit Price/Discount % | Total
3.27.64 | 3.08.42 | (*) Earthing Supply & install complete earthing system for the bldg. Earthing should be done with proper cables as per B.S including main earth electrodes, earth pits & cover as per drawings & to be approval from AADC & Etisalat. |  | Item | 1 | 0 | 0 | 27750 | 27750 | 27750 | 27750 | 124732 | 124732 | 5882 | 5882 | 30876.81 | 30876.81 | 0 | 0
| Note | Note Details
3.27.65 | - | LIGHTNING PROTECTION SYSTEM
| Item Code | Description | Item Remarks | Unit of Measurement | Quantity/Base Price | Unit Price/Discount % | Total | Unit Price/Discount % | Total | Unit Price/Discount % | Total | Unit Price/Discount % | Total | Unit Price/Discount % | Total | Unit Price/Discount % | Total | Unit Price/Discount % | Total
3.27.66 | 3.08.43 | (*) Supply, installation, testing and commissioning of a complete lightning protection system for the building including air terminals, tinned bare copper conductors, all necessary accessories, ancillary works and all materials required to complete installation as per specifications and drawings and to be approved from local authorities . |  | Item | 1 | 0 | 0 | 57750 | 57750 | 57750 | 57750 | 7560 | 7560 | 5882 | 5882 | 0 | 0 | 0 | 0
| Note | Note Details
3.27.67 | - | LIGHT FITTINGS
3.27.68 | - | Supply, installation, connecting, testing and commissioning of lighting fixtures including all lamps, mounting brackets, suspension cords, accessories and all necessary auxiliary works as per specifications and drawings.
| Item Code | Description | Item Remarks | Unit of Measurement | Quantity/Base Price | Unit Price/Discount % | Total | Unit Price/Discount % | Total | Unit Price/Discount % | Total | Unit Price/Discount % | Total | Unit Price/Discount % | Total | Unit Price/Discount % | Total | Unit Price/Discount % | Total
3.27.69 | 3.08.44 | (*) F1 |  | nr | 45 | 0 | 0 | 900 | 40500 | 900 | 40500 | 188.8 | 8496 | 135 | 6075 | 623.63 | 28063.35 | 0 | 0
3.27.70 | 3.08.45 | (*) F2 |  | nr | 87 | 0 | 0 | 511 | 44457 | 511 | 44457 | 212.8 | 18513.6 | 112 | 9744 | 623.63 | 54255.81 | 0 | 0
3.27.71 | 3.08.46 | (*) F3 |  | nr | 3 | 0 | 0 | 1102 | 3306 | 1102 | 3306 | 222.1 | 666.3 | 265 | 795 | 842.24 | 2526.72 | 0 | 0
3.27.72 | 3.08.47 | (*) F4 |  | nr | 24 | 0 | 0 | 550 | 13200 | 550 | 13200 | 195.1 | 4682.4 | 359 | 8616 | 1465.5 | 35172 | 0 | 0
3.27.73 | 3.08.48 | (*) F5 |  | nr | 51 | 0 | 0 | 1102 | 56202 | 1102 | 56202 | 317.4 | 16187.4 | 359 | 18309 | 427.57 | 21806.07 | 0 | 0
3.27.74 | 3.08.49 | (*) F6 |  | nr | 6 | 0 | 0 | 158 | 948 | 158 | 948 | 224.8 | 1348.8 | 206 | 1236 | 1465.5 | 8793 | 0 | 0
3.27.75 | 3.08.50 | (*) F7 |  | nr | 18 | 0 | 0 | 594 | 10692 | 594 | 10692 | 320 | 5760 | 218 | 3924 | 1465.5 | 26379 | 0 | 0
3.27.76 | 3.08.51 | (*) F8 |  | nr | 21 | 0 | 0 | 453 | 9513 | 453 | 9513 | 279 | 5859 | 159 | 3339 | 1561.99 | 32801.79 | 0 | 0
3.27.77 | 3.08.52 | (*) F9 |  | nr | 6 | 0 | 0 | 488 | 2928 | 488 | 2928 | 295 | 1770 | 182 | 1092 | 829.5 | 4977 | 0 | 0
3.27.78 | 3.08.53 | (*) F10 |  | nr | 12 | 0 | 0 | 502 | 6024 | 502 | 6024 | 315 | 3780 | 676 | 8112 | 2103.66 | 25243.92 | 0 | 0
| Note | Note Details
3.27.79 | - | FIRE ALARM SYSTEM
3.27.80 | - | Supply, installation, connecting, testing and commissioning of fire alarm system as specified below including analogue addressable fire alarm control panel (FACP) complete with batteries and charger, software, cables, conduits, trunking, fire alarm devices like smoke detector, heat detectors, manual station, sounder, control module, monitor module ...etc. and all accessories required to complete installation as per specifications and drawings.
| Item Code | Description | Item Remarks | Unit of Measurement | Quantity/Base Price | Unit Price/Discount % | Total | Unit Price/Discount % | Total | Unit Price/Discount % | Total | Unit Price/Discount % | Total | Unit Price/Discount % | Total | Unit Price/Discount % | Total | Unit Price/Discount % | Total
3.27.81 | 3.08.54 | (*) Fire alarm outlet including cables, conduits boxes & all accessories up to next device and/or up to respective fire alarm control panel and from mosque to imam and mu'than building |  | nr | 84 | 0 | 0 | 100 | 8400 | 100 | 8400 | 410 | 34440 | 245 | 20580 | 402.67 | 33824.28 | 0 | 0
3.27.82 | 3.08.55 | (*) Addressable fire alarm control panel 1 loops including complete interface with public address system. |  | nr | 3 | 0 | 0 | 4500 | 13500 | 4500 | 13500 | 12500 | 37500 | 5051 | 15153 | 7433.86 | 22301.58 | 0 | 0
3.27.83 | 3.08.56 | (*) Addressable smoke detector |  | nr | 45 | 0 | 0 | 150 | 6750 | 150 | 6750 | 275 | 12375 | 162 | 7290 | 139.38 | 6272.1 | 0 | 0
3.27.84 | 3.08.57 | (*) Multi smoke & heat detector |  | nr | 9 | 0 | 0 | 220 | 1980 | 220 | 1980 | 275 | 2475 | 451 | 4059 | 325.23 | 2927.07 | 0 | 0
3.27.85 | 3.08.58 | (*) Addressable manual call point |  | nr | 15 | 0 | 0 | 120 | 1800 | 120 | 1800 | 450 | 6750 | 216 | 3240 | 139.38 | 2090.7 | 0 | 0
3.27.86 | 3.08.59 | (*) Addressable control module |  | nr | 3 | 0 | 0 | 200 | 600 | 200 | 600 | 185 | 555 | 253 | 759 | 139.38 | 418.14 | 0 | 0
3.27.87 | 3.08.60 | (*) Addressable fire alarm bell with strobe |  | nr | 12 | 0 | 0 | 250 | 3000 | 250 | 3000 | 950 | 11400 | 361 | 4332 | 232.31 | 2787.72 | 0 | 0
| Note | Note Details
3.27.88 | - | Communication Systems
3.27.89 | - | Supply, installation, connecting, testing and commissioning of communication systems including all conduits, duct, wires, cables, boxes, socket outlet , utility connection and all accessories required to complete installation as per specifications, Etisalat requirements and drawings.
| Item Code | Description | Item Remarks | Unit of Measurement | Quantity/Base Price | Unit Price/Discount % | Total | Unit Price/Discount % | Total | Unit Price/Discount % | Total | Unit Price/Discount % | Total | Unit Price/Discount % | Total | Unit Price/Discount % | Total | Unit Price/Discount % | Total
3.27.90 | 3.08.61 | (*) Data rack 42U |  | nr | 3 | 0 | 0 | 3000 | 9000 | 3000 | 9000 | 2350 | 7050 | 3176 | 9528 | 7433.86 | 22301.58 | 0 | 0
3.27.91 | 3.08.62 | (*) Network switch 48 ports |  | nr | 3 | 0 | 0 | 3500 | 10500 | 3500 | 10500 | 350.7 | 1052.1 | 16471 | 49413 | 0 | 0 | 0 | 0
3.27.92 | 3.08.63 | (*) UTP patch panel 24 ports |  | nr | 6 | 0 | 0 | 200 | 1200 | 200 | 1200 | 248.75 | 1492.5 | 4953 | 29718 | 0 | 0 | 0 | 0
3.27.93 | 3.08.64 | (*) Fiber optic patch panel single mode12 ports |  | nr | 3 | 0 | 0 | 250 | 750 | 250 | 750 | 1110.2 | 3330.6 | 588 | 1764 | 0 | 0 | 0 | 0
3.27.94 | 3.08.65 | (*) Data socket |  | nr | 48 | 0 | 0 | 110 | 5280 | 110 | 5280 | 60 | 2880 | 476 | 22848 | 392.34 | 18832.32 | 0 | 0
3.27.95 | 3.08.66 | (*) Telephone socket |  | nr | 3 | 0 | 0 | 100 | 300 | 100 | 300 | 60 | 180 | 476 | 1428 | 392.34 | 1177.02 | 0 | 0
3.27.96 | 3.08.67 | (*) Communication outlets including cat6 cables, conduits, boxes and all accessories |  | nr | 66 | 0 | 0 | 350 | 23100 | 350 | 23100 | 300 | 19800 | 0 | 0 | 0 | 0 | 0 | 0
| Note | Note Details
3.27.97 | - | Public Address System
3.27.98 | - | Supply, installation, connecting, testing and commissioning of the following:
| Item Code | Description | Item Remarks | Unit of Measurement | Quantity/Base Price | Unit Price/Discount % | Total | Unit Price/Discount % | Total | Unit Price/Discount % | Total | Unit Price/Discount % | Total | Unit Price/Discount % | Total | Unit Price/Discount % | Total | Unit Price/Discount % | Total
3.27.99 | 3.08.68 | (*) Public Address system rack (PAR) for retail shops including all equipment, amplifiers, cables, conduits & and all accessories required to complete installation as per specifications and drawings. |  | nr | 3 | 0 | 0 | 32000 | 96000 | 32000 | 96000 | 36076 | 108228 | 44706 | 134118 | 8363.1 | 25089.3 | 0 | 0
3.27.100 | 3.08.69 | (*) Ceiling public address speaker 6w |  | nr | 21 | 0 | 0 | 350 | 7350 | 350 | 7350 | 0 | 0 | 412 | 8652 | 362.4 | 7610.4 | 0 | 0
3.27.101 | 3.08.70 | (*) Volume control |  | nr | 3 | 0 | 0 | 250 | 750 | 250 | 750 | 0 | 0 | 588 | 1764 | 199.32 | 597.96 | 0 | 0
3.27.102 | 3.08.71 | (*) Public address outlet including cables, conduits, boxes and all accessories |  | nr | 24 | 0 | 0 | 150 | 3600 | 150 | 3600 | 0 | 0 | 129 | 3096 | 402.67 | 9664.08 | 0 | 0
| Note | Note Details
3.27.103 | - | IP CCTV System
3.27.104 | - | Supply, installation, connecting, testing and commissioning of IP CCTV system as specified below comprising of CCTV server with complete network video recorder, printers, monitor, programs and CCTV IP cameras including outlet boxes, pull boxes, conduits, conduit fittings, trunking, cables and all accessories required to complete installation as per specifications and drawings.
| Item Code | Description | Item Remarks | Unit of Measurement | Quantity/Base Price | Unit Price/Discount % | Total | Unit Price/Discount % | Total | Unit Price/Discount % | Total | Unit Price/Discount % | Total | Unit Price/Discount % | Total | Unit Price/Discount % | Total | Unit Price/Discount % | Total
3.27.105 | 3.08.72 | (*) Computer workstation including software, all required licenses and antivirus |  | nr | 3 | 0 | 0 | 20000 | 60000 | 20000 | 60000 | 50750 | 152250 | 10000 | 30000 | 23230.83 | 69692.49 | 0 | 0
3.27.106 | 3.08.73 | (*) Network video recorder (NVR) |  | nr | 3 | 0 | 0 | 42000 | 126000 | 42000 | 126000 | 0 | 0 | 47059 | 141177 | 0 | 0 | 0 | 0
3.27.107 | 3.08.74 | (*) 19 inch colour monitoring screen (LCD) |  | nr | 6 | 0 | 0 | 1000 | 6000 | 1000 | 6000 | 0 | 0 | 1176 | 7056 | 929.23 | 5575.38 | 0 | 0
3.27.108 | 3.08.75 | (*) Wall mounted IP camera, fixed type, weather proof, 1080p resolution |  | nr | 6 | 0 | 0 | 2000 | 12000 | 2000 | 12000 | 0 | 0 | 3529 | 21174 | 4181.55 | 25089.3 | 0 | 0
3.27.109 | 3.08.76 | (*) Ceiling mounted IP camera, fixed type, 1080p resolution |  | nr | 12 | 0 | 0 | 1500 | 18000 | 1500 | 18000 | 0 | 0 | 2353 | 28236 | 4181.55 | 50178.6 | 0 | 0
3.27.110 | 3.08.77 | (*) CCTV outlet including cat6 cables, conduits, boxes and all accessories |  | nr | 18 | 0 | 0 | 120 | 2160 | 120 | 2160 | 0 | 0 | 476 | 8568 | 402.67 | 7248.06 | 0 | 0
| Note | Note Details
3.27.111 | - | SUNDRIES
| Item Code | Description | Item Remarks | Unit of Measurement | Quantity/Base Price | Unit Price/Discount % | Total | Unit Price/Discount % | Total | Unit Price/Discount % | Total | Unit Price/Discount % | Total | Unit Price/Discount % | Total | Unit Price/Discount % | Total | Unit Price/Discount % | Total
3.27.112 | 3.08.78 | (*) Allow for testing and commissioning |  | Item | 1 | 0 | 0 | 15000 | 15000 | 15000 | 15000 | 50000 | 50000 | 0 | 0 | 0 | 0 | 0 | 0
| Note | Note Details
3.27.113 | - | Contractor's Adjustment
| Item Code | Description | Item Remarks | Unit of Measurement | Quantity/Base Price | Unit Price/Discount % | Total | Unit Price/Discount % | Total | Unit Price/Discount % | Total | Unit Price/Discount % | Total | Unit Price/Discount % | Total | Unit Price/Discount % | Total | Unit Price/Discount % | Total
3.27.114 | 3.08.79 | (*) The Contractor may price here any new items or additional quantity for an existing BOQ item, which are shown in the Drawings or any other Tender/Contract Documents but overlooked or not specifically mentioned herein and is necessary for the satisfactory completion of the Works/this section. Should the Contractor fail to insert any item here, it will be deemed that his lump sum Tender Price includes all such items and no claims for additional items will be entertained. |  | Sum | 1 | 0 | 0 | 0 | 0 | 0 | 0 | 0 | 0 | 19336 | 19336 | 0 | 0 | 2180748.82 | 2180748.82
| Note | Note Details
3.27.115 | - | Please attach one PDF file to be named "Additional Items for (insert bill no/name & Section No/name)" for the details of these additional items in the additional attachment area in the Commercial Envelope.
3.28 BILL NO. 3.09 – SANITARY, WATER SUPPLY, DRAINAGE AND FIRE PROTECTION | [5 empty] | 63 (out of 63) | 291339 | 63 (out of 63) | 581258 | 63 (out of 63) | 581258 | 63 (out of 63) | 458700 | 63 (out of 63) | 410975 | 63 (out of 63) | 419151.08 | 63 (out of 63) | 0
| Note | Note Details
3.28.1 | - | SANITARY, WATER SUPPLY, DRAINAGE AND FIRE PROTECTION
| Item Code | Description | Item Remarks | Unit of Measurement | Quantity/Base Price | Unit Price/Discount % | Total | Unit Price/Discount % | Total | Unit Price/Discount % | Total | Unit Price/Discount % | Total | Unit Price/Discount % | Total | Unit Price/Discount % | Total | Unit Price/Discount % | Total
3.28.2 | 3.09.01 | (*) Allow for house connections including liaising and paying connection charges for acquiring main supply and return discharge to main lines, coordination with AADC / ADSSC for obtaining permanent connection to the Retail Shops, approvals from local authorities for various services like water, sewer, etc. also for complying with latest regulations of the relevant authorities. |  | Item | 1 | 291339 | 291339 | 12000 | 12000 | 12000 | 12000 | 3000 | 3000 | 10000 | 10000 | 0 | 0 | 0 | 0
| Note | Note Details
3.28.3 | - | WATER SUPPLY
3.28.4 | - | Supply and install cold & hot water pipe work from poly propylene random (PPR) with fittings including all builders work and utility connection etc.
3.28.5 | - | Pipes of all diameters as shown on the drawings in the running length fixing in support.
| Item Code | Description | Item Remarks | Unit of Measurement | Quantity/Base Price | Unit Price/Discount % | Total | Unit Price/Discount % | Total | Unit Price/Discount % | Total | Unit Price/Discount % | Total | Unit Price/Discount % | Total | Unit Price/Discount % | Total | Unit Price/Discount % | Total
3.28.6 | 3.09.02 | (*) 75 mm |  | m | 24 | 0 | 0 | 85 | 2040 | 85 | 2040 | 68 | 1632 | 129 | 3096 | 211.45 | 5074.8 | 0 | 0
3.28.7 | 3.09.03 | (*) 63 mm |  | m | 45 | 0 | 0 | 70 | 3150 | 70 | 3150 | 55 | 2475 | 74 | 3330 | 171.8 | 7731 | 0 | 0
3.28.8 | 3.09.04 | (*) 50 mm |  | m | 36 | 0 | 0 | 60 | 2160 | 60 | 2160 | 45 | 1620 | 56 | 2016 | 132.16 | 4757.76 | 0 | 0
3.28.9 | 3.09.05 | (*) 40mm |  | m | 117 | 0 | 0 | 55 | 6435 | 55 | 6435 | 40 | 4680 | 53 | 6201 | 105.73 | 12370.41 | 0 | 0
3.28.10 | 3.09.06 | (*) 32 mm |  | m | 60 | 0 | 0 | 40 | 2400 | 40 | 2400 | 30 | 1800 | 32 | 1920 | 79.29 | 4757.4 | 0 | 0
3.28.11 | 3.09.07 | (*) 25 mm |  | m | 90 | 0 | 0 | 37 | 3330 | 37 | 3330 | 24 | 2160 | 28 | 2520 | 66.08 | 5947.2 | 0 | 0
3.28.12 | 3.09.08 | (*) 20 mm |  | m | 75 | 0 | 0 | 34 | 2550 | 34 | 2550 | 21 | 1575 | 21 | 1575 | 52.86 | 3964.5 | 0 | 0
3.28.13 | 3.09.09 | (*) 16 mm PPR Pipe embedded in walls |  | m | 165 | 0 | 0 | 29 | 4785 | 29 | 4785 | 19 | 3135 | 19 | 3135 | 26.43 | 4360.95 | 0 | 0
3.28.14 | 3.09.10 | (*) Insulation for exposed pipe work in roof using rigid fibber glass 25mm thick having density 28kg/m3 with glass reinforced aluminium foil/kraft paper laminate with canvas cloth foster coating. |  | Item | 1 | 0 | 0 | 7000 | 7000 | 7000 | 7000 | 3500 | 3500 | 1765 | 1765 | 3407.19 | 3407.19 | 0 | 0
3.28.15 | 3.09.11 | (*) Protection for under ground pipes by sleeves |  | Item | 1 | 0 | 0 | 1000 | 1000 | 1000 | 1000 | 5500 | 5500 | 1294 | 1294 | 1703.59 | 1703.59 | 0 | 0
| Note | Note Details
3.28.16 | - | OTHER VALVES
| Item Code | Description | Item Remarks | Unit of Measurement | Quantity/Base Price | Unit Price/Discount % | Total | Unit Price/Discount % | Total | Unit Price/Discount % | Total | Unit Price/Discount % | Total | Unit Price/Discount % | Total | Unit Price/Discount % | Total | Unit Price/Discount % | Total
3.28.17 | 3.09.12 | (*) Gate Valves |  | nr | 15 | 0 | 0 | 250 | 3750 | 250 | 3750 | 150 | 2250 | 76 | 1140 | 69.69 | 1045.35 | 0 | 0
3.28.18 | 3.09.13 | (*) Angle Valves 1/2" |  | nr | 66 | 0 | 0 | 60 | 3960 | 60 | 3960 | 180 | 11880 | 47 | 3102 | 13.94 | 920.04 | 0 | 0
3.28.19 | 3.09.14 | (*) Float Ball Valve |  | nr | 3 | 0 | 0 | 100 | 300 | 100 | 300 | 330 | 990 | 118 | 354 | 278.77 | 836.31 | 0 | 0
3.28.20 | 3.09.15 | (*) Hose bib |  | nr | 6 | 0 | 0 | 200 | 1200 | 200 | 1200 | 96 | 576 | 44 | 264 | 41.82 | 250.92 | 0 | 0
3.28.21 | 3.09.16 | (*) Non Return Valves |  | nr | 3 | 0 | 0 | 85 | 255 | 85 | 255 | 120 | 360 | 212 | 636 | 167.26 | 501.78 | 0 | 0
3.28.22 | 3.09.17 | (*) Air Vent |  | nr | 3 | 0 | 0 | 150 | 450 | 150 | 450 | 500 | 1500 | 588 | 1764 | 48.78 | 146.34 | 0 | 0
3.28.23 | 3.09.18 | (*) Meter as per Estidama for internal water usage |  | nr | 18 | 0 | 0 | 900 | 16200 | 900 | 16200 | 1500 | 27000 | 941 | 16938 | 1842.98 | 33173.64 | 0 | 0
| Note | Note Details
3.28.24 | - | Supply and install Electric Water Heaters and capacity as mentioned below in the drawings
| Item Code | Description | Item Remarks | Unit of Measurement | Quantity/Base Price | Unit Price/Discount % | Total | Unit Price/Discount % | Total | Unit Price/Discount % | Total | Unit Price/Discount % | Total | Unit Price/Discount % | Total | Unit Price/Discount % | Total | Unit Price/Discount % | Total
3.28.25 | 3.09.19 | (*) EWH 30 litter |  | nr | 12 | 0 | 0 | 450 | 5400 | 450 | 5400 | 1120 | 13440 | 424 | 5088 | 232.82 | 2793.84 | 0 | 0
3.28.26 | 3.09.20 | (*) Meter as per Estidama for external water usage |  | nr | 3 | 0 | 0 | 900 | 2700 | 900 | 2700 | 1800 | 5400 | 941 | 2823 | 987.31 | 2961.93 | 0 | 0
3.28.27 | 3.09.21 | (*) UV-FILTERATION SYSTEM |  | nr | 3 | 0 | 0 | 5500 | 16500 | 5500 | 16500 | 7600 | 22800 | 5647 | 16941 | 2632.83 | 7898.49 | 0 | 0
3.28.28 | 3.09.22 | (*) Supply & install horizontal / vertical type GRP water tank at roof floor level capacity as shown in drawings, complete with valves, fittings & all associated accessories & works as specified and shown on the drawings. |  | nr | 3 | 0 | 0 | 22293 | 66879 | 22293 | 66879 | 20000 | 60000 | 23529 | 70587 | 11365.04 | 34095.12 | 0 | 0
| Note | Note Details
3.28.29 | - | Supply & install water meter with GRP box 600x250x200 mm as per AA requirements.
| Item Code | Description | Item Remarks | Unit of Measurement | Quantity/Base Price | Unit Price/Discount % | Total | Unit Price/Discount % | Total | Unit Price/Discount % | Total | Unit Price/Discount % | Total | Unit Price/Discount % | Total | Unit Price/Discount % | Total | Unit Price/Discount % | Total
3.28.30 | 3.09.23 | (*) Meter 2'' Dia. |  | nr | 3 | 0 | 0 | 3000 | 9000 | 3000 | 9000 | 4200 | 12600 | 2353 | 7059 | 263.28 | 789.84 | 0 | 0
3.28.31 | 3.09.24 | (*) Supply & install testing & commissioning of fully packaged automatic water transfer pump set, 1 duty , 1 standby with pressure vessel complete with control panel switches etc, complete with all connections with foundation and covers |  | Item | 1 | 0 | 0 | 0 | 0 | 0 | 0 | 24550 | 24550 | 11882 | 11882 | 19746.2 | 19746.2 | 0 | 0
3.28.32 | 3.09.25 | (*) Ditto but booster pump set, 1 duty , 1 standby with pressure vessel with foundation and cover |  | Item | 1 | 0 | 0 | 24000 | 24000 | 24000 | 24000 | 26700 | 26700 | 11882 | 11882 | 22971.41 | 22971.41 | 0 | 0
3.28.33 | 3.09.26 | (*) External Pipes for water supply including all fittings, accessories, civil works and complete as per drawings |  | Item | 1 | 0 | 0 | 22500 | 22500 | 22500 | 22500 | 9500 | 9500 | 588 | 588 | 3964.73 | 3964.73 | 0 | 0
| Note | Note Details
3.28.34 | - | DRAINAGE
3.28.35 | - | EXTERNAL PIPES
3.28.36 | - | Supply and install buried external drainage pipes in UPVC class 10 with all associated builder works and utility connection.
| Item Code | Description | Item Remarks | Unit of Measurement | Quantity/Base Price | Unit Price/Discount % | Total | Unit Price/Discount % | Total | Unit Price/Discount % | Total | Unit Price/Discount % | Total | Unit Price/Discount % | Total | Unit Price/Discount % | Total | Unit Price/Discount % | Total
3.28.37 | 3.09.27 | (*) 6'' dia. CL-10 |  | Item | 1 | 0 | 0 | 15000 | 15000 | 15000 | 15000 | 7500 | 7500 | 25 | 25 | 7294.48 | 7294.48 | 0 | 0
3.28.38 | 3.09.28 | (*) Supply and install 4" rain water pipes from rain water gutters as shown on the drawings. |  | Item | 1 | 0 | 0 | 3000 | 3000 | 3000 | 3000 | 6500 | 6500 | 1176 | 1176 | 2853.78 | 2853.78 | 0 | 0
3.28.39 | 3.09.29 | (*) Supply and install Roof Drain |  | nr | 9 | 0 | 0 | 1125 | 10125 | 1125 | 10125 | 65 | 585 | 729 | 6561 | 209.08 | 1881.72 | 0 | 0
| Note | Note Details
3.28.40 | - | INTERNAL PIPES BS-4660 & 4514
3.28.41 | - | Rain , Vent , Soil and Waste pipe work PVC with fittings
| Item Code | Description | Item Remarks | Unit of Measurement | Quantity/Base Price | Unit Price/Discount % | Total | Unit Price/Discount % | Total | Unit Price/Discount % | Total | Unit Price/Discount % | Total | Unit Price/Discount % | Total | Unit Price/Discount % | Total | Unit Price/Discount % | Total
3.28.42 | 3.09.30 | (*) 4" dia. Internal Pipes and Fittings |  | m | 90 | 0 | 0 | 60 | 5400 | 60 | 5400 | 49 | 4410 | 39 | 3510 | 171.8 | 15462 | 0 | 0
3.28.43 | 3.09.31 | (*) 3" dia. Internal Pipes and Fittings |  | m | 66 | 0 | 0 | 55 | 3630 | 55 | 3630 | 35 | 2310 | 42 | 2772 | 145.37 | 9594.42 | 0 | 0
3.28.44 | 3.09.32 | (*) 2" dia. Internal Pipes and Fittings |  | m | 45 | 0 | 0 | 50 | 2250 | 50 | 2250 | 32 | 1440 | 35 | 1575 | 118.94 | 5352.3 | 0 | 0
3.28.45 | 3.09.33 | (*) Supply and Install vent piping in uPVC according to the approved drawings, including cover on top. |  | Item | 1 | 0 | 0 | 3000 | 3000 | 3000 | 3000 | 12000 | 12000 | 1059 | 1059 | 2061.66 | 2061.66 | 0 | 0
| Note | Note Details
3.28.46 | - | Supply and install floor traps 4" in toilets, shops and all wet rooms with approved chromium plate cover and grating.
| Item Code | Description | Item Remarks | Unit of Measurement | Quantity/Base Price | Unit Price/Discount % | Total | Unit Price/Discount % | Total | Unit Price/Discount % | Total | Unit Price/Discount % | Total | Unit Price/Discount % | Total | Unit Price/Discount % | Total | Unit Price/Discount % | Total
3.28.47 | 3.09.34 | (*) Floor Drain (PVC) 110x75x50mm |  | nr | 18 | 0 | 0 | 500 | 9000 | 500 | 9000 | 95 | 1710 | 2065 | 37170 | 69.69 | 1254.42 | 0 | 0
3.28.48 | 3.09.35 | (*) Floor Drain (PVC) 110x75x75mm |  | nr | 9 | 0 | 0 | 520 | 4680 | 520 | 4680 | 101 | 909 | 229 | 2061 | 90.6 | 815.4 | 0 | 0
3.28.49 | 3.09.36 | (*) Supply and fix 110mm type Floor Clean Outs with covers as required |  | nr | 12 | 0 | 0 | 550 | 6600 | 550 | 6600 | 320 | 3840 | 176 | 2112 | 76.66 | 919.92 | 0 | 0
3.28.50 | 3.09.37 | (*) Supply and fix 75mm type Floor Clean Outs with covers as required |  | nr | 21 | 0 | 0 | 520 | 10920 | 520 | 10920 | 320 | 6720 | 129 | 2709 | 55.75 | 1170.75 | 0 | 0
3.28.51 | 3.09.38 | (*) Supply and install Gully Trap (GT) with medium DI cover and all builder's work as per the relevant authority requirements. Cover and frame shall be light duty. |  | nr | 9 | 0 | 0 | 1600 | 14400 | 1600 | 14400 | 277 | 2493 | 658 | 5922 | 115.64 | 1040.76 | 0 | 0
3.28.52 | 3.09.39 | (*) Supply and install Grease Interceptor (GI) with medium DI cover and all builder's work as per the relevant authority requirements. Cover and frame shall be light duty. |  | nr | 3 | 0 | 0 | 20000 | 60000 | 20000 | 60000 | 230 | 690 | 3017 | 9051 | 4542.92 | 13628.76 | 0 | 0
3.28.53 | 3.09.40 | (*) Supply and install Inspection Chamber (IC) with medium DI cover and all builder's work as per the relevant authority requirements. Cover and frame shall be light duty. |  | nr | 3 | 0 | 0 | 3800 | 11400 | 3800 | 11400 | 2000 | 6000 | 1289 | 3867 | 206.5 | 619.5 | 0 | 0
| Note | Note Details
3.28.54 | - | BUILDER'S WORK
| Item Code | Description | Item Remarks | Unit of Measurement | Quantity/Base Price | Unit Price/Discount % | Total | Unit Price/Discount % | Total | Unit Price/Discount % | Total | Unit Price/Discount % | Total | Unit Price/Discount % | Total | Unit Price/Discount % | Total | Unit Price/Discount % | Total
3.28.55 | 3.09.41 | (*) Allow for all builder's work in connection with plumbing and drainage installation |  | Item | 1 | 0 | 0 | 15000 | 15000 | 15000 | 15000 | 40000 | 40000 | 0 | 0 | 0 | 0 | 0 | 0
| Note | Note Details
3.28.56 | - | SANITARY WARE
3.28.57 | - | Supply and installation of sanitary fittings including all necessary adhesive, fixing, nailing, screwing and the like as per specifications and as shown on drawings.
| Item Code | Description | Item Remarks | Unit of Measurement | Quantity/Base Price | Unit Price/Discount % | Total | Unit Price/Discount % | Total | Unit Price/Discount % | Total | Unit Price/Discount % | Total | Unit Price/Discount % | Total | Unit Price/Discount % | Total | Unit Price/Discount % | Total
3.28.58 | 3.09.42 | (*) Water Closet (WC) with concealed flush tank, flush plate, etc. |  | nr | 15 | 0 | 0 | 1500 | 22500 | 1500 | 22500 | 1116 | 16740 | 1412 | 21180 | 2168.44 | 32526.6 | 0 | 0
3.28.59 | 3.09.43 | (*) Below counter wash basin |  | nr | 12 | 0 | 0 | 400 | 4800 | 400 | 4800 | 180 | 2160 | 412 | 4944 | 510.22 | 6122.64 | 0 | 0
3.28.60 | 3.09.44 | (*) Wall hang wash basin |  | nr | 6 | 0 | 0 | 750 | 4500 | 750 | 4500 | 210 | 1260 | 588 | 3528 | 605.89 | 3635.34 | 0 | 0
3.28.61 | 3.09.45 | (*) Janitor |  | nr | 3 | 0 | 0 | 653 | 1959 | 653 | 1959 | 630 | 1890 | 1882 | 5646 | 994.93 | 2984.79 | 0 | 0
3.28.62 | 3.09.46 | (*) Self closing with timer mixer |  | nr | 18 | 0 | 0 | 770 | 13860 | 770 | 13860 | 300 | 5400 | 565 | 10170 | 382.67 | 6888.06 | 0 | 0
3.28.63 | 3.09.47 | (*) Liquid soap dispenser |  | nr | 12 | 0 | 0 | 191 | 2292 | 191 | 2292 | 60 | 720 | 306 | 3672 | 255.12 | 3061.44 | 0 | 0
3.28.64 | 3.09.48 | (*) Toilet paper holder with cover |  | nr | 15 | 0 | 0 | 100 | 1500 | 100 | 1500 | 48 | 720 | 82 | 1230 | 114.8 | 1722 | 0 | 0
3.28.65 | 3.09.49 | (*) Shut of spray with 1200mm hose, angle stop, bracket, etc. |  | nr | 15 | 0 | 0 | 120 | 1800 | 120 | 1800 | 72 | 1080 | 88 | 1320 | 153.07 | 2296.05 | 0 | 0
3.28.66 | 3.09.50 | (*) Combine paper tower dispenser and waste bin |  | nr | 6 | 0 | 0 | 1200 | 7200 | 1200 | 7200 | 1800 | 10800 | 565 | 3390 | 1275.56 | 7653.36 | 0 | 0
3.28.67 | 3.09.51 | (*) Hand drayer |  | nr | 6 | 0 | 0 | 2138 | 12828 | 2138 | 12828 | 960 | 5760 | 447 | 2682 | 1148 | 6888 | 0 | 0
3.28.68 | 3.09.52 | (*) Horizontal grab rail |  | nr | 6 | 0 | 0 | 400 | 2400 | 400 | 2400 | 600 | 3600 | 182 | 1092 | 267.87 | 1607.22 | 0 | 0
3.28.69 | 3.09.53 | (*) Vertical grab rail |  | nr | 6 | 0 | 0 | 250 | 1500 | 250 | 1500 | 600 | 3600 | 182 | 1092 | 739.82 | 4438.92 | 0 | 0
| Note | Note Details
3.28.70 | - | 6 mm Thick quality mirror; complete with plywood backing, framing, clips, support and all necessary accessories as required; fixed to concrete/block wall; all in accordance with the Specifications and subject to Engineer's approval
| Item Code | Description | Item Remarks | Unit of Measurement | Quantity/Base Price | Unit Price/Discount % | Total | Unit Price/Discount % | Total | Unit Price/Discount % | Total | Unit Price/Discount % | Total | Unit Price/Discount % | Total | Unit Price/Discount % | Total | Unit Price/Discount % | Total
3.28.71 | 3.09.54 | (*) 450 mm x 1150 mm High overall |  | nr | 6 | 0 | 0 | 300 | 1800 | 300 | 1800 | 200 | 1200 | 400 | 2400 | 0 | 0 | 0 | 0
3.28.72 | 3.09.55 | (*) 1515 mm x 1100 mm High overall |  | nr | 6 | 0 | 0 | 675 | 4050 | 675 | 4050 | 300 | 1800 | 1289 | 7734 | 0 | 0 | 0 | 0
| Note | Note Details
3.28.73 | - | FIRE PROTECTION SYSTEM
3.28.74 | - | Supply, installation, testing and commissioning of fire protection system as specified /shown on the drawings, specification and as per civil defence requirements.
3.28.75 | - | Fire Extinguishers
| Item Code | Description | Item Remarks | Unit of Measurement | Quantity/Base Price | Unit Price/Discount % | Total | Unit Price/Discount % | Total | Unit Price/Discount % | Total | Unit Price/Discount % | Total | Unit Price/Discount % | Total | Unit Price/Discount % | Total | Unit Price/Discount % | Total
3.28.76 | 3.09.56 | (*) CO2 fire extinguisher- 2.2 Kg |  | nr | 6 | 0 | 0 | 320 | 1920 | 320 | 1920 | 180 | 1080 | 247 | 1482 | 340.72 | 2044.32 | 0 | 0
3.28.77 | 3.09.57 | (*) Dry Powder Extinguisher |  | nr | 15 | 0 | 0 | 300 | 4500 | 300 | 4500 | 120 | 1800 | 176 | 2640 | 204.43 | 3066.45 | 0 | 0
| Note | Note Details
3.28.78 | - | Fire Hose Cabinet
| Item Code | Description | Item Remarks | Unit of Measurement | Quantity/Base Price | Unit Price/Discount % | Total | Unit Price/Discount % | Total | Unit Price/Discount % | Total | Unit Price/Discount % | Total | Unit Price/Discount % | Total | Unit Price/Discount % | Total | Unit Price/Discount % | Total
3.28.79 | 3.09.58 | (*) Fire cabinet including (FHC-2) hose reel (25mm+30m length) +FE-1) including all accessories |  | nr | 3 | 0 | 0 | 13000 | 39000 | 13000 | 39000 | 4500 | 13500 | 17647 | 52941 | 7950.1 | 23850.3 | 0 | 0
| Note | Note Details
3.28.80 | - | Fire Department Connection
| Item Code | Description | Item Remarks | Unit of Measurement | Quantity/Base Price | Unit Price/Discount % | Total | Unit Price/Discount % | Total | Unit Price/Discount % | Total | Unit Price/Discount % | Total | Unit Price/Discount % | Total | Unit Price/Discount % | Total | Unit Price/Discount % | Total
3.28.81 | 3.09.59 | (*) Supply & Installing FDC (65x65x100mm) |  | nr | 3 | 0 | 0 | 10000 | 30000 | 10000 | 30000 | 5000 | 15000 | 4706 | 14118 | 5368.9 | 16106.7 | 0 | 0
| Note | Note Details
3.28.82 | - | Supply and install fire fighting pipe work from BS with fittings, supports, accessories, including all builders work and utility connection etc.
| Item Code | Description | Item Remarks | Unit of Measurement | Quantity/Base Price | Unit Price/Discount % | Total | Unit Price/Discount % | Total | Unit Price/Discount % | Total | Unit Price/Discount % | Total | Unit Price/Discount % | Total | Unit Price/Discount % | Total | Unit Price/Discount % | Total
3.28.83 | 3.09.60 | (*) 40mm dia. pipes |  | nr | 90 | 0 | 0 | 90 | 8100 | 90 | 8100 | 55 | 4950 | 21 | 1890 | 371.69 | 33452.1 | 0 | 0
3.28.84 | 3.09.61 | (*) 100mm dia. |  | m | 6 | 0 | 0 | 150 | 900 | 150 | 900 | 185 | 1110 | 59 | 354 | 619.49 | 3716.94 | 0 | 0
| Note | Note Details
3.28.85 | - | Alarm Check Valve
| Item Code | Description | Item Remarks | Unit of Measurement | Quantity/Base Price | Unit Price/Discount % | Total | Unit Price/Discount % | Total | Unit Price/Discount % | Total | Unit Price/Discount % | Total | Unit Price/Discount % | Total | Unit Price/Discount % | Total | Unit Price/Discount % | Total
3.28.86 | 3.09.62 | (*) Supply & Installing ACV 80mm |  | nr | 3 | 0 | 0 | 6500 | 19500 | 6500 | 19500 | 5600 | 16800 | 0 | 0 | 2323.08 | 6969.24 | 0 | 0
| Note | Note Details
3.28.87 | - | Contractor's Adjustment
| Item Code | Description | Item Remarks | Unit of Measurement | Quantity/Base Price | Unit Price/Discount % | Total | Unit Price/Discount % | Total | Unit Price/Discount % | Total | Unit Price/Discount % | Total | Unit Price/Discount % | Total | Unit Price/Discount % | Total | Unit Price/Discount % | Total
3.28.88 | 3.09.63 | (*) The Contractor may price here any new items or additional quantity for an existing BOQ item, which are shown in the Drawings or any other Tender/Contract Documents but overlooked or not specifically mentioned herein and is necessary for the satisfactory completion of the Works/this section. Should the Contractor fail to insert any item here, it will be deemed that his lump sum Tender Price includes all such items and no claims for additional items will be entertained. |  | Sum | 1 | 0 | 0 | 0 | 0 | 0 | 0 | 0 | 0 | 0 | 0 | 0 | 0 | 0 | 0
| Note | Note Details
3.28.89 | - | Please attach one PDF file to be named "Additional Items for (insert bill no/name & Section No/name)" for the details of these additional items in the additional attachment area in the Commercial Envelope.
3.29 BILL NO. 3.10 – AIR CONDITIONING WORKS | [5 empty] | 27 (out of 27) | 613251 | 27 (out of 27) | 673900 | 27 (out of 27) | 673900 | 27 (out of 27) | 952985.08 | 27 (out of 27) | 294124 | 27 (out of 27) | 571524.37 | 27 (out of 27) | 0
| Note | Note Details
3.29.1 | - | Metal Ducts
3.29.2 | - | HVAC Ductwork HVAC/DW-142 standard and complete with duct hangers/supports, voids, fittings, flanges, flexible, duct connectors, wire mesh end covers, access doors, test, points for air/water and identification (insulation measured separately)
| Item Code | Description | Item Remarks | Unit of Measurement | Quantity/Base Price | Unit Price/Discount % | Total | Unit Price/Discount % | Total | Unit Price/Discount % | Total | Unit Price/Discount % | Total | Unit Price/Discount % | Total | Unit Price/Discount % | Total | Unit Price/Discount % | Total
3.29.3 | 3.10.01 | (*) Galvanized sheet Ductwork |  | kg | 1980 | 0 | 0 | 95 | 188100 | 95 | 188100 | 38 | 75240 | 41 | 81180 | 61.95 | 122661 | 0 | 0
| Note | Note Details
3.29.4 | - | Insulation
3.29.5 | - | FSK faced rigid fibreglass insulation, secured to ducts by wrapped with fiber cloth and coated with sealfas insulation as specified
| Item Code | Description | Item Remarks | Unit of Measurement | Quantity/Base Price | Unit Price/Discount % | Total | Unit Price/Discount % | Total | Unit Price/Discount % | Total | Unit Price/Discount % | Total | Unit Price/Discount % | Total | Unit Price/Discount % | Total | Unit Price/Discount % | Total
3.29.6 | 3.10.02 | (*) 25mm thk. Insulation to internal ducts |  | m2 | 195 | 0 | 0 | 25 | 4875 | 25 | 4875 | 55 | 10725 | 53 | 10335 | 108.41 | 21139.95 | 0 | 0
3.29.7 | 3.10.03 | (*) 50mm thk. Insulation to exposed ducts |  | m2 | 120 | 0 | 0 | 45 | 5400 | 45 | 5400 | 55 | 6600 | 100 | 12000 | 108.41 | 13009.2 | 0 | 0
3.29.8 | 3.10.04 | (*) Aluminium Cladding for exposed ducts |  | Item | 1 | 0 | 0 | 9000 | 9000 | 9000 | 9000 | 18000 | 18000 | 4235 | 4235 | 37169.32 | 37169.32 | 0 | 0
| Note | Note Details
3.29.9 | - | Diffusers, Registers and Grills
3.29.10 | - | Air outlets from an approved manufacturer completed with opposed blade volume dampers ,plenum box with acoustical internal insulation fixed to ductwork as detailed in drawings including all integrals and fixtures as specified.
| Item Code | Description | Item Remarks | Unit of Measurement | Quantity/Base Price | Unit Price/Discount % | Total | Unit Price/Discount % | Total | Unit Price/Discount % | Total | Unit Price/Discount % | Total | Unit Price/Discount % | Total | Unit Price/Discount % | Total | Unit Price/Discount % | Total
3.29.11 | 3.10.05 | (*) Supply Diffuser, 600x600 mm |  | nr | 24 | 0 | 0 | 180 | 4320 | 180 | 4320 | 130 | 3120 | 588 | 14112 | 464.62 | 11150.88 | 0 | 0
3.29.12 | 3.10.06 | (*) Return Diffuser, 600x600 mm |  | nr | 15 | 0 | 0 | 175 | 2625 | 175 | 2625 | 130 | 1950 | 529 | 7935 | 284.96 | 4274.4 | 0 | 0
3.29.13 | 3.10.07 | (*) Supply Grill, 600x150 mm |  | nr | 6 | 0 | 0 | 95 | 570 | 95 | 570 | 210 | 1260 | 588 | 3528 | 227.15 | 1362.9 | 0 | 0
3.29.14 | 3.10.08 | (*) Return Grill, 600x150 mm |  | nr | 6 | 0 | 0 | 90 | 540 | 90 | 540 | 210 | 1260 | 471 | 2826 | 185.85 | 1115.1 | 0 | 0
3.29.15 | 3.10.09 | (*) Exhaust Register, 150x150 mm |  | nr | 21 | 0 | 0 | 80 | 1680 | 80 | 1680 | 130 | 2730 | 353 | 7413 | 139.38 | 2926.98 | 0 | 0
| Note | Note Details
3.29.16 | - | Air Duct Accessories
| Item Code | Description | Item Remarks | Unit of Measurement | Quantity/Base Price | Unit Price/Discount % | Total | Unit Price/Discount % | Total | Unit Price/Discount % | Total | Unit Price/Discount % | Total | Unit Price/Discount % | Total | Unit Price/Discount % | Total | Unit Price/Discount % | Total
3.29.17 | 3.10.10 | (*) Manual Volume Dampers |  | Item | 1 | 0 | 0 | 15000 | 15000 | 15000 | 15000 | 15000 | 15000 | 0 | 0 | 7743.61 | 7743.61 | 0 | 0
3.29.18 | 3.10.11 | (*) Fire Dampers |  | Item | 1 | 0 | 0 | 30000 | 30000 | 30000 | 30000 | 15000 | 15000 | 0 | 0 | 12389.77 | 12389.77 | 0 | 0
| Note | Note Details
3.29.19 | - | Split Air Conditioning Units
3.29.20 | - | Split room air conditioning units complete with all integral accessories, capacity to be achieved at medium speed, fixed to the soffit with anchor bolts, brackets, hanging drop rods, or other fixing method, and anti vibration mountings as per detail drawing, connected with condensing unit system including copper pipe, fittings such as flexible connections, unions, test plugs, thermometers, thermostat, all type of valves etc.,control system with control panel and final power supply connection as specified
3.29.21 | - | Split Direct Expansion Ducted Concealed Units
| Item Code | Description | Item Remarks | Unit of Measurement | Quantity/Base Price | Unit Price/Discount % | Total | Unit Price/Discount % | Total | Unit Price/Discount % | Total | Unit Price/Discount % | Total | Unit Price/Discount % | Total | Unit Price/Discount % | Total | Unit Price/Discount % | Total
3.29.22 | 3.10.12 | (*) FCU-1 / CU-1 |  | nr | 3 | 0 | 0 | 5000 | 15000 | 5000 | 15000 | 25716.67 | 77150.01 | 4706 | 14118 | 18259.43 | 54778.29 | 0 | 0
3.29.23 | 3.10.13 | (*) FCU-2 / CU-2 |  | nr | 3 | 0 | 0 | 6000 | 18000 | 6000 | 18000 | 25716.67 | 77150.01 | 4706 | 14118 | 18259.43 | 54778.29 | 0 | 0
3.29.24 | 3.10.14 | (*) FCU-3 / CU-3 |  | nr | 9 | 0 | 0 | 10000 | 90000 | 10000 | 90000 | 25716.67 | 231450.03 | 7059 | 63531 | 18259.43 | 164334.87 | 0 | 0
| Note | Note Details
3.29.25 | - | Decorative-Split air conditioning unit high wall type consisting of indoor (fan coil ) &outdoor (condensing unit), and use refrigerant 410 A at maximum EER as per estidama requirement (the fins to be coated by anti corrosion material) complete with cooling coil, air filter, fans, electrical motor, room thermostat (wireless type), with all required accessories according to drawings and specification (cooling only).
| Item Code | Description | Item Remarks | Unit of Measurement | Quantity/Base Price | Unit Price/Discount % | Total | Unit Price/Discount % | Total | Unit Price/Discount % | Total | Unit Price/Discount % | Total | Unit Price/Discount % | Total | Unit Price/Discount % | Total | Unit Price/Discount % | Total
3.29.26 | 3.10.15 | (*) AC-1 / CU-1 |  | nr | 3 | 0 | 0 | 3500 | 10500 | 3500 | 10500 | 31416.67 | 94250.01 | 3529 | 10587 | 1147.34 | 3442.02 | 0 | 0
3.29.27 | 3.10.16 | (*) AC-2 / CU-2 |  | nr | 3 | 0 | 0 | 5000 | 15000 | 5000 | 15000 | 31416.67 | 94250.01 | 3529 | 10587 | 1147.34 | 3442.02 | 0 | 0
3.29.28 | 3.10.17 | (*) AC-3 / CU-3 |  | nr | 3 | 0 | 0 | 3500 | 10500 | 3500 | 10500 | 31416.67 | 94250.01 | 3529 | 10587 | 1147.34 | 3442.02 | 0 | 0
3.29.29 | 3.10.18 | (*) Supply and installation of insulated PVC drain pipes |  | Item | 1 | 0 | 0 | 4000 | 4000 | 4000 | 4000 | 25000 | 25000 | 4329 | 4329 | 0 | 0 | 0 | 0
3.29.30 | 3.10.19 | (*) Supply and installation of Thermostat |  | Item | 1 | 613251 | 613251 | 15000 | 15000 | 15000 | 15000 | 12500 | 12500 | 0 | 0 | 0 | 0 | 0 | 0
| Note | Note Details
3.29.31 | - | In-Line Centrifugal Fans
3.29.32 | - | In-line, belt-driven centrifugal fans consisting of housing, wheel, outlet guide vanes, fan shaft, bearings, drive assembly, motor and disconnect switch, mounting brackets, and accessories
| Item Code | Description | Item Remarks | Unit of Measurement | Quantity/Base Price | Unit Price/Discount % | Total | Unit Price/Discount % | Total | Unit Price/Discount % | Total | Unit Price/Discount % | Total | Unit Price/Discount % | Total | Unit Price/Discount % | Total | Unit Price/Discount % | Total
3.29.33 | 3.10.20 | (*) SF/RT/07 360 l/s |  | nr | 3 | 0 | 0 | 2500 | 7500 | 2500 | 7500 | 3400 | 10200 | 1294 | 3882 | 1314.35 | 3943.05 | 0 | 0
3.29.34 | 3.10.21 | (*) EF/RT/01 200 l/s |  | nr | 3 | 0 | 0 | 2000 | 6000 | 2000 | 6000 | 2400 | 7200 | 882 | 2646 | 516.24 | 1548.72 | 0 | 0
3.29.35 | 3.10.22 | (*) EF/RT/02 40 l/s |  | nr | 3 | 0 | 0 | 1500 | 4500 | 1500 | 4500 | 400 | 1200 | 294 | 882 | 206.5 | 619.5 | 0 | 0
| Note | Note Details
3.29.36 | - | Ecology Units
3.29.37 | - | Sundries
| Item Code | Description | Item Remarks | Unit of Measurement | Quantity/Base Price | Unit Price/Discount % | Total | Unit Price/Discount % | Total | Unit Price/Discount % | Total | Unit Price/Discount % | Total | Unit Price/Discount % | Total | Unit Price/Discount % | Total | Unit Price/Discount % | Total
3.29.38 | 3.10.26 | (*) Allow for testing and commissioning all the foregoing installation to the complete satisfaction of the Engineer |  | Item | 1 | 0 | 0 | 50000 | 50000 | 50000 | 50000 | 25000 | 25000 | 3529 | 3529 | 0 | 0 | 0 | 0
3.29.39 | 3.10.27 | (*) Allow for testing, adjusting and air balancing by certified third party. |  | Item | 1 | 0 | 0 | 15000 | 15000 | 15000 | 15000 | 25000 | 25000 | 8235 | 8235 | 0 | 0 | 0 | 0
3.29.40 | 3.10.28 | (*) Allow for providing all loose items and spare parts in accordance with the specification |  | Item | 1 | 0 | 0 | 3000 | 3000 | 3000 | 3000 | 15000 | 15000 | 0 | 0 | 0 | 0 | 0 | 0
3.29.41 | 3.10.29 | (*) Allow for providing all painting and plates, discs, labels etc. for identification of plants equipment, appliances, pipes, valves and the like in accordance with the specification |  | Item | 1 | 0 | 0 | 147790 | 147790 | 147790 | 147790 | 12500 | 12500 | 3529 | 3529 | 0 | 0 | 0 | 0
| Note | Note Details
3.29.42 | - | Contractor's Adjustment
| Item Code | Description | Item Remarks | Unit of Measurement | Quantity/Base Price | Unit Price/Discount % | Total | Unit Price/Discount % | Total | Unit Price/Discount % | Total | Unit Price/Discount % | Total | Unit Price/Discount % | Total | Unit Price/Discount % | Total | Unit Price/Discount % | Total
3.29.43 | 3.10.30 | (*) The Contractor may price here any new items or additional quantity for an existing BOQ item, which are shown in the Drawings or any other Tender/Contract Documents but overlooked or not specifically mentioned herein and is necessary for the satisfactory completion of the Works/this section. Should the Contractor fail to insert any item here, it will be deemed that his lump sum Tender Price includes all such items and no claims for additional items will be entertained. |  | Sum | 1 | 0 | 0 | 0 | 0 | 0 | 0 | 0 | 0 | 0 | 0 | 46252.48 | 46252.48 | 0 | 0
| Note | Note Details
3.29.44 | - | Please attach one PDF file to be named "Additional Items for (insert bill no/name & Section No/name)" for the details of these additional items in the additional attachment area in the Commercial Envelope.
3.30 BILL NO. 3.11 – EXTERNAL WORKS | [5 empty] | 4 (out of 4) | 89982 | 4 (out of 4) | 147366 | 4 (out of 4) | 147366 | 4 (out of 4) | 121752 | 4 (out of 4) | 100413 | 4 (out of 4) | 93613.38 | 4 (out of 4) | 129440.4
| Note | Note Details
3.30.1 | - | EXTERNAL WORK
3.30.2 | - | PAVEMENT AND CURB
3.30.3 | - | Exterior paving
3.30.4 | - | Precast inter locking tiles of approved colour and patterns laid as per manufacturer’s Specification. Standard uniblock with standard pattern over 50mm black sand distributed as shown in the drawings.
3.30.5 | - | Characteristic strength of paving blocks not be less than 49N/mm2 and coloured throughout.
| Item Code | Description | Item Remarks | Unit of Measurement | Quantity/Base Price | Unit Price/Discount % | Total | Unit Price/Discount % | Total | Unit Price/Discount % | Total | Unit Price/Discount % | Total | Unit Price/Discount % | Total | Unit Price/Discount % | Total | Unit Price/Discount % | Total
3.30.6 | 3.11.01 | (*) 60mm thick for walkway. |  | m2 | 999 | 54 | 53946 | 124 | 123876 | 124 | 123876 | 72 | 71928 | 65 | 64935 | 59.15 | 59090.85 | 78.94 | 78861.06
3.30.7 | 3.11.02 | (*) Precast concrete curb of approved colour and pattern laid as per manufacturers recommendation as shown in the drawings and colour painting to the approval of the Engineer. |  | m | 408 | 87 | 35496 | 55 | 22440 | 55 | 22440 | 78 | 31824 | 68 | 27744 | 80.66 | 32909.28 | 82.75 | 33762
| Note | Note Details
3.30.8 | - | Signage for Retail Shops
| Item Code | Description | Item Remarks | Unit of Measurement | Quantity/Base Price | Unit Price/Discount % | Total | Unit Price/Discount % | Total | Unit Price/Discount % | Total | Unit Price/Discount % | Total | Unit Price/Discount % | Total | Unit Price/Discount % | Total | Unit Price/Discount % | Total
3.30.9 | 3.11.03 | (*) Address numbering signs for retail shops to comply with the authority requirements, specification and drawings |  | nr | 3 | 180 | 540 | 350 | 1050 | 350 | 1050 | 6000 | 18000 | 2578 | 7734 | 537.75 | 1613.25 | 210.12 | 630.36
| Note | Note Details
3.30.10 | - | Contractor's Adjustment
| Item Code | Description | Item Remarks | Unit of Measurement | Quantity/Base Price | Unit Price/Discount % | Total | Unit Price/Discount % | Total | Unit Price/Discount % | Total | Unit Price/Discount % | Total | Unit Price/Discount % | Total | Unit Price/Discount % | Total | Unit Price/Discount % | Total
3.30.11 | 3.11.04 | (*) The Contractor may price here any new items or additional quantity for an existing BOQ item, which are shown in the Drawings or any other Tender/Contract Documents but overlooked or not specifically mentioned herein and is necessary for the satisfactory completion of the Works/this section. Should the Contractor fail to insert any item here, it will be deemed that his lump sum Tender Price includes all such items and no claims for additional items will be entertained. |  | Sum | 1 | 0 | 0 | 0 | 0 | 0 | 0 | 0 | 0 | 0 | 0 | 0 | 0 | 16186.98 | 16186.98
| Note | Note Details
3.30.12 | - | Please attach one PDF file to be named "Additional Items for (insert bill no/name & Section No/name)" for the details of these additional items in the additional attachment area in the Commercial Envelope.
3.31 BILL NO. 4 - COMMUNITY CENTRE | [5 empty] | 0 (out of 0) | 0 | 0 (out of 0) | 0 | 0 (out of 0) | 0 | 0 (out of 0) | 0 | 0 (out of 0) | 0 | 0 (out of 0) | 0 | 0 (out of 0) | 0
3.32 BILL No. 4.01 – EARTH WORKS & EXCAVATION | [5 empty] | 7 (out of 7) | 51051 | 7 (out of 7) | 53395 | 7 (out of 7) | 53395 | 7 (out of 7) | 45610 | 7 (out of 7) | 35736 | 7 (out of 7) | 41528.46 | 7 (out of 7) | 153375.03
| Note | Note Details
3.32.1 | - | SOIL INVESTIGATION
| Item Code | Description | Item Remarks | Unit of Measurement | Quantity/Base Price | Unit Price/Discount % | Total | Unit Price/Discount % | Total | Unit Price/Discount % | Total | Unit Price/Discount % | Total | Unit Price/Discount % | Total | Unit Price/Discount % | Total | Unit Price/Discount % | Total
3.32.2 | 4.01.01 | (*) Borehole, minimum 30 meters deep each including necessary site and laboratory test, Soil Investigation Report. |  | nr | 1 | 111 | 111 | 2700 | 2700 | 2700 | 2700 | 4550 | 4550 | 6961 | 6961 | 6453.01 | 6453.01 | 4398.75 | 4398.75
| Note | Note Details
3.32.3 | - | EARTH WORKS & EXCAVATION
| Item Code | Description | Item Remarks | Unit of Measurement | Quantity/Base Price | Unit Price/Discount % | Total | Unit Price/Discount % | Total | Unit Price/Discount % | Total | Unit Price/Discount % | Total | Unit Price/Discount % | Total | Unit Price/Discount % | Total | Unit Price/Discount % | Total
3.32.4 | 4.01.02 | (*) General site clearance, levelling and preparation over the total area of the Plot |  | m2 | 965 | 4 | 3860 | 3 | 2895 | 3 | 2895 | 4 | 3860 | 3 | 2895 | 1.81 | 1746.65 | 3.41 | 3290.65
3.32.5 | 4.01.03 | (*) Excavation up to a depth of 210cm from the existing ground to remove the loose top soil |  | m3 | 760 | 8 | 6080 | 15 | 11400 | 15 | 11400 | 9 | 6840 | 6 | 4560 | 8.6 | 6536 | 15.15 | 11514
3.32.6 | 4.01.04 | (*) Backfilling & compaction with imported material up to the bottom of the foundation and up to bottom of the ground slab as per the drawings |  | m3 | 480 | 52 | 24960 | 40 | 19200 | 40 | 19200 | 26 | 12480 | 19 | 9120 | 28.39 | 13627.2 | 0 | 0
3.32.7 | 4.01.05 | (*) Disposal of excavated material to approved location |  | m3 | 760 | 15 | 11400 | 15 | 11400 | 15 | 11400 | 22 | 16720 | 13 | 9880 | 10.76 | 8177.6 | 17.09 | 12988.4
3.32.8 | 4.01.06 | (*) Applying Chemical Anti-Termite material under building foundations, beams, ground slabs on grid and external perimeter of the building as specified, Allow for materials, labours, tools etc all as approved by the Engineer. |  | m2 | 1160 | 4 | 4640 | 5 | 5800 | 5 | 5800 | 1 | 1160 | 2 | 2320 | 4.3 | 4988 | 2.93 | 3398.8
| Note | Note Details
3.32.9 | - | Contractor's Adjustment
| Item Code | Description | Item Remarks | Unit of Measurement | Quantity/Base Price | Unit Price/Discount % | Total | Unit Price/Discount % | Total | Unit Price/Discount % | Total | Unit Price/Discount % | Total | Unit Price/Discount % | Total | Unit Price/Discount % | Total | Unit Price/Discount % | Total
3.32.10 | 4.01.07 | (*) The Contractor may price here any new items or additional quantity for an existing BOQ item, which are shown in the Drawings or any other Tender/Contract Documents but overlooked or not specifically mentioned herein and is necessary for the satisfactory completion of the Works/this section. Should the Contractor fail to insert any item here, it will be deemed that his lump sum Tender Price includes all such items and no claims for additional items will be entertained. |  | Sum | 1 | 0 | 0 | 0 | 0 | 0 | 0 | 0 | 0 | 0 | 0 | 0 | 0 | 117784.43 | 117784.43
| Note | Note Details
3.32.11 | - | Please attach one PDF file to be named "Additional Items for (insert bill no/name & Section No/name)" for the details of these additional items in the additional attachment area in the Commercial Envelope.
3.33 BILL NO. 4.02 – CONCRETE WORKS | [5 empty] | 18 (out of 18) | 616275 | 18 (out of 18) | 615225 | 18 (out of 18) | 615225 | 18 (out of 18) | 647515 | 18 (out of 18) | 700060 | 18 (out of 18) | 619144.81 | 18 (out of 18) | 798758.03
| Note | Note Details
3.33.1 | - | SUB-STRUCTURE
3.33.2 | - | Plain in situ cement concrete in SRC as blinding layer including form work with compressive strength 20 N/mm2,in accordance with drawings Specification
| Item Code | Description | Item Remarks | Unit of Measurement | Quantity/Base Price | Unit Price/Discount % | Total | Unit Price/Discount % | Total | Unit Price/Discount % | Total | Unit Price/Discount % | Total | Unit Price/Discount % | Total | Unit Price/Discount % | Total | Unit Price/Discount % | Total
3.33.3 | 4.02.01 | (*) 100mm thick blinding under foundations as shown in drawings. |  | m3 | 25 | 270 | 6750 | 31 | 775 | 31 | 775 | 455 | 11375 | 475 | 11875 | 440.96 | 11024 | 343.61 | 8590.25
3.33.4 | 4.02.02 | (*) 50mm thick blinding under tie beams as shown in drawings. |  | m3 | 8 | 280 | 2240 | 23 | 184 | 23 | 184 | 455 | 3640 | 414 | 3312 | 440.96 | 3527.68 | 343.61 | 2748.88
3.33.5 | 4.02.03 | (*) 100mm thick blinding under slab on grade as shown in drawings. |  | m3 | 76 | 270 | 20520 | 31 | 2356 | 31 | 2356 | 392 | 29792 | 344 | 26144 | 440.96 | 33512.96 | 343.61 | 26114.36
| Note | Note Details
3.33.6 | - | Reinforced in situ cement concrete in MSRC including form work and reinforcement as detailed in drawing with compressive strength 40N/mm2 as specified.
| Item Code | Description | Item Remarks | Unit of Measurement | Quantity/Base Price | Unit Price/Discount % | Total | Unit Price/Discount % | Total | Unit Price/Discount % | Total | Unit Price/Discount % | Total | Unit Price/Discount % | Total | Unit Price/Discount % | Total | Unit Price/Discount % | Total
3.33.7 | 4.02.04 | (*) Footings |  | m3 | 81 | 536 | 43416 | 850 | 68850 | 850 | 68850 | 882 | 71442 | 1000 | 81000 | 914.18 | 74048.58 | 770.14 | 62381.34
3.33.8 | 4.02.05 | (*) Ground Beams |  | m3 | 25 | 1335 | 33375 | 1740 | 43500 | 1740 | 43500 | 1092 | 27300 | 1483 | 37075 | 914.18 | 22854.5 | 1520.77 | 38019.25
3.33.9 | 4.02.06 | (*) Tie beams |  | m3 | 68 | 1335 | 90780 | 1180 | 80240 | 1180 | 80240 | 1148 | 78064 | 1363 | 92684 | 914.18 | 62164.24 | 1113.99 | 75751.32
3.33.10 | 4.02.07 | (*) Columns neck under the ground level |  | m3 | 15 | 1503 | 22545 | 2050 | 30750 | 2050 | 30750 | 1442 | 21630 | 1631 | 24465 | 967.95 | 14519.25 | 2428.33 | 36424.95
3.33.11 | 4.02.08 | (*) External stairs and ramps including landings and foundations. |  | m3 | 10 | 948 | 9480 | 1000 | 10000 | 1000 | 10000 | 994 | 9940 | 847 | 8470 | 967.95 | 9679.5 | 775.34 | 7753.4
3.33.12 | 4.02.09 | (*) Slab on grade placed on the existing ground level after removing the loose top soil and compacting with imported material. |  | m3 | 115 | 443 | 50945 | 620 | 71300 | 620 | 71300 | 728 | 83720 | 756 | 86940 | 623.79 | 71735.85 | 621.39 | 71459.85
| Note | Note Details
3.33.13 | - | SUNDRIES
| Item Code | Description | Item Remarks | Unit of Measurement | Quantity/Base Price | Unit Price/Discount % | Total | Unit Price/Discount % | Total | Unit Price/Discount % | Total | Unit Price/Discount % | Total | Unit Price/Discount % | Total | Unit Price/Discount % | Total | Unit Price/Discount % | Total
3.33.14 | 4.02.10 | (*) 1 layers of 1000 gauge sheet laid under foundation, ground beam etc as shown in drawings |  | m2 | 1160 | 5 | 5800 | 5 | 5800 | 5 | 5800 | 1 | 1160 | 3 | 3480 | 3.23 | 3746.8 | 4.96 | 5753.6
3.33.15 | 4.02.11 | (*) Prepare surface & apply 2 coats of Fluid applied rubberized asphalt |  | m2 | 2500 | 22 | 55000 | 7 | 17500 | 7 | 17500 | 10 | 25000 | 15 | 37500 | 26.89 | 67225 | 15.16 | 37900
| Note | Note Details
3.33.16 | - | SUPER-STRUCTURE
3.33.17 | - | Reinforced in situ cement concrete in OPC including form work and reinforcement as detailed in drawing with compressive strength 40N/mm2 as specified.
| Item Code | Description | Item Remarks | Unit of Measurement | Quantity/Base Price | Unit Price/Discount % | Total | Unit Price/Discount % | Total | Unit Price/Discount % | Total | Unit Price/Discount % | Total | Unit Price/Discount % | Total | Unit Price/Discount % | Total | Unit Price/Discount % | Total
3.33.18 | 4.02.12 | (*) Reinforced Concrete Columns |  | m3 | 41 | 1902 | 77982 | 1790 | 73390 | 1790 | 73390 | 1176 | 48216 | 1492 | 61172 | 967.95 | 39685.95 | 2013.49 | 82553.09
3.33.19 | 4.02.13 | (*) Reinforced Concrete Beams |  | m3 | 26 | 1426 | 37076 | 1435 | 37310 | 1435 | 37310 | 1148 | 29848 | 1145 | 29770 | 967.95 | 25166.7 | 1281.16 | 33310.16
| Note | Note Details
3.33.20 | - | Reinforcement Slabs
| Item Code | Description | Item Remarks | Unit of Measurement | Quantity/Base Price | Unit Price/Discount % | Total | Unit Price/Discount % | Total | Unit Price/Discount % | Total | Unit Price/Discount % | Total | Unit Price/Discount % | Total | Unit Price/Discount % | Total | Unit Price/Discount % | Total
3.33.21 | 4.02.14 | (*) Solid Slab with 200mm thick |  | m3 | 51 | 918 | 46818 | 1000 | 51000 | 1000 | 51000 | 1106 | 56406 | 1065 | 54315 | 967.95 | 49365.45 | 1129.29 | 57593.79
3.33.22 | 4.02.15 | (*) Solid Slab with 280mm thick |  | m3 | 121 | 808 | 97768 | 870 | 105270 | 870 | 105270 | 1106 | 133826 | 1052 | 127292 | 967.95 | 117121.95 | 944.71 | 114309.91
3.33.23 | 4.02.16 | (*) MEP Pads |  | m3 | 12 | 1292 | 15504 | 1000 | 12000 | 1000 | 12000 | 938 | 11256 | 952 | 11424 | 967.95 | 11615.4 | 1007.66 | 12091.92
3.33.24 | 4.02.17 | (*) Shaft covers including necessary frames, fixing accessories, etc. and complete as per drawings |  | Item | 1 | 276 | 276 | 5000 | 5000 | 5000 | 5000 | 4900 | 4900 | 3142 | 3142 | 2151 | 2151 | 3902.43 | 3902.43
| Note | Note Details
3.33.25 | - | Contractor's Adjustment
| Item Code | Description | Item Remarks | Unit of Measurement | Quantity/Base Price | Unit Price/Discount % | Total | Unit Price/Discount % | Total | Unit Price/Discount % | Total | Unit Price/Discount % | Total | Unit Price/Discount % | Total | Unit Price/Discount % | Total | Unit Price/Discount % | Total
3.33.26 | 4.02.18 | (*) The Contractor may price here any new items or additional quantity for an existing BOQ item, which are shown in the Drawings or any other Tender/Contract Documents but overlooked or not specifically mentioned herein and is necessary for the satisfactory completion of the Works/this section. Should the Contractor fail to insert any item here, it will be deemed that his lump sum Tender Price includes all such items and no claims for additional items will be entertained. |  | Sum | 1 | 0 | 0 | 0 | 0 | 0 | 0 | 0 | 0 | 0 | 0 | 0 | 0 | 122099.53 | 122099.53
| Note | Note Details
3.33.27 | - | Please attach one PDF file to be named "Additional Items for (insert bill no/name & Section No/name)" for the details of these additional items in the additional attachment area in the Commercial Envelope.
3.34 BILL NO. 4.03 – BLOCK WORKS | [5 empty] | 16 (out of 16) | 103170 | 16 (out of 16) | 138175 | 16 (out of 16) | 138175 | 16 (out of 16) | 135595 | 16 (out of 16) | 129954 | 16 (out of 16) | 156340.61 | 16 (out of 16) | 162523.12
| Note | Note Details
3.34.1 | - | CONCRETE MASONRY UNITS
3.34.2 | - | Hollow / Solid concrete masonry units bedded in mortar including reinforcement and anchoring where necessary as per drawings and Specification.
| Item Code | Description | Item Remarks | Unit of Measurement | Quantity/Base Price | Unit Price/Discount % | Total | Unit Price/Discount % | Total | Unit Price/Discount % | Total | Unit Price/Discount % | Total | Unit Price/Discount % | Total | Unit Price/Discount % | Total | Unit Price/Discount % | Total
3.34.3 | 4.03.01 | (*) Type W1 |  | m2 | 10 | 129 | 1290 | 108 | 1080 | 108 | 1080 | 168 | 1680 | 175 | 1750 | 182.84 | 1828.4 | 155.83 | 1558.3
3.34.4 | 4.03.02 | (*) Type W2 |  | m2 | 10 | 108 | 1080 | 135 | 1350 | 135 | 1350 | 139 | 1390 | 142 | 1420 | 136.59 | 1365.9 | 129.64 | 1296.4
3.34.5 | 4.03.03 | (*) Type W3 |  | m2 | 80 | 96 | 7680 | 108 | 8640 | 108 | 8640 | 113 | 9040 | 116 | 9280 | 126.91 | 10152.8 | 109.9 | 8792
3.34.6 | 4.03.04 | (*) Type W4 |  | m2 | 240 | 92 | 22080 | 108 | 25920 | 108 | 25920 | 113 | 27120 | 116 | 27840 | 126.91 | 30458.4 | 109.9 | 26376
3.34.7 | 4.03.05 | (*) Type W5 |  | m2 | 40 | 129 | 5160 | 135 | 5400 | 135 | 5400 | 168 | 6720 | 175 | 7000 | 182.84 | 7313.6 | 129.64 | 5185.6
3.34.8 | 4.03.06 | (*) Type W7 |  | m2 | 15 | 96 | 1440 | 108 | 1620 | 108 | 1620 | 113 | 1695 | 116 | 1740 | 126.91 | 1903.65 | 109.9 | 1648.5
3.34.9 | 4.03.07 | (*) Type W8 |  | m2 | 330 | 53 | 17490 | 77 | 25410 | 77 | 25410 | 60 | 19800 | 66 | 21780 | 77.44 | 25555.2 | 69.04 | 22783.2
3.34.10 | 4.03.08 | (*) Type W9 |  | m2 | 400 | 49 | 19600 | 77 | 30800 | 77 | 30800 | 60 | 24000 | 66 | 26400 | 77.44 | 30976 | 69.04 | 27616
3.34.11 | 4.03.09 | (*) Type W10 |  | m2 | 140 | 49 | 6860 | 77 | 10780 | 77 | 10780 | 60 | 8400 | 66 | 9240 | 77.44 | 10841.6 | 69.04 | 9665.6
3.34.12 | 4.03.10 | (*) Type W11 |  | m2 | 75 | 49 | 3675 | 77 | 5775 | 77 | 5775 | 60 | 4500 | 66 | 4950 | 77.44 | 5808 | 69.04 | 5178
3.34.13 | 4.03.11 | (*) Type W13 |  | m2 | 205 | 63 | 12915 | 80 | 16400 | 80 | 16400 | 71 | 14555 | 76 | 15580 | 86.04 | 17638.2 | 84.15 | 17250.75
| Note | Note Details
3.34.14 | - | DAMP PROOF COURSE
| Item Code | Description | Item Remarks | Unit of Measurement | Quantity/Base Price | Unit Price/Discount % | Total | Unit Price/Discount % | Total | Unit Price/Discount % | Total | Unit Price/Discount % | Total | Unit Price/Discount % | Total | Unit Price/Discount % | Total | Unit Price/Discount % | Total
3.34.15 | 4.03.12 | (*) Damp proof course for all type of walls |  | Item | 1 | 3900 | 3900 | 5000 | 5000 | 5000 | 5000 | 1680 | 1680 | 1315 | 1315 | 7121.35 | 7121.35 | 0 | 0
| Note | Note Details
3.34.16 | - | SUNDRIES
| Item Code | Description | Item Remarks | Unit of Measurement | Quantity/Base Price | Unit Price/Discount % | Total | Unit Price/Discount % | Total | Unit Price/Discount % | Total | Unit Price/Discount % | Total | Unit Price/Discount % | Total | Unit Price/Discount % | Total | Unit Price/Discount % | Total
3.34.17 | 4.03.13 | (*) Allow for horizontal reinforcing galvanized steel mesh. |  | Item | 1 | 0 | 0 | 0 | 0 | 0 | 0 | 6489 | 6489 | 0 | 0 | 0 | 0 | 0 | 0
3.34.18 | 4.03.14 | (*) Allow for galvanized ties between block partitions and concrete columns. |  | Item | 1 | 0 | 0 | 0 | 0 | 0 | 0 | 4326 | 4326 | 0 | 0 | 0 | 0 | 0 | 0
3.34.19 | 4.03.15 | (*) Allow for insulation between tops of concrete block partitions and underside of structure. |  | Item | 1 | 0 | 0 | 0 | 0 | 0 | 0 | 4200 | 4200 | 1659 | 1659 | 5377.51 | 5377.51 | 22892.86 | 22892.86
| Note | Note Details
3.34.20 | - | Contractor's Adjustment
| Item Code | Description | Item Remarks | Unit of Measurement | Quantity/Base Price | Unit Price/Discount % | Total | Unit Price/Discount % | Total | Unit Price/Discount % | Total | Unit Price/Discount % | Total | Unit Price/Discount % | Total | Unit Price/Discount % | Total | Unit Price/Discount % | Total
3.34.21 | 4.03.16 | (*) The Contractor may price here any new items or additional quantity for an existing BOQ item, which are shown in the Drawings or any other Tender/Contract Documents but overlooked or not specifically mentioned herein and is necessary for the satisfactory completion of the Works/this section. Should the Contractor fail to insert any item here, it will be deemed that his lump sum Tender Price includes all such items and no claims for additional items will be entertained. |  | Sum | 1 | 0 | 0 | 0 | 0 | 0 | 0 | 0 | 0 | 0 | 0 | 0 | 0 | 12279.91 | 12279.91
| Note | Note Details
3.34.22 | - | Please attach one PDF file to be named "Additional Items for (insert bill no/name & Section No/name)" for the details of these additional items in the additional attachment area in the Commercial Envelope.
3.35 BILL NO. 4.04 – WATERPROOFING AND ROOFING | [5 empty] | 9 (out of 9) | 117839 | 9 (out of 9) | 93027 | 9 (out of 9) | 93027 | 9 (out of 9) | 76577 | 9 (out of 9) | 126833 | 9 (out of 9) | 128905.65 | 9 (out of 9) | 112471.58
| Note | Note Details
3.35.1 | - | WATERPROOFING AND ROOFING
| Item Code | Description | Item Remarks | Unit of Measurement | Quantity/Base Price | Unit Price/Discount % | Total | Unit Price/Discount % | Total | Unit Price/Discount % | Total | Unit Price/Discount % | Total | Unit Price/Discount % | Total | Unit Price/Discount % | Total | Unit Price/Discount % | Total
3.35.2 | 4.04.01 | (*) concrete Screed to slope |  | m2 | 635 | 30 | 19050 | 24 | 15240 | 24 | 15240 | 18 | 11430 | 40 | 25400 | 26.89 | 17075.15 | 23.2 | 14732
3.35.3 | 4.04.02 | (*) Liquid Elastomeric |  | m2 | 635 | 44 | 27940 | 8 | 5080 | 8 | 5080 | 12 | 7620 | 26 | 16510 | 21.51 | 13658.85 | 0 | 0
3.35.4 | 4.04.03 | (*) Polyurethane foam of thickness 35mm with density 45-50 kg/m3 |  | m2 | 635 | 54 | 34290 | 36 | 22860 | 36 | 22860 | 36 | 22860 | 45 | 28575 | 31.19 | 19805.65 | 90.02 | 57162.7
3.35.5 | 4.04.04 | (*) Filter membrane |  | m2 | 635 | 15 | 9525 | 5 | 3175 | 5 | 3175 | 3 | 1905 | 5 | 3175 | 25.81 | 16389.35 | 0 | 0
3.35.6 | 4.04.05 | (*) Concrete Pavings as per drawings |  | m2 | 635 | 36 | 22860 | 67 | 42545 | 67 | 42545 | 42 | 26670 | 70 | 44450 | 80.66 | 51219.1 | 52.12 | 33096.2
| Note | Note Details
3.35.7 | - | FLASHINGS
| Item Code | Description | Item Remarks | Unit of Measurement | Quantity/Base Price | Unit Price/Discount % | Total | Unit Price/Discount % | Total | Unit Price/Discount % | Total | Unit Price/Discount % | Total | Unit Price/Discount % | Total | Unit Price/Discount % | Total | Unit Price/Discount % | Total
3.35.8 | 4.04.06 | (*) 100x100mm angle fillet / tile |  | m | 145 | 4 | 580 | 25 | 3625 | 25 | 3625 | 36 | 5220 | 27 | 3915 | 16.13 | 2338.85 | 4.36 | 632.2
| Note | Note Details
3.35.9 | - | KITCHEN, STORE BATHROOMS, WET AREAS & BALCONIES
| Item Code | Description | Item Remarks | Unit of Measurement | Quantity/Base Price | Unit Price/Discount % | Total | Unit Price/Discount % | Total | Unit Price/Discount % | Total | Unit Price/Discount % | Total | Unit Price/Discount % | Total | Unit Price/Discount % | Total | Unit Price/Discount % | Total
3.35.10 | 4.04.09 | (*) Prepare surface and apply 2 coats of rubberised bitumen emulsion for G.F Wet areas. |  | m2 | 66 | 31 | 2046 | 5 | 330 | 5 | 330 | 8 | 528 | 52 | 3432 | 78.51 | 5181.66 | 36.52 | 2410.32
3.35.11 | 4.04.10 | (*) Vertically, 300 mm high |  | m | 86 | 18 | 1548 | 2 | 172 | 2 | 172 | 4 | 344 | 16 | 1376 | 37.64 | 3237.04 | 14.21 | 1222.06
| Note | Note Details
3.35.12 | - | Contractor's Adjustment
| Item Code | Description | Item Remarks | Unit of Measurement | Quantity/Base Price | Unit Price/Discount % | Total | Unit Price/Discount % | Total | Unit Price/Discount % | Total | Unit Price/Discount % | Total | Unit Price/Discount % | Total | Unit Price/Discount % | Total | Unit Price/Discount % | Total
3.35.13 | 4.04.11 | (*) The Contractor may price here any new items or additional quantity for an existing BOQ item, which are shown in the Drawings or any other Tender/Contract Documents but overlooked or not specifically mentioned herein and is necessary for the satisfactory completion of the Works/this section. Should the Contractor fail to insert any item here, it will be deemed that his lump sum Tender Price includes all such items and no claims for additional items will be entertained. |  | Sum | 1 | 0 | 0 | 0 | 0 | 0 | 0 | 0 | 0 | 0 | 0 | 0 | 0 | 3216.1 | 3216.1
| Note | Note Details
3.35.14 | - | Please attach one PDF file to be named "Additional Items for (insert bill no/name & Section No/name)" for the details of these additional items in the additional attachment area in the Commercial Envelope.
3.36 BILL NO. 4.05 – ALUMINIUM AND METAL WORKS | [5 empty] | 15 (out of 15) | 193327 | 15 (out of 15) | 266240 | 15 (out of 15) | 266240 | 15 (out of 15) | 260144 | 15 (out of 15) | 279787 | 15 (out of 15) | 223606.94 | 15 (out of 15) | 231301.52
| Note | Note Details
3.36.1 | - | ALUMINUM, METAL & GLASS WORKS. ALL WORK IS TO BE READ IN CONJUNCTION WITH DRAWINGS AND SPECIFICATIONS
3.36.2 | - | ALUMINIUM DOORS AND WINDOWS
| Item Code | Description | Item Remarks | Unit of Measurement | Quantity/Base Price | Unit Price/Discount % | Total | Unit Price/Discount % | Total | Unit Price/Discount % | Total | Unit Price/Discount % | Total | Unit Price/Discount % | Total | Unit Price/Discount % | Total | Unit Price/Discount % | Total
3.36.3 | 4.05.01 | (*) Aluminium Window W001,1700x3520mm |  | nr | 16 | 3340 | 53440 | 5480 | 87680 | 5480 | 87680 | 5525 | 88400 | 5966 | 95456 | 3440.74 | 55051.84 | 4258.99 | 68143.84
3.36.4 | 4.05.02 | (*) Aluminium Window W002, 1400x1650mm |  | nr | 9 | 1289 | 11601 | 2360 | 21240 | 2360 | 21240 | 2361 | 21249 | 2303 | 20727 | 1750.38 | 15753.42 | 1644.1 | 14796.9
3.36.5 | 4.05.03 | (*) Aluminium Window W003,600x600mm |  | nr | 5 | 312 | 1560 | 360 | 1800 | 360 | 1800 | 551 | 2755 | 411 | 2055 | 344.16 | 1720.8 | 768.67 | 3843.35
3.36.6 | 4.05.04 | (*) Aluminium Window W004, 1700x2450mm |  | nr | 2 | 2325 | 4650 | 3940 | 7880 | 3940 | 7880 | 3747 | 7494 | 4153 | 8306 | 2740.59 | 5481.18 | 2964.36 | 5928.72
3.36.7 | 4.05.05 | (*) Aluminium Door SD10, 1000x2200mm |  | nr | 4 | 1426 | 5704 | 3285 | 13140 | 3285 | 13140 | 2290 | 9160 | 2581 | 10324 | 2610.56 | 10442.24 | 1622.46 | 6489.84
3.36.8 | 4.05.06 | (*) Aluminium Door SD11, 1400x2200mm |  | nr | 1 | 1996 | 1996 | 4500 | 4500 | 4500 | 4500 | 3380 | 3380 | 3613 | 3613 | 4000.86 | 4000.86 | 2271.44 | 2271.44
| Note | Note Details
3.36.9 | - | METAL DOORS
| Item Code | Description | Item Remarks | Unit of Measurement | Quantity/Base Price | Unit Price/Discount % | Total | Unit Price/Discount % | Total | Unit Price/Discount % | Total | Unit Price/Discount % | Total | Unit Price/Discount % | Total | Unit Price/Discount % | Total | Unit Price/Discount % | Total
3.36.10 | 4.05.07 | (*) Steel Door D07, 1000x2200mm |  | nr | 6 | 1210 | 7260 | 3000 | 18000 | 3000 | 18000 | 2500 | 15000 | 3403 | 20418 | 3075.93 | 18455.58 | 2093.78 | 12562.68
| Note | Note Details
3.36.11 | - | GLASS DOORS
| Item Code | Description | Item Remarks | Unit of Measurement | Quantity/Base Price | Unit Price/Discount % | Total | Unit Price/Discount % | Total | Unit Price/Discount % | Total | Unit Price/Discount % | Total | Unit Price/Discount % | Total | Unit Price/Discount % | Total | Unit Price/Discount % | Total
3.36.12 | 4.05.08 | (*) Glass Door MD03, 4650x2200mm |  | nr | 2 | 7366 | 14732 | 9900 | 19800 | 9900 | 19800 | 11078 | 22156 | 10206 | 20412 | 5486.19 | 10972.38 | 9135.49 | 18270.98
3.36.13 | 4.05.09 | (*) Glass Door MD04, 6300x2200mm |  | nr | 1 | 9980 | 9980 | 11700 | 11700 | 11700 | 11700 | 13550 | 13550 | 13842 | 13842 | 6796.47 | 6796.47 | 12377.12 | 12377.12
| Note | Note Details
3.36.14 | - | METAL WORKS
| Item Code | Description | Item Remarks | Unit of Measurement | Quantity/Base Price | Unit Price/Discount % | Total | Unit Price/Discount % | Total | Unit Price/Discount % | Total | Unit Price/Discount % | Total | Unit Price/Discount % | Total | Unit Price/Discount % | Total | Unit Price/Discount % | Total
3.36.15 | 4.05.10 | (*) Fabrication, painting and fixing of powder coated aluminium with height of 700 mm for Ramp |  | m | 27 | 468 | 12636 | 500 | 13500 | 500 | 13500 | 500 | 13500 | 587 | 15849 | 527 | 14229 | 682.89 | 18438.03
3.36.16 | 4.05.11 | (*) Fabrication, painting and fixing of powder coated aluminium handrail with height of 650 mm for window |  | m | 55 | 432 | 23760 | 900 | 49500 | 900 | 49500 | 500 | 27500 | 469 | 25795 | 527 | 28985 | 682.89 | 37558.95
3.36.17 | 4.05.12 | (*) Fabrication, painting and fixing of Cat Ladder |  | nr | 2 | 1620 | 3240 | 3000 | 6000 | 3000 | 6000 | 3500 | 7000 | 3867 | 7734 | 8501.84 | 17003.68 | 3053.04 | 6106.08
3.36.18 | 4.05.13 | (*) Fabrication & fixing of aluminium powder coated pergola with all support framework as per drawings and Specification. |  | nr | 1 | 3888 | 3888 | 8000 | 8000 | 8000 | 8000 | 4000 | 4000 | 5865 | 5865 | 6751.46 | 6751.46 | 3782.16 | 3782.16
3.36.19 | 4.05.14 | (*) Fabrication & fixing of fire rated fabric shade with all support framework as per drawings and Specification. |  | nr | 1 | 38880 | 38880 | 3500 | 3500 | 3500 | 3500 | 25000 | 25000 | 29391 | 29391 | 27963.03 | 27963.03 | 20731.43 | 20731.43
| Note | Note Details
3.36.20 | - | Contractor's Adjustment
| Item Code | Description | Item Remarks | Unit of Measurement | Quantity/Base Price | Unit Price/Discount % | Total | Unit Price/Discount % | Total | Unit Price/Discount % | Total | Unit Price/Discount % | Total | Unit Price/Discount % | Total | Unit Price/Discount % | Total | Unit Price/Discount % | Total
3.36.21 | 4.05.15 | (*) The Contractor may price here any new items or additional quantity for an existing BOQ item, which are shown in the Drawings or any other Tender/Contract Documents but overlooked or not specifically mentioned herein and is necessary for the satisfactory completion of the Works/this section. Should the Contractor fail to insert any item here, it will be deemed that his lump sum Tender Price includes all such items and no claims for additional items will be entertained. |  | Sum | 1 | 0 | 0 | 0 | 0 | 0 | 0 | 0 | 0 | 0 | 0 | 0 | 0 | 0 | 0
| Note | Note Details
3.36.22 | - | Please attach one PDF file to be named "Additional Items for (insert bill no/name & Section No/name)" for the details of these additional items in the additional attachment area in the Commercial Envelope.
3.37 BILL NO. 4.06 – WOODEN WORKS | [5 empty] | 9 (out of 9) | 30724 | 9 (out of 9) | 66795 | 9 (out of 9) | 66795 | 9 (out of 9) | 63010 | 9 (out of 9) | 61367 | 9 (out of 9) | 48651.58 | 9 (out of 9) | 42263.83
| Note | Note Details
3.37.1 | - | WOODEN WORKS
3.37.2 | - | Wooden joinery work is to be read in conjunction with the drawings and specification.
| Item Code | Description | Item Remarks | Unit of Measurement | Quantity/Base Price | Unit Price/Discount % | Total | Unit Price/Discount % | Total | Unit Price/Discount % | Total | Unit Price/Discount % | Total | Unit Price/Discount % | Total | Unit Price/Discount % | Total | Unit Price/Discount % | Total
3.37.3 | 4.06.01 | (*) Double swing Wooden Door-MD01,2000x2200mm |  | nr | 2 | 3548 | 7096 | 11940 | 23880 | 11940 | 23880 | 12209 | 24418 | 11019 | 22038 | 5502.96 | 11005.92 | 6556.5 | 13113
3.37.4 | 4.06.02 | (*) Double swing Wooden Door-MD01,2000x2200mm |  | nr | 1 | 3232 | 3232 | 8420 | 8420 | 8420 | 8420 | 4284 | 4284 | 11019 | 11019 | 4997.85 | 4997.85 | 6119.45 | 6119.45
3.37.5 | 4.06.03 | (*) Solid core flush Wooden Door-D05,1100x2200mm |  | nr | 1 | 1631 | 1631 | 3440 | 3440 | 3440 | 3440 | 4452 | 4452 | 2631 | 2631 | 2797.32 | 2797.32 | 1795.34 | 1795.34
3.37.6 | 4.06.04 | (*) Solid core flush Wooden Door-D06,1100x2200mm |  | nr | 2 | 1788 | 3576 | 3515 | 7030 | 3515 | 7030 | 3180 | 6360 | 2567 | 5134 | 3017.37 | 6034.74 | 1917.95 | 3835.9
3.37.7 | 4.06.05 | (*) Solid Panelled Wooden Door-D08,900x2200mm |  | nr | 3 | 1538 | 4614 | 1840 | 5520 | 1840 | 5520 | 2880 | 8640 | 2567 | 7701 | 2677.3 | 8031.9 | 1841.22 | 5523.66
3.37.8 | 4.06.06 | (*) Solid Panelled Wooden Door-D09,900x2200mm (1 Hr Fire Rated) |  | nr | 3 | 2578 | 7734 | 4835 | 14505 | 4835 | 14505 | 3552 | 10656 | 3250 | 9750 | 4357.72 | 13073.16 | 1841.22 | 5523.66
| Note | Note Details
3.37.9 | - | Vanity countertops; comprising 20 mm thick polished granite countertop; including all necessary plywood backing, timber framing, fixing accessories; all in accordance with the Specification
| Item Code | Description | Item Remarks | Unit of Measurement | Quantity/Base Price | Unit Price/Discount % | Total | Unit Price/Discount % | Total | Unit Price/Discount % | Total | Unit Price/Discount % | Total | Unit Price/Discount % | Total | Unit Price/Discount % | Total | Unit Price/Discount % | Total
3.37.10 | 4.06.07 | (*) 2250 x 600 mm Overall size; with 3 nr opening for wash basins |  | nr | 1 | 1598 | 1598 | 2250 | 2250 | 2250 | 2250 | 2280 | 2280 | 1740 | 1740 | 1522.26 | 1522.26 | 1502.09 | 1502.09
3.37.11 | 4.06.08 | (*) 1750 x 600 mm Overall size; with 2 nr opening for wash basins |  | nr | 1 | 1243 | 1243 | 1750 | 1750 | 1750 | 1750 | 1920 | 1920 | 1354 | 1354 | 1188.43 | 1188.43 | 1168.29 | 1168.29
| Note | Note Details
3.37.12 | - | Contractor's Adjustment
| Item Code | Description | Item Remarks | Unit of Measurement | Quantity/Base Price | Unit Price/Discount % | Total | Unit Price/Discount % | Total | Unit Price/Discount % | Total | Unit Price/Discount % | Total | Unit Price/Discount % | Total | Unit Price/Discount % | Total | Unit Price/Discount % | Total
3.37.13 | 4.06.09 | (*) The Contractor may price here any new items or additional quantity for an existing BOQ item, which are shown in the Drawings or any other Tender/Contract Documents but overlooked or not specifically mentioned herein and is necessary for the satisfactory completion of the Works/this section. Should the Contractor fail to insert any item here, it will be deemed that his lump sum Tender Price includes all such items and no claims for additional items will be entertained. |  | Sum | 1 | 0 | 0 | 0 | 0 | 0 | 0 | 0 | 0 | 0 | 0 | 0 | 0 | 3682.44 | 3682.44
| Note | Note Details
3.37.14 | - | Please attach one PDF file to be named "Additional Items for (insert bill no/name & Section No/name)" for the details of these additional items in the additional attachment area in the Commercial Envelope.
3.38 BILL NO. 4.07 – FLOOR, WALL AND CEILING FINISHES | [5 empty] | 29 (out of 29) | 321905 | 29 (out of 29) | 379257 | 29 (out of 29) | 379257 | 29 (out of 29) | 355291 | 29 (out of 29) | 579776 | 29 (out of 29) | 507942.5 | 29 (out of 29) | 454499.5
| Note | Note Details
3.38.1 | - | FLOORS, WALLS AND CEILING FINISHES
3.38.2 | - | FLOOR TILING
3.38.3 | - | Polished Porcelain floor tiles including screed 50mm thk. Compacted fine sand layer, bedding and jointing in cement and mortar 1:4 pointing and grouting with matching tile grout to the approval of the engineer as shown in the drawings.
| Item Code | Description | Item Remarks | Unit of Measurement | Quantity/Base Price | Unit Price/Discount % | Total | Unit Price/Discount % | Total | Unit Price/Discount % | Total | Unit Price/Discount % | Total | Unit Price/Discount % | Total | Unit Price/Discount % | Total | Unit Price/Discount % | Total
3.38.4 | 4.07.01 | (*) 600x600x8mm Polished Light Porcelain flooring tiles (F01) |  | m2 | 200 | 69 | 13800 | 130 | 26000 | 130 | 26000 | 134 | 26800 | 432 | 86400 | 266.08 | 53216 | 113.33 | 22666
3.38.5 | 4.07.02 | (*) Ditto. But 600x100x8 mm thk. Skirting (S02) |  | m | 75 | 19 | 1425 | 30 | 2250 | 30 | 2250 | 25 | 1875 | 55 | 4125 | 71.9 | 5392.5 | 28.97 | 2172.75
3.38.6 | 4.07.03 | (*) 600x600x8mm Polished Dark Porcelain flooring tiles (F02) |  | m2 | 50 | 69 | 3450 | 130 | 6500 | 130 | 6500 | 134 | 6700 | 432 | 21600 | 266.08 | 13304 | 127.48 | 6374
3.38.7 | 4.07.04 | (*) Ditto. But 600x100x8 mm thk. Skirting (S01) |  | m | 150 | 19 | 2850 | 30 | 4500 | 30 | 4500 | 25 | 3750 | 55 | 8250 | 71.9 | 10785 | 28.97 | 4345.5
3.38.8 | 4.07.05 | (*) 450x450x8mm Polished Porcelain flooring tiles (F03) |  | m2 | 245 | 65 | 15925 | 120 | 29400 | 120 | 29400 | 110 | 26950 | 390 | 95550 | 126.05 | 30882.25 | 126.47 | 30985.15
3.38.9 | 4.07.06 | (*) Ditto. But 450x100x8 mm thk. Skirting (S04) |  | m | 105 | 18 | 1890 | 25 | 2625 | 25 | 2625 | 23 | 2415 | 55 | 5775 | 39.89 | 4188.45 | 27.96 | 2935.8
3.38.10 | 4.07.07 | (*) 600x600x8mm Exterior Textured Porcelain flooring tiles (F07) |  | m2 | 22 | 77 | 1694 | 140 | 3080 | 140 | 3080 | 126 | 2772 | 390 | 8580 | 266.08 | 5853.76 | 107.26 | 2359.72
3.38.11 | 4.07.08 | (*) Ditto. But 600x100x8 mm thk. Skirting (S03) |  | m | 12 | 20 | 240 | 35 | 420 | 35 | 420 | 25 | 300 | 55 | 660 | 71.9 | 862.8 | 28.97 | 347.64
3.38.12 | 4.07.09 | (*) 8mm Exterior Textured Anti slip Porcelain flooring tiles (F08) |  | m2 | 25 | 77 | 1925 | 160 | 4000 | 160 | 4000 | 93 | 2325 | 390 | 9750 | 266.08 | 6652 | 101.19 | 2529.75
3.38.13 | 4.07.10 | (*) 8mm Exterior Textured Anti slip Porcelain flooring tiles for riser and treads (F09) |  | m | 42 | 77 | 3234 | 160 | 6720 | 160 | 6720 | 89 | 3738 | 321 | 13482 | 192.57 | 8087.94 | 90.25 | 3790.5
| Note | Note Details
3.38.14 | - | Ceramic floor tiles including screed 50mm thk. Compacted fine sand layer, bedding and jointing in cement and mortar 1:4 pointing and grouting with matching tile grout to the approval of the engineer as shown in the drawings.
| Item Code | Description | Item Remarks | Unit of Measurement | Quantity/Base Price | Unit Price/Discount % | Total | Unit Price/Discount % | Total | Unit Price/Discount % | Total | Unit Price/Discount % | Total | Unit Price/Discount % | Total | Unit Price/Discount % | Total | Unit Price/Discount % | Total
3.38.15 | 4.07.11 | (*) 300x300x8mm non slip Ceramic floor tiles (F03) |  | m2 | 70 | 65 | 4550 | 90 | 6300 | 90 | 6300 | 113 | 7910 | 321 | 22470 | 211.07 | 14774.9 | 81.98 | 5738.6
3.38.16 | 4.07.12 | (*) Ditto. But 300x100x8 mm thk. Skirting (S05) |  | m | 22 | 16 | 352 | 16 | 352 | 16 | 352 | 18 | 396 | 55 | 1210 | 71.9 | 1581.8 | 23.91 | 526.02
| Note | Note Details
3.38.17 | - | FLOOR PAINTING
| Item Code | Description | Item Remarks | Unit of Measurement | Quantity/Base Price | Unit Price/Discount % | Total | Unit Price/Discount % | Total | Unit Price/Discount % | Total | Unit Price/Discount % | Total | Unit Price/Discount % | Total | Unit Price/Discount % | Total | Unit Price/Discount % | Total
3.38.18 | 4.07.13 | (*) 50mm thk. Floated concrete screed with Epoxy coating (F06) |  | m2 | 20 | 57 | 1140 | 60 | 1200 | 60 | 1200 | 78 | 1560 | 74 | 1480 | 66.9 | 1338 | 63.1 | 1262
| Note | Note Details
3.38.19 | - | FLOOR COVERING
| Item Code | Description | Item Remarks | Unit of Measurement | Quantity/Base Price | Unit Price/Discount % | Total | Unit Price/Discount % | Total | Unit Price/Discount % | Total | Unit Price/Discount % | Total | Unit Price/Discount % | Total | Unit Price/Discount % | Total | Unit Price/Discount % | Total
3.38.20 | 4.07.14 | (*) Decorative Custom Carpet Flooring (F05) |  | m2 | 135 | 375 | 50625 | 300 | 40500 | 300 | 40500 | 325 | 43875 | 253 | 34155 | 311.9 | 42106.5 | 262.65 | 35457.75
| Note | Note Details
3.38.21 | - | THRESHOLD
| Item Code | Description | Item Remarks | Unit of Measurement | Quantity/Base Price | Unit Price/Discount % | Total | Unit Price/Discount % | Total | Unit Price/Discount % | Total | Unit Price/Discount % | Total | Unit Price/Discount % | Total | Unit Price/Discount % | Total | Unit Price/Discount % | Total
3.38.22 | 4.07.15 | (*) Threshold |  | m | 42 | 135 | 5670 | 90 | 3780 | 90 | 3780 | 65 | 2730 | 135 | 5670 | 161.33 | 6775.86 | 99.04 | 4159.68
| Note | Note Details
3.38.23 | - | WALL TILING
3.38.24 | - | Glazed ceramic wall tiles including cement & sand mortar backing 1:4 & Joint filling mortar with matching tile grout, complete as shown on drawings & to the approval of the Engineer
| Item Code | Description | Item Remarks | Unit of Measurement | Quantity/Base Price | Unit Price/Discount % | Total | Unit Price/Discount % | Total | Unit Price/Discount % | Total | Unit Price/Discount % | Total | Unit Price/Discount % | Total | Unit Price/Discount % | Total | Unit Price/Discount % | Total
3.38.25 | 4.07.16 | (*) 300x300x8mm thick light colour Ceramic tiles (W04) |  | m2 | 100 | 56 | 5600 | 90 | 9000 | 90 | 9000 | 88 | 8800 | 89 | 8900 | 117.75 | 11775 | 88.85 | 8885
3.38.26 | 4.07.17 | (*) 300x300x8mm thick light colour Ceramic tiles (W05) |  | m2 | 100 | 56 | 5600 | 90 | 9000 | 90 | 9000 | 88 | 8800 | 89 | 8900 | 117.75 | 11775 | 88.85 | 8885
| Note | Note Details
3.38.27 | - | WALL PAINTING AND DECORATION
| Item Code | Description | Item Remarks | Unit of Measurement | Quantity/Base Price | Unit Price/Discount % | Total | Unit Price/Discount % | Total | Unit Price/Discount % | Total | Unit Price/Discount % | Total | Unit Price/Discount % | Total | Unit Price/Discount % | Total | Unit Price/Discount % | Total
3.38.28 | 4.07.18 | (*) Plaster and Acrylic based washable emulsion paint to internal walls(W01) |  | m2 | 630 | 41 | 25830 | 48 | 30240 | 48 | 30240 | 49 | 30870 | 45 | 28350 | 47.42 | 29874.6 | 49.57 | 31229.1
3.38.29 | 4.07.19 | (*) Plaster and Alkyd based paint (W02) |  | m2 | 110 | 45 | 4950 | 50 | 5500 | 50 | 5500 | 52 | 5720 | 49 | 5390 | 53.5 | 5885 | 0 | 0
3.38.30 | 4.07.20 | (*) Plaster Render Acrylic based washable emulsion paint (W03) |  | m2 | 540 | 65 | 35100 | 100 | 54000 | 100 | 54000 | 49 | 26460 | 45 | 24300 | 75.5 | 40770 | 49.57 | 26767.8
3.38.31 | 4.07.21 | (*) Plaster and HERITAGE TEXTURE Acrylic paint ( External Finishes E01) |  | m2 | 720 | 65 | 46800 | 80 | 57600 | 80 | 57600 | 85 | 61200 | 95 | 68400 | 83.03 | 59781.6 | 77.44 | 55756.8
3.38.32 | 4.07.22 | (*) Plaster and epoxy paint to parapet from inside |  | m2 | 205 | 58 | 11890 | 48 | 9840 | 48 | 9840 | 55 | 11275 | 61 | 12505 | 69.91 | 14331.55 | 72.71 | 14905.55
| Note | Note Details
3.38.33 | - | Cistern Enclosure including 12.5 mm thick moisture resistance gypsum backing board, Granite top, plywood backing to granite top and complete
| Item Code | Description | Item Remarks | Unit of Measurement | Quantity/Base Price | Unit Price/Discount % | Total | Unit Price/Discount % | Total | Unit Price/Discount % | Total | Unit Price/Discount % | Total | Unit Price/Discount % | Total | Unit Price/Discount % | Total | Unit Price/Discount % | Total
3.38.34 | 4.07.23 | (*) 1000 x 200 x1200 mm overall size for Toilets |  | nr | 6 | 2037 | 12222 | 300 | 1800 | 300 | 1800 | 520 | 3120 | 2063 | 12378 | 483.98 | 2903.88 | 361.92 | 2171.52
3.38.35 | 4.07.24 | (*) 1825 x 200 x 1200 mm overall size for Disable Toilets |  | nr | 4 | 3237 | 12948 | 600 | 2400 | 600 | 2400 | 650 | 2600 | 2578 | 10312 | 702.3 | 2809.2 | 660.51 | 2642.04
3.38.36 | 4.07.25 | (*) GRC features on external elevation in various locations as shown in the drawings |  | Item | 1 | 13050 | 13050 | 10000 | 10000 | 10000 | 10000 | 9750 | 9750 | 23784 | 23784 | 17403.76 | 17403.76 | 27290.88 | 27290.88
| Note | Note Details
3.38.37 | - | CEILING PAINTING AND DECORATION
| Item Code | Description | Item Remarks | Unit of Measurement | Quantity/Base Price | Unit Price/Discount % | Total | Unit Price/Discount % | Total | Unit Price/Discount % | Total | Unit Price/Discount % | Total | Unit Price/Discount % | Total | Unit Price/Discount % | Total | Unit Price/Discount % | Total
3.38.38 | 4.07.26 | (*) 12mm thk. Plaster board ceiling including painting (C01) |  | m2 | 355 | 73 | 25915 | 100 | 35500 | 100 | 35500 | 104 | 36920 | 116 | 41180 | 250.05 | 88767.75 | 126.98 | 45077.9
3.38.39 | 4.07.27 | (*) 600x600x0.6mm Aluminium ceiling tiles with all accessories as shown on drawing and as specified (C02) |  | m2 | 70 | 81 | 5670 | 85 | 5950 | 85 | 5950 | 98 | 6860 | 116 | 8120 | 105.02 | 7351.4 | 134.56 | 9419.2
3.38.40 | 4.07.28 | (*) Plaster and washable emulsion paint to internal ceiling (C03) |  | m2 | 180 | 42 | 7560 | 60 | 10800 | 60 | 10800 | 49 | 8820 | 45 | 8100 | 48.4 | 8712 | 49.57 | 8922.6
| Note | Note Details
3.38.41 | - | Contractor's Adjustment
| Item Code | Description | Item Remarks | Unit of Measurement | Quantity/Base Price | Unit Price/Discount % | Total | Unit Price/Discount % | Total | Unit Price/Discount % | Total | Unit Price/Discount % | Total | Unit Price/Discount % | Total | Unit Price/Discount % | Total | Unit Price/Discount % | Total
3.38.42 | 4.07.29 | (*) The Contractor may price here any new items or additional quantity for an existing BOQ item, which are shown in the Drawings or any other Tender/Contract Documents but overlooked or not specifically mentioned herein and is necessary for the satisfactory completion of the Works/this section. Should the Contractor fail to insert any item here, it will be deemed that his lump sum Tender Price includes all such items and no claims for additional items will be entertained. |  | Sum | 1 | 0 | 0 | 0 | 0 | 0 | 0 | 0 | 0 | 0 | 0 | 0 | 0 | 86895.25 | 86895.25
| Note | Note Details
3.38.43 | - | Please attach one PDF file to be named "Additional Items for (insert bill no/name & Section No/name)" for the details of these additional items in the additional attachment area in the Commercial Envelope.
3.39 BILL NO. 4.08 – KITCHEN CABINETS | [5 empty] | 2 (out of 2) | 31840 | 2 (out of 2) | 24300 | 2 (out of 2) | 24300 | 2 (out of 2) | 12350 | 2 (out of 2) | 39602 | 2 (out of 2) | 42729.24 | 2 (out of 2) | 11528.5
| Note | Note Details
3.39.1 | - | KITCHEN CABINETS
| Item Code | Description | Item Remarks | Unit of Measurement | Quantity/Base Price | Unit Price/Discount % | Total | Unit Price/Discount % | Total | Unit Price/Discount % | Total | Unit Price/Discount % | Total | Unit Price/Discount % | Total | Unit Price/Discount % | Total | Unit Price/Discount % | Total
3.39.2 | 4.08.01 | (*) Supply & fix kitchen cabinet with Moisture resistant white Melamine MDF, shutters in post formed laminated MDF including Kitchen sink, Cooker Hood, Mixer and Counter Top all complete as per detail drawings and Specification. |  | nr | 2 | 15920 | 31840 | 12150 | 24300 | 12150 | 24300 | 6175 | 12350 | 19801 | 39602 | 21364.62 | 42729.24 | 11528.5 | 23057
| Note | Note Details
3.39.3 | - | Contractor's Adjustment
| Item Code | Description | Item Remarks | Unit of Measurement | Quantity/Base Price | Unit Price/Discount % | Total | Unit Price/Discount % | Total | Unit Price/Discount % | Total | Unit Price/Discount % | Total | Unit Price/Discount % | Total | Unit Price/Discount % | Total | Unit Price/Discount % | Total
3.39.4 | 4.08.02 | (*) The Contractor may price here any new items or additional quantity for an existing BOQ item, which are shown in the Drawings or any other Tender/Contract Documents but overlooked or not specifically mentioned herein and is necessary for the satisfactory completion of the Works/this section. Should the Contractor fail to insert any item here, it will be deemed that his lump sum Tender Price includes all such items and no claims for additional items will be entertained. |  | Sum | 1 | 0 | 0 | 0 | 0 | 0 | 0 | 0 | 0 | 0 | 0 | 0 | 0 | -11528.5 | -11528.5
| Note | Note Details
3.39.5 | - | Please attach one PDF file to be named "Additional Items for (insert bill no/name & Section No/name)" for the details of these additional items in the additional attachment area in the Commercial Envelope.
3.40 BILL NO. 4.09 – ELECTRICAL INSTALLATION AND FIRE FIGHTING | [5 empty] | 84 (out of 84) | 533928 | 84 (out of 84) | 507542 | 84 (out of 84) | 507542 | 84 (out of 84) | 624990 | 84 (out of 84) | 345993 | 84 (out of 84) | 552010.98 | 84 (out of 84) | 955876.25
| Note | Note Details
3.40.1 | - | ELECTRICAL WORKS
3.40.2 | - | ELECTRICAL INSTALLATIONS
3.40.3 | - | All equipment, material and accessories used in the electrical installation works shall conform strictly to the requirements of the specification and shall be verified to suitable for use on 400/230V, 50HZ AC supply.
| Item Code | Description | Item Remarks | Unit of Measurement | Quantity/Base Price | Unit Price/Discount % | Total | Unit Price/Discount % | Total | Unit Price/Discount % | Total | Unit Price/Discount % | Total | Unit Price/Discount % | Total | Unit Price/Discount % | Total | Unit Price/Discount % | Total
3.40.4 | 4.09.01 | (*) Allow for all works required & shown on drawings for house connection and incoming main installation including liaising and paying connection charges for acquiring main supply, coordination with AADC & ETISALT/ Service provider for obtaining permanent power and telephone connection to the Community Center, approvals from local authorities for various services like electricity, telephone, etc. also for complying with latest wiring regulations of the relevant authorities |  | Item | 1 | 533928 | 533928 | 12540 | 12540 | 12540 | 12540 | 57750 | 57750 | 12059 | 12059 | 0 | 0 | 0 | 0
| Note | Note Details
3.40.5 | - | MAINS DISTRIBUTION BOARD
| Item Code | Description | Item Remarks | Unit of Measurement | Quantity/Base Price | Unit Price/Discount % | Total | Unit Price/Discount % | Total | Unit Price/Discount % | Total | Unit Price/Discount % | Total | Unit Price/Discount % | Total | Unit Price/Discount % | Total | Unit Price/Discount % | Total
3.40.6 | 4.09.02 | (*) Supply, install, test & connect low voltage main distribution board comprising all breakers bus-bars, meters, indicator all in accordance with specification and as detailed in drawing. |  | nr | 1 | 0 | 0 | 9550 | 9550 | 9550 | 9550 | 48825 | 48825 | 7059 | 7059 | 14093.37 | 14093.37 | 0 | 0
| Note | Note Details
3.40.7 | - | FINAL DISTRIBUTION BOARDS
3.40.8 | - | Supply, install, test and connect all final distribution board MCB boards, including MCBIS-9ka contactor, cable termination etc… as specified and shown on drawings.
| Item Code | Description | Item Remarks | Unit of Measurement | Quantity/Base Price | Unit Price/Discount % | Total | Unit Price/Discount % | Total | Unit Price/Discount % | Total | Unit Price/Discount % | Total | Unit Price/Discount % | Total | Unit Price/Discount % | Total | Unit Price/Discount % | Total
3.40.9 | 4.09.03 | (*) LP-CC-G |  | nr | 1 | 0 | 0 | 1980 | 1980 | 1980 | 1980 | 2888 | 2888 | 2353 | 2353 | 1682.94 | 1682.94 | 0 | 0
3.40.10 | 4.09.04 | (*) PP-CC-G |  | nr | 1 | 0 | 0 | 2600 | 2600 | 2600 | 2600 | 3098 | 3098 | 3235 | 3235 | 1775.87 | 1775.87 | 0 | 0
3.40.11 | 4.09.05 | (*) UDB-CC-G |  | nr | 1 | 0 | 0 | 800 | 800 | 800 | 800 | 1890 | 1890 | 1294 | 1294 | 867.28 | 867.28 | 0 | 0
3.40.12 | 4.09.06 | (*) DB-CC-R |  | nr | 1 | 0 | 0 | 2614 | 2614 | 2614 | 2614 | 2048 | 2048 | 2118 | 2118 | 944.72 | 944.72 | 0 | 0
3.40.13 | 4.09.07 | (*) MCC-CC-R |  | nr | 1 | 0 | 0 | 8500 | 8500 | 8500 | 8500 | 26040 | 26040 | 6471 | 6471 | 5781.89 | 5781.89 | 0 | 0
| Note | Note Details
3.40.14 | - | UNINTERRUPTABLE POWER SUPPLY (UPS)
3.40.15 | - | Supply, installation, testing and commissioning of UPS system 50Hz. UPS unit including all necessary accessories, ancillary works and all materials required to complete installation as per specifications and drawings
| Item Code | Description | Item Remarks | Unit of Measurement | Quantity/Base Price | Unit Price/Discount % | Total | Unit Price/Discount % | Total | Unit Price/Discount % | Total | Unit Price/Discount % | Total | Unit Price/Discount % | Total | Unit Price/Discount % | Total | Unit Price/Discount % | Total
3.40.16 | 4.09.08 | (*) UPS, 8KVA - 30 Min. |  | nr | 1 | 0 | 0 | 30000 | 30000 | 30000 | 30000 | 17823 | 17823 | 29412 | 29412 | 26844.51 | 26844.51 | 0 | 0
| Note | Note Details
3.40.17 | - | CAPACITOR BANK (POWER FACTOR CORRECTION UNIT)
3.40.18 | - | Supply, installation, testing and commissioning of capacitor bank for 400V power supply system on main distribution board to improve power factor of the system to 0.92 as per specifications and drawings.
| Item Code | Description | Item Remarks | Unit of Measurement | Quantity/Base Price | Unit Price/Discount % | Total | Unit Price/Discount % | Total | Unit Price/Discount % | Total | Unit Price/Discount % | Total | Unit Price/Discount % | Total | Unit Price/Discount % | Total | Unit Price/Discount % | Total
3.40.19 | 4.09.09 | (*) 40 KVAR |  | nr | 1 | 0 | 0 | 7100 | 7100 | 7100 | 7100 | 10708 | 10708 | 7059 | 7059 | 12623.81 | 12623.81 | 0 | 0
| Note | Note Details
3.40.20 | - | ISOLATORS
3.40.21 | - | Supply, installation, connecting, testing and commissioning of isolators as specified below including pvc conduits, conduit fittings, boxes, earthing terminations, copper conductors, all fixings supports and all necessary works from the panel boards to isolators as per specifications and drawings.
| Item Code | Description | Item Remarks | Unit of Measurement | Quantity/Base Price | Unit Price/Discount % | Total | Unit Price/Discount % | Total | Unit Price/Discount % | Total | Unit Price/Discount % | Total | Unit Price/Discount % | Total | Unit Price/Discount % | Total | Unit Price/Discount % | Total
3.40.22 | 4.09.10 | (*) 20 A SPN isolator |  | nr | 1 | 0 | 0 | 330 | 330 | 330 | 330 | 1045 | 1045 | 235 | 235 | 478.25 | 478.25 | 0 | 0
3.40.23 | 4.09.11 | (*) 20A Weather proof SPN Isolator |  | nr | 20 | 0 | 0 | 335 | 6700 | 335 | 6700 | 1045 | 20900 | 235 | 4700 | 481.55 | 9631 | 0 | 0
3.40.24 | 4.09.12 | (*) 32A Weather proof SPN Isolator |  | nr | 1 | 0 | 0 | 370 | 370 | 370 | 370 | 1046 | 1046 | 304 | 304 | 532.93 | 532.93 | 0 | 0
3.40.25 | 4.09.13 | (*) 40A TP Isolator |  | nr | 1 | 0 | 0 | 400 | 400 | 400 | 400 | 1490 | 1490 | 515 | 515 | 563.32 | 563.32 | 0 | 0
3.40.26 | 4.09.14 | (*) 40A Weather proof TP Isolator |  | nr | 1 | 0 | 0 | 410 | 410 | 410 | 410 | 1490 | 1490 | 539 | 539 | 573.23 | 573.23 | 0 | 0
3.40.27 | 4.09.15 | (*) 63A Weather proof TP Isolator |  | nr | 1 | 0 | 0 | 560 | 560 | 560 | 560 | 1902 | 1902 | 953 | 953 | 687.22 | 687.22 | 0 | 0
3.40.28 | 4.09.16 | (*) 100A Weather proof TP Isolator |  | nr | 1 | 0 | 0 | 965 | 965 | 965 | 965 | 1976 | 1976 | 1388 | 1388 | 828.46 | 828.46 | 0 | 0
3.40.29 | 4.09.17 | (*) 125A Weather proof TP Isolator |  | nr | 1 | 0 | 0 | 1500 | 1500 | 1500 | 1500 | 2010 | 2010 | 1682 | 1682 | 1283.58 | 1283.58 | 0 | 0
| Note | Note Details
3.40.30 | - | CABLES
3.40.31 | - | Supply, installation, testing and commissioning of low voltage armoured XLPE insulated, PVC sheathed, copper conductors multicore cables as specified below including all conduits, cable trays, pull boxes, termination, identification, related civil works, fitting & fixation accessories as per specifications and drawings.
| Item Code | Description | Item Remarks | Unit of Measurement | Quantity/Base Price | Unit Price/Discount % | Total | Unit Price/Discount % | Total | Unit Price/Discount % | Total | Unit Price/Discount % | Total | Unit Price/Discount % | Total | Unit Price/Discount % | Total | Unit Price/Discount % | Total
3.40.32 | 4.09.18 | (*) MDB to LP-CC-G (4Cx10mm2 XLPE/SWA/PVC +1Cx10mm2 Y/G) |  | m | 10 | 0 | 0 | 35 | 350 | 35 | 350 | 28 | 280 | 35 | 350 | 52.41 | 524.1 | 0 | 0
3.40.33 | 4.09.19 | (*) MDB to PP-CC-G (4Cx25mm2 XLPE/SWA/PVC +1Cx16mm2 Y/G) |  | m | 10 | 0 | 0 | 60 | 600 | 60 | 600 | 43 | 430 | 53 | 530 | 96.31 | 963.1 | 0 | 0
3.40.34 | 4.09.20 | (*) MDB to MCC-CC-R (4Cx70mm2 XLPE/SWA/PVC +1Cx35mm2 Y/G) |  | m | 10 | 0 | 0 | 140 | 1400 | 140 | 1400 | 91 | 910 | 116 | 1160 | 222.71 | 2227.1 | 0 | 0
3.40.35 | 4.09.21 | (*) MDB to UDB-CC-G (4Cx10mm2 XLPE/SWA/PVC +1Cx10mm2 Y/G) |  | m | 20 | 0 | 0 | 35 | 700 | 35 | 700 | 23 | 460 | 35 | 700 | 52.4 | 1048 | 0 | 0
3.40.36 | 4.09.22 | (*) MDB to DB-CC-R (4Cx10mm2 XLPE/SWA/PVC +1Cx10mm2 Y/G) |  | m | 20 | 0 | 0 | 35 | 700 | 35 | 700 | 23 | 460 | 35 | 700 | 52.4 | 1048 | 0 | 0
3.40.37 | 4.09.23 | (*) MDB to CAPACITOR BANK (4Cx35mm2 XLPE/SWA/PVC +1Cx16mm2 Y/G) |  | m | 10 | 0 | 0 | 74 | 740 | 74 | 740 | 57 | 570 | 64 | 640 | 96.31 | 963.1 | 0 | 0
3.40.38 | 4.09.24 | (*) MDB to SPD (4Cx16mm2 XLPE/SWA/PVC +1Cx16mm2 Y/G) |  | m | 10 | 0 | 0 | 47 | 470 | 47 | 470 | 36 | 360 | 45 | 450 | 69.81 | 698.1 | 0 | 0
| Note | Note Details
3.40.39 | - | Switches including cables and conduits , box etc
3.40.40 | - | Supply, installation, connecting, testing and commissioning of lighting switches 10A, 230V & sensors as specified below including pvc conduits, conduit fittings, boxes, earthing terminations, copper conductors up to switches, accessories and all necessary civil works as per specifications and drawings.
| Item Code | Description | Item Remarks | Unit of Measurement | Quantity/Base Price | Unit Price/Discount % | Total | Unit Price/Discount % | Total | Unit Price/Discount % | Total | Unit Price/Discount % | Total | Unit Price/Discount % | Total | Unit Price/Discount % | Total | Unit Price/Discount % | Total
3.40.41 | 4.09.25 | (*) 1 gang 1 way Switch |  | nr | 13 | 0 | 0 | 240 | 3120 | 240 | 3120 | 134 | 1742 | 171 | 2223 | 326.68 | 4246.84 | 0 | 0
3.40.42 | 4.09.26 | (*) 2 gang 1 way Switch |  | nr | 1 | 0 | 0 | 280 | 280 | 280 | 280 | 138 | 138 | 176 | 176 | 335.76 | 335.76 | 0 | 0
3.40.43 | 4.09.27 | (*) 1 gang 2 way switch W/P |  | nr | 6 | 0 | 0 | 380 | 2280 | 380 | 2280 | 210 | 1260 | 214 | 1284 | 332.87 | 1997.22 | 0 | 0
3.40.44 | 4.09.28 | (*) 1 gang 1 way switch W/P |  | nr | 3 | 0 | 0 | 320 | 960 | 320 | 960 | 192 | 576 | 207 | 621 | 330.39 | 991.17 | 0 | 0
3.40.45 | 4.09.29 | (*) Movement sensor |  | nr | 5 | 0 | 0 | 2000 | 10000 | 2000 | 10000 | 532 | 2660 | 294 | 1470 | 681.44 | 3407.2 | 0 | 0
3.40.46 | 4.09.30 | (*) Occupancy sensor |  | nr | 3 | 0 | 0 | 1800 | 5400 | 1800 | 5400 | 532 | 1596 | 353 | 1059 | 681.44 | 2044.32 | 0 | 0
| Note | Note Details
3.40.47 | - | CIRCUIT WIRE IN PVC
3.40.48 | - | Supply, install and test the following including PVC conduits and accessories, wires, switches, socket and all other necessary accessories as per drawing and specification:
| Item Code | Description | Item Remarks | Unit of Measurement | Quantity/Base Price | Unit Price/Discount % | Total | Unit Price/Discount % | Total | Unit Price/Discount % | Total | Unit Price/Discount % | Total | Unit Price/Discount % | Total | Unit Price/Discount % | Total | Unit Price/Discount % | Total
3.40.49 | 4.09.31 | (*) 13A single switched socket |  | nr | 16 | 0 | 0 | 280 | 4480 | 280 | 4480 | 169 | 2704 | 169 | 2704 | 351.04 | 5616.64 | 0 | 0
3.40.50 | 4.09.32 | (*) 13A weather proof single switched socket |  | nr | 16 | 0 | 0 | 400 | 6400 | 400 | 6400 | 204 | 3264 | 194 | 3104 | 465.86 | 7453.76 | 0 | 0
3.40.51 | 4.09.33 | (*) 13A twin switched socket |  | nr | 51 | 0 | 0 | 320 | 16320 | 320 | 16320 | 180 | 9180 | 181 | 9231 | 360.13 | 18366.63 | 0 | 0
3.40.52 | 4.09.34 | (*) 13A weather proof twin switched socket |  | nr | 8 | 0 | 0 | 450 | 3600 | 450 | 3600 | 242 | 1936 | 206 | 1648 | 492.95 | 3943.6 | 0 | 0
3.40.53 | 4.09.35 | (*) 15A weather proof single switched socket |  | nr | 1 | 0 | 0 | 480 | 480 | 480 | 480 | 231 | 231 | 224 | 224 | 536.89 | 536.89 | 0 | 0
3.40.54 | 4.09.36 | (*) Floor Box with 13A twin switched socket |  | nr | 2 | 0 | 0 | 950 | 1900 | 950 | 1900 | 824 | 1648 | 1412 | 2824 | 341.13 | 682.26 | 0 | 0
3.40.55 | 4.09.37 | (*) 20A DP switch with outlet for A/C |  | nr | 1 | 0 | 0 | 350 | 350 | 350 | 350 | 198 | 198 | 186 | 186 | 341.13 | 341.13 | 0 | 0
3.40.56 | 4.09.38 | (*) Hand dryer outlet |  | nr | 2 | 0 | 0 | 350 | 700 | 350 | 700 | 198 | 396 | 169 | 338 | 347.33 | 694.66 | 0 | 0
3.40.57 | 4.09.39 | (*) Electrical Outlet For (Water Tape sensor, wifi Access point , Intercom unit) |  | nr | 16 | 0 | 0 | 280 | 4480 | 280 | 4480 | 169 | 2704 | 169 | 2704 | 355.17 | 5682.72 | 0 | 0
3.40.58 | 4.09.40 | (*) KWH meter outside the electrical room with GRP enclosure as per AADC requirements. |  | nr | 1 | 0 | 0 | 2500 | 2500 | 2500 | 2500 | 169 | 169 | 2941 | 2941 | 0 | 0 | 0 | 0
| Note | Note Details
3.40.59 | - | LIGHTING POINTS
3.40.60 | - | Supply, installation, connecting, testing and commissioning of lighting points including conduits, conduit fittings, boxes, copper conductors not less than 2.5 mm² wiring for lighting points, earthing terminations, accessories and all necessary civil works as per specifications and drawings.
| Item Code | Description | Item Remarks | Unit of Measurement | Quantity/Base Price | Unit Price/Discount % | Total | Unit Price/Discount % | Total | Unit Price/Discount % | Total | Unit Price/Discount % | Total | Unit Price/Discount % | Total | Unit Price/Discount % | Total | Unit Price/Discount % | Total
3.40.61 | 4.09.41 | (*) Lighting Point |  | nr | 202 | 0 | 0 | 340 | 68680 | 340 | 68680 | 111 | 22422 | 106 | 21412 | 309.74 | 62567.48 | 0 | 0
| Note | Note Details
3.40.62 | - | EARTHING SYSTEM
| Item Code | Description | Item Remarks | Unit of Measurement | Quantity/Base Price | Unit Price/Discount % | Total | Unit Price/Discount % | Total | Unit Price/Discount % | Total | Unit Price/Discount % | Total | Unit Price/Discount % | Total | Unit Price/Discount % | Total | Unit Price/Discount % | Total
3.40.63 | 4.09.42 | (*) Supply, installation, testing and commissioning of a complete protective earthing system for the building, earthing should be done with proper cables as per B.S including earthing pits, earthing electrodes, potential equalizing bar, bare copper conductors, fixing brackets, test links, suspensions, drilling, all necessary accessories, ancillary works and all materials required to complete installation as per specifications, drawings and to be approved from local authorities. |  | Item | 1 | 0 | 0 | 10000 | 10000 | 10000 | 10000 | 48355 | 48355 | 5882 | 5882 | 10807.29 | 10807.29 | 0 | 0
| Note | Note Details
3.40.64 | - | LIGHTNING PROTECTION SYSTEM
| Item Code | Description | Item Remarks | Unit of Measurement | Quantity/Base Price | Unit Price/Discount % | Total | Unit Price/Discount % | Total | Unit Price/Discount % | Total | Unit Price/Discount % | Total | Unit Price/Discount % | Total | Unit Price/Discount % | Total | Unit Price/Discount % | Total
3.40.65 | 4.09.43 | (*) Supply, installation, testing and commissioning of a complete lightning protection system for the building including air terminals, tinned bare copper conductors, all necessary accessories, ancillary works and all materials required to complete installation as per specifications and drawings and to be approved from local authorities . |  | Item | 1 | 0 | 0 | 35000 | 35000 | 35000 | 35000 | 75302 | 75302 | 8235 | 8235 | 33899.13 | 33899.13 | 0 | 0
| Note | Note Details
3.40.66 | - | LIGHT FITTINGS
3.40.67 | - | Supply, fix and terminate, light fixtures(as per drawing)
| Item Code | Description | Item Remarks | Unit of Measurement | Quantity/Base Price | Unit Price/Discount % | Total | Unit Price/Discount % | Total | Unit Price/Discount % | Total | Unit Price/Discount % | Total | Unit Price/Discount % | Total | Unit Price/Discount % | Total | Unit Price/Discount % | Total
3.40.68 | 4.09.44 | (*) F1 |  | nr | 14 | 0 | 0 | 900 | 12600 | 900 | 12600 | 198 | 2772 | 135 | 1890 | 623.63 | 8730.82 | 0 | 0
3.40.69 | 4.09.45 | (*) F2 |  | nr | 68 | 0 | 0 | 511 | 34748 | 511 | 34748 | 223 | 15164 | 112 | 7616 | 623.72 | 42412.96 | 0 | 0
3.40.70 | 4.09.46 | (*) F3 |  | nr | 45 | 0 | 0 | 554 | 24930 | 554 | 24930 | 233 | 10485 | 147 | 6615 | 842.24 | 37900.8 | 0 | 0
3.40.71 | 4.09.47 | (*) F4 |  | nr | 19 | 0 | 0 | 550 | 10450 | 550 | 10450 | 205 | 3895 | 359 | 6821 | 1465.5 | 27844.5 | 0 | 0
3.40.72 | 4.09.48 | (*) F5 |  | nr | 5 | 0 | 0 | 1102 | 5510 | 1102 | 5510 | 333 | 1665 | 359 | 1795 | 427.57 | 2137.85 | 0 | 0
3.40.73 | 4.09.49 | (*) F6 |  | nr | 3 | 0 | 0 | 160 | 480 | 160 | 480 | 236 | 708 | 206 | 618 | 1465.5 | 4396.5 | 0 | 0
3.40.74 | 4.09.50 | (*) F7 |  | nr | 4 | 0 | 0 | 200 | 800 | 200 | 800 | 336 | 1344 | 265 | 1060 | 1465.5 | 5862 | 0 | 0
3.40.75 | 4.09.51 | (*) F8 |  | nr | 12 | 0 | 0 | 594 | 7128 | 594 | 7128 | 293 | 3516 | 218 | 2616 | 1561.99 | 18743.88 | 0 | 0
3.40.76 | 4.09.52 | (*) F9 |  | nr | 4 | 0 | 0 | 5000 | 20000 | 5000 | 20000 | 310 | 1240 | 471 | 1884 | 829.5 | 3318 | 0 | 0
3.40.77 | 4.09.53 | (*) F10 |  | nr | 19 | 0 | 0 | 453 | 8607 | 453 | 8607 | 331 | 6289 | 159 | 3021 | 2103.66 | 39969.54 | 0 | 0
3.40.78 | 4.09.54 | (*) F11 |  | nr | 7 | 0 | 0 | 488 | 3416 | 488 | 3416 | 922 | 6454 | 182 | 1274 | 432.92 | 3030.44 | 0 | 0
3.40.79 | 4.09.55 | (*) F12 |  | nr | 2 | 0 | 0 | 502 | 1004 | 502 | 1004 | 2940 | 5880 | 676 | 1352 | 1603.4 | 3206.8 | 0 | 0
| Note | Note Details
3.40.80 | - | FIRE ALARM SYSTEM
3.40.81 | - | Supply, installation, connecting, testing and commissioning of fire alarm system as specified below including analogue addressable fire alarm control panel (FACP) complete with batteries and charger, software, cables, conduits, trunking, fire alarm devices like smoke detector, heat detectors, manual station, sounder, control module, monitor module ...etc. and all accessories required to complete installation as per Specification and drawings.
| Item Code | Description | Item Remarks | Unit of Measurement | Quantity/Base Price | Unit Price/Discount % | Total | Unit Price/Discount % | Total | Unit Price/Discount % | Total | Unit Price/Discount % | Total | Unit Price/Discount % | Total | Unit Price/Discount % | Total | Unit Price/Discount % | Total
3.40.82 | 4.09.56 | (*) Addressable fire alarm control panel 2 loops including complete interface with public address system. |  | nr | 1 | 0 | 0 | 13000 | 13000 | 13000 | 13000 | 13125 | 13125 | 5051 | 5051 | 7433.86 | 7433.86 | 0 | 0
3.40.83 | 4.09.57 | (*) Addressable smoke detector |  | nr | 15 | 0 | 0 | 150 | 2250 | 150 | 2250 | 289 | 4335 | 162 | 2430 | 139.38 | 2090.7 | 0 | 0
3.40.84 | 4.09.58 | (*) Addressable heat detector |  | nr | 2 | 0 | 0 | 200 | 400 | 200 | 400 | 578 | 1156 | 172 | 344 | 185.85 | 371.7 | 0 | 0
3.40.85 | 4.09.59 | (*) Multi smoke & heat detector |  | nr | 2 | 0 | 0 | 250 | 500 | 250 | 500 | 289 | 578 | 451 | 902 | 325.23 | 650.46 | 0 | 0
3.40.86 | 4.09.60 | (*) Addressable Aspiration type air sampling smoke detector |  | nr | 1 | 0 | 0 | 5000 | 5000 | 5000 | 5000 | 578 | 578 | 451 | 451 | 167.26 | 167.26 | 0 | 0
3.40.87 | 4.09.61 | (*) Addressable multi detector |  | nr | 2 | 0 | 0 | 250 | 500 | 250 | 500 | 389 | 778 | 451 | 902 | 325.23 | 650.46 | 0 | 0
3.40.88 | 4.09.62 | (*) Addressable Duct Smoke Detector |  | nr | 2 | 0 | 0 | 400 | 800 | 400 | 800 | 2701 | 5402 | 812 | 1624 | 167.26 | 334.52 | 0 | 0
3.40.89 | 4.09.63 | (*) Manual call point |  | nr | 3 | 0 | 0 | 120 | 360 | 120 | 360 | 473 | 1419 | 216 | 648 | 139.38 | 418.14 | 0 | 0
3.40.90 | 4.09.64 | (*) Fire alarm bell |  | nr | 5 | 0 | 0 | 250 | 1250 | 250 | 1250 | 788 | 3940 | 361 | 1805 | 185.85 | 929.25 | 0 | 0
3.40.91 | 4.09.65 | (*) Control Module |  | nr | 1 | 0 | 0 | 200 | 200 | 200 | 200 | 194 | 194 | 253 | 253 | 139.38 | 139.38 | 0 | 0
3.40.92 | 4.09.66 | (*) Fire alarm outlets complete with outlet boxes, pull boxes, conduits (PVC type in case of embedded in concrete or galvanized steel in case of exposed fixation), conduit fittings, trunking, fire resistant cables (105°C) and all other accessories |  | nr | 31 | 0 | 0 | 100 | 3100 | 100 | 3100 | 431 | 13361 | 245 | 7595 | 402.67 | 12482.77 | 0 | 0
| Note | Note Details
3.40.93 | - | Communication Systems
3.40.94 | - | Supply, installation, connecting, testing and commissioning of communication systems including all conduits, duct, wires, cables, boxes, socket outlet , utility connection and all accessories required to complete installation as per specifications, Etisalat requirements and drawings.
| Item Code | Description | Item Remarks | Unit of Measurement | Quantity/Base Price | Unit Price/Discount % | Total | Unit Price/Discount % | Total | Unit Price/Discount % | Total | Unit Price/Discount % | Total | Unit Price/Discount % | Total | Unit Price/Discount % | Total | Unit Price/Discount % | Total
3.40.95 | 4.09.67 | (*) Data rack 42U |  | nr | 1 | 0 | 0 | 3000 | 3000 | 3000 | 3000 | 2468 | 2468 | 3176 | 3176 | 7433.86 | 7433.86 | 0 | 0
3.40.96 | 4.09.68 | (*) Network switch 24 ports |  | nr | 1 | 0 | 0 | 2000 | 2000 | 2000 | 2000 | 2100 | 2100 | 14118 | 14118 | 0 | 0 | 0 | 0
3.40.97 | 4.09.69 | (*) POE switch 24 ports |  | nr | 1 | 0 | 0 | 2500 | 2500 | 2500 | 2500 | 26250 | 26250 | 4953 | 4953 | 0 | 0 | 0 | 0
3.40.98 | 4.09.70 | (*) UTP patch panel 24 ports |  | nr | 2 | 0 | 0 | 200 | 400 | 200 | 400 | 261 | 522 | 4953 | 9906 | 0 | 0 | 0 | 0
3.40.99 | 4.09.71 | (*) Fiber optic patch panel multi mode12 ports |  | nr | 1 | 0 | 0 | 400 | 400 | 400 | 400 | 1166 | 1166 | 588 | 588 | 0 | 0 | 0 | 0
3.40.100 | 4.09.72 | (*) Fiber optic patch panel single mode12 ports |  | nr | 1 | 0 | 0 | 250 | 250 | 250 | 250 | 1166 | 1166 | 1412 | 1412 | 0 | 0 | 0 | 0
3.40.101 | 4.09.73 | (*) Data socket |  | nr | 9 | 0 | 0 | 110 | 990 | 110 | 990 | 63 | 567 | 476 | 4284 | 392.34 | 3531.06 | 0 | 0
3.40.102 | 4.09.74 | (*) Telephone socket |  | nr | 7 | 0 | 0 | 100 | 700 | 100 | 700 | 63 | 441 | 476 | 3332 | 392.34 | 2746.38 | 0 | 0
3.40.103 | 4.09.75 | (*) TV socket |  | nr | 2 | 0 | 0 | 100 | 200 | 100 | 200 | 63 | 126 | 476 | 952 | 392.34 | 784.68 | 0 | 0
3.40.104 | 4.09.76 | (*) Wireless access point |  | nr | 4 | 0 | 0 | 250 | 1000 | 250 | 1000 | 63 | 252 | 476 | 1904 | 392.34 | 1569.36 | 0 | 0
3.40.105 | 4.09.77 | (*) Communication outlets including cat6 cables, conduits, boxes and all accessories |  | nr | 16 | 0 | 0 | 600 | 9600 | 600 | 9600 | 399 | 6384 | 0 | 0 | 0 | 0 | 0 | 0
| Note | Note Details
3.40.106 | - | IP CCTV System
3.40.107 | - | Supply, installation, connecting, testing and commissioning of IP CCTV system as specified below comprising of CCTV server with complete network video recorder, printers, monitor, programs and CCTV IP cameras including outlet boxes, pull boxes, conduits, conduit fittings, trunking, cables and all accessories required to complete installation as per specifications and drawings.
| Item Code | Description | Item Remarks | Unit of Measurement | Quantity/Base Price | Unit Price/Discount % | Total | Unit Price/Discount % | Total | Unit Price/Discount % | Total | Unit Price/Discount % | Total | Unit Price/Discount % | Total | Unit Price/Discount % | Total | Unit Price/Discount % | Total
3.40.108 | 4.09.78 | (*) Computer workstation including software, all required licenses and antivirus |  | nr | 1 | 0 | 0 | 20000 | 20000 | 20000 | 20000 | 43890 | 43890 | 9941 | 9941 | 47762.58 | 47762.58 | 0 | 0
3.40.109 | 4.09.79 | (*) Network video recorder (NVR) |  | nr | 1 | 0 | 0 | 27300 | 27300 | 27300 | 27300 | 0 | 0 | 47059 | 47059 | 0 | 0 | 0 | 0
3.40.110 | 4.09.80 | (*) 32 inch color monitoring screen (LCD) |  | nr | 1 | 0 | 0 | 2000 | 2000 | 2000 | 2000 | 0 | 0 | 1882 | 1882 | 929.23 | 929.23 | 0 | 0
3.40.111 | 4.09.81 | (*) Wall mounted IP camera, fixed type, weather proof, 1080p resolution |  | nr | 3 | 0 | 0 | 2000 | 6000 | 2000 | 6000 | 0 | 0 | 3529 | 10587 | 4181.55 | 12544.65 | 0 | 0
3.40.112 | 4.09.82 | (*) CCTV outlet including cat6 cables, conduits, boxes and all accessories |  | nr | 3 | 0 | 0 | 120 | 360 | 120 | 360 | 0 | 0 | 129 | 387 | 402.67 | 1208.01 | 0 | 0
| Note | Note Details
3.40.113 | - | SUNDRIES
| Item Code | Description | Item Remarks | Unit of Measurement | Quantity/Base Price | Unit Price/Discount % | Total | Unit Price/Discount % | Total | Unit Price/Discount % | Total | Unit Price/Discount % | Total | Unit Price/Discount % | Total | Unit Price/Discount % | Total | Unit Price/Discount % | Total
3.40.114 | 4.09.83 | (*) Allow for testing and commissioning |  | Item | 1 | 0 | 0 | 5000 | 5000 | 5000 | 5000 | 52500 | 52500 | 5882 | 5882 | 0 | 0 | 0 | 0
| Note | Note Details
3.40.115 | - | Contractor's Adjustment
| Item Code | Description | Item Remarks | Unit of Measurement | Quantity/Base Price | Unit Price/Discount % | Total | Unit Price/Discount % | Total | Unit Price/Discount % | Total | Unit Price/Discount % | Total | Unit Price/Discount % | Total | Unit Price/Discount % | Total | Unit Price/Discount % | Total
3.40.116 | 4.09.84 | (*) The Contractor may price here any new items or additional quantity for an existing BOQ item, which are shown in the Drawings or any other Tender/Contract Documents but overlooked or not specifically mentioned herein and is necessary for the satisfactory completion of the Works/this section. Should the Contractor fail to insert any item here, it will be deemed that his lump sum Tender Price includes all such items and no claims for additional items will be entertained. |  | Sum | 1 | 0 | 0 | 0 | 0 | 0 | 0 | 0 | 0 | 12891 | 12891 | 0 | 0 | 955876.25 | 955876.25
| Note | Note Details
3.40.117 | - | Please attach one PDF file to be named "Additional Items for (insert bill no/name & Section No/name)" for the details of these additional items in the additional attachment area in the Commercial Envelope.
3.41 BILL NO. 4.10 – SANITARY, WATER SUPPLY, DRAINAGE AND FIRE PROTECTION | [5 empty] | 62 (out of 62) | 112227 | 62 (out of 62) | 242431 | 62 (out of 62) | 242431 | 62 (out of 62) | 200014 | 62 (out of 62) | 173197 | 62 (out of 62) | 186209.03 | 62 (out of 62) | 0
| Note | Note Details
3.41.1 | - | SANITARY, WATER SUPPLY, DRAINAGE AND FIRE PROTECTION
| Item Code | Description | Item Remarks | Unit of Measurement | Quantity/Base Price | Unit Price/Discount % | Total | Unit Price/Discount % | Total | Unit Price/Discount % | Total | Unit Price/Discount % | Total | Unit Price/Discount % | Total | Unit Price/Discount % | Total | Unit Price/Discount % | Total
3.41.2 | 4.10.01 | (*) Allow for house connections including liaising and paying connection charges for acquiring main supply and return discharge to main lines, coordination with AADC / ADSSC for obtaining permanent connection to the Community Center, approvals from local authorities for various services like water, sewer, etc. also for complying with latest regulations of the relevant authorities. |  | Item | 1 | 112227 | 112227 | 4000 | 4000 | 4000 | 4000 | 5250 | 5250 | 5294 | 5294 | 0 | 0 | 0 | 0
| Note | Note Details
3.41.3 | - | WATER SUPPLY
3.41.4 | - | Supply and install cold & hot water pipe work from poly propylene random (PPR) with fittings including all builders work and utility connection etc.
3.41.5 | - | Pipes of all diameters as shown on the drawings in the running length fixing in support.
| Item Code | Description | Item Remarks | Unit of Measurement | Quantity/Base Price | Unit Price/Discount % | Total | Unit Price/Discount % | Total | Unit Price/Discount % | Total | Unit Price/Discount % | Total | Unit Price/Discount % | Total | Unit Price/Discount % | Total | Unit Price/Discount % | Total
3.41.6 | 4.10.02 | (*) 75 mm |  | m | 15 | 0 | 0 | 85 | 1275 | 85 | 1275 | 71 | 1065 | 129 | 1935 | 210.63 | 3159.45 | 0 | 0
3.41.7 | 4.10.03 | (*) 63 mm |  | m | 12 | 0 | 0 | 70 | 840 | 70 | 840 | 58 | 696 | 74 | 888 | 171.8 | 2061.6 | 0 | 0
3.41.8 | 4.10.04 | (*) 50 mm |  | m | 40 | 0 | 0 | 60 | 2400 | 60 | 2400 | 47 | 1880 | 56 | 2240 | 132.16 | 5286.4 | 0 | 0
3.41.9 | 4.10.05 | (*) 32 mm |  | m | 35 | 0 | 0 | 40 | 1400 | 40 | 1400 | 32 | 1120 | 32 | 1120 | 105.73 | 3700.55 | 0 | 0
3.41.10 | 4.10.06 | (*) 25 mm |  | m | 40 | 0 | 0 | 37 | 1480 | 37 | 1480 | 25 | 1000 | 28 | 1120 | 79.29 | 3171.6 | 0 | 0
3.41.11 | 4.10.07 | (*) 40mm |  | m | 40 | 0 | 0 | 50 | 2000 | 50 | 2000 | 42 | 1680 | 21 | 840 | 66.08 | 2643.2 | 0 | 0
3.41.12 | 4.10.08 | (*) 16 mm PPR Pipe embedded in walls |  | m | 120 | 0 | 0 | 29 | 3480 | 29 | 3480 | 20 | 2400 | 19 | 2280 | 52.86 | 6343.2 | 0 | 0
3.41.13 | 4.10.09 | (*) Insulation for exposed pipe work in roof using rigid fibber glass 25mm thick having density 28kg/m3 with glass reinforced aluminium foil/kraft paper laminate with canvas cloth foster coating. |  | Item | 1 | 0 | 0 | 4500 | 4500 | 4500 | 4500 | 5250 | 5250 | 1765 | 1765 | 1249.3 | 1249.3 | 0 | 0
3.41.14 | 4.10.10 | (*) Protection for under ground pipes by sleeves |  | Item | 1 | 0 | 0 | 1500 | 1500 | 1500 | 1500 | 5775 | 5775 | 353 | 353 | 567.86 | 567.86 | 0 | 0
| Note | Note Details
3.41.15 | - | OTHER VALVES
| Item Code | Description | Item Remarks | Unit of Measurement | Quantity/Base Price | Unit Price/Discount % | Total | Unit Price/Discount % | Total | Unit Price/Discount % | Total | Unit Price/Discount % | Total | Unit Price/Discount % | Total | Unit Price/Discount % | Total | Unit Price/Discount % | Total
3.41.16 | 4.10.11 | (*) Gate Valves |  | nr | 14 | 0 | 0 | 250 | 3500 | 250 | 3500 | 158 | 2212 | 76 | 1064 | 69.69 | 975.66 | 0 | 0
3.41.17 | 4.10.12 | (*) Angle Valves 1/2" |  | nr | 5 | 0 | 0 | 60 | 300 | 60 | 300 | 189 | 945 | 47 | 235 | 13.94 | 69.7 | 0 | 0
3.41.18 | 4.10.13 | (*) Float Ball Valve |  | nr | 2 | 0 | 0 | 100 | 200 | 100 | 200 | 347 | 694 | 118 | 236 | 278.77 | 557.54 | 0 | 0
3.41.19 | 4.10.14 | (*) Hose bib |  | nr | 4 | 0 | 0 | 200 | 800 | 200 | 800 | 101 | 404 | 44 | 176 | 41.82 | 167.28 | 0 | 0
3.41.20 | 4.10.15 | (*) Non Return Valves |  | nr | 2 | 0 | 0 | 85 | 170 | 85 | 170 | 126 | 252 | 212 | 424 | 167.26 | 334.52 | 0 | 0
3.41.21 | 4.10.16 | (*) Air Vent |  | Item | 1 | 0 | 0 | 1000 | 1000 | 1000 | 1000 | 1260 | 1260 | 588 | 588 | 146.35 | 146.35 | 0 | 0
3.41.22 | 4.10.17 | (*) UV- filteration system |  | Item | 1 | 0 | 0 | 11000 | 11000 | 11000 | 11000 | 9975 | 9975 | 5647 | 5647 | 2808.35 | 2808.35 | 0 | 0
| Note | Note Details
3.41.23 | - | Supply and install Electric Water Heaters and capacity as mentioned below in the drawings
| Item Code | Description | Item Remarks | Unit of Measurement | Quantity/Base Price | Unit Price/Discount % | Total | Unit Price/Discount % | Total | Unit Price/Discount % | Total | Unit Price/Discount % | Total | Unit Price/Discount % | Total | Unit Price/Discount % | Total | Unit Price/Discount % | Total
3.41.24 | 4.10.18 | (*) EWH 50 litter |  | nr | 1 | 0 | 0 | 550 | 550 | 550 | 550 | 467 | 467 | 441 | 441 | 255.54 | 255.54 | 0 | 0
3.41.25 | 4.10.19 | (*) EWH 30 litter |  | nr | 2 | 0 | 0 | 350 | 700 | 350 | 700 | 420 | 840 | 424 | 848 | 232.82 | 465.64 | 0 | 0
3.41.26 | 4.10.20 | (*) Supply & install horizontal / vertical type GRP water tank at ground floor level capacity as shown in drawings, complete with valves, fittings & all associated accessories & works as specified and shown on the drawings. |  | nr | 1 | 0 | 0 | 25528 | 25528 | 25528 | 25528 | 17588 | 17588 | 12941 | 12941 | 9653.7 | 9653.7 | 0 | 0
3.41.27 | 4.10.21 | (*) Ditto but capacity as shown in drawings to be installed at roof level |  | nr | 1 | 0 | 0 | 9000 | 9000 | 9000 | 9000 | 12863 | 12863 | 12941 | 12941 | 5068.19 | 5068.19 | 0 | 0
| Note | Note Details
3.41.28 | - | Supply & install water meter with GRP box 600x250x200 mm as per AA requirements.
| Item Code | Description | Item Remarks | Unit of Measurement | Quantity/Base Price | Unit Price/Discount % | Total | Unit Price/Discount % | Total | Unit Price/Discount % | Total | Unit Price/Discount % | Total | Unit Price/Discount % | Total | Unit Price/Discount % | Total | Unit Price/Discount % | Total
3.41.29 | 4.10.22 | (*) Meter 3/4'' Dia. |  | nr | 1 | 0 | 0 | 2500 | 2500 | 2500 | 2500 | 4410 | 4410 | 941 | 941 | 263.28 | 263.28 | 0 | 0
3.41.30 | 4.10.23 | (*) Supply & install testing & commissioning of fully packaged automatic water transfer pump set (one working & one stand by) complete with control panel switches etc, complete with all connections with foundation and covers |  | Item | 1 | 0 | 0 | 6000 | 6000 | 6000 | 6000 | 6405 | 6405 | 7882 | 7882 | 5199.83 | 5199.83 | 0 | 0
3.41.31 | 4.10.24 | (*) Ditto but booster pump set, 1 duty , 1 standby with pressure vessel with foundation and cover |  | Item | 1 | 0 | 0 | 8000 | 8000 | 8000 | 8000 | 9660 | 9660 | 11882 | 11882 | 7130.57 | 7130.57 | 0 | 0
3.41.32 | 4.10.25 | (*) External Pipes for water supply |  | Item | 1 | 0 | 0 | 10500 | 10500 | 10500 | 10500 | 6825 | 6825 | 588 | 588 | 2643.15 | 2643.15 | 0 | 0
| Note | Note Details
3.41.33 | - | DRAINAGE
3.41.34 | - | EXTERNAL PIPES
3.41.35 | - | Supply and install buried external drainage pipes in UPVC class 10 with all associated builder works and utility connection.
| Item Code | Description | Item Remarks | Unit of Measurement | Quantity/Base Price | Unit Price/Discount % | Total | Unit Price/Discount % | Total | Unit Price/Discount % | Total | Unit Price/Discount % | Total | Unit Price/Discount % | Total | Unit Price/Discount % | Total | Unit Price/Discount % | Total
3.41.36 | 4.10.26 | (*) 6'' dia. CL-10 |  | Item | 1 | 0 | 0 | 2000 | 2000 | 2000 | 2000 | 7875 | 7875 | 25 | 25 | 4863.4 | 4863.4 | 0 | 0
3.41.37 | 4.10.27 | (*) Supply and install 4" rain water pipes from rain water gutters as shown on the drawings. |  | Item | 1 | 0 | 0 | 1000 | 1000 | 1000 | 1000 | 6825 | 6825 | 353 | 353 | 2854.6 | 2854.6 | 0 | 0
3.41.38 | 4.10.28 | (*) Supply and install Roof Drain |  | nr | 3 | 0 | 0 | 1125 | 3375 | 1125 | 3375 | 68 | 204 | 729 | 2187 | 209.08 | 627.24 | 0 | 0
| Note | Note Details
3.41.39 | - | INTERNAL PIPES BS-4660 & 4514
3.41.40 | - | Rain , Vent , Soil and Waste pipe work PVC with fittings
| Item Code | Description | Item Remarks | Unit of Measurement | Quantity/Base Price | Unit Price/Discount % | Total | Unit Price/Discount % | Total | Unit Price/Discount % | Total | Unit Price/Discount % | Total | Unit Price/Discount % | Total | Unit Price/Discount % | Total | Unit Price/Discount % | Total
3.41.41 | 4.10.29 | (*) 4" dia. Internal Pipes and Fittings |  | m | 25 | 0 | 0 | 60 | 1500 | 60 | 1500 | 51 | 1275 | 39 | 975 | 171.8 | 4295 | 0 | 0
3.41.42 | 4.10.30 | (*) 3" dia. Internal Pipes and Fittings |  | m | 30 | 0 | 0 | 55 | 1650 | 55 | 1650 | 37 | 1110 | 42 | 1260 | 145.37 | 4361.1 | 0 | 0
3.41.43 | 4.10.31 | (*) 2" dia. Internal Pipes and Fittings |  | m | 45 | 0 | 0 | 50 | 2250 | 50 | 2250 | 34 | 1530 | 35 | 1575 | 118.94 | 5352.3 | 0 | 0
3.41.44 | 4.10.32 | (*) Supply and Install vent piping in uPVC according to the approved drawings, including cover on top. |  | Item | 1 | 0 | 0 | 700 | 700 | 700 | 700 | 5775 | 5775 | 353 | 353 | 1718.05 | 1718.05 | 0 | 0
| Note | Note Details
3.41.45 | - | Supply and install floor traps 4" in bathrooms, toilets, kitchens, balconies, and all wet rooms, with approved Chromium plate cover and grating.
| Item Code | Description | Item Remarks | Unit of Measurement | Quantity/Base Price | Unit Price/Discount % | Total | Unit Price/Discount % | Total | Unit Price/Discount % | Total | Unit Price/Discount % | Total | Unit Price/Discount % | Total | Unit Price/Discount % | Total | Unit Price/Discount % | Total
3.41.46 | 4.10.33 | (*) Floor Drain (PVC) 110x75x75mm |  | nr | 11 | 0 | 0 | 520 | 5720 | 520 | 5720 | 106 | 1166 | 229 | 2519 | 90.6 | 996.6 | 0 | 0
3.41.47 | 4.10.34 | (*) Supply and fix 110mm type Floor Clean Outs with covers as required |  | nr | 3 | 0 | 0 | 550 | 1650 | 550 | 1650 | 336 | 1008 | 176 | 528 | 76.66 | 229.98 | 0 | 0
3.41.48 | 4.10.35 | (*) Supply and fix 75mm type Floor Clean Outs with covers as required |  | nr | 5 | 0 | 0 | 520 | 2600 | 520 | 2600 | 336 | 1680 | 129 | 645 | 55.75 | 278.75 | 0 | 0
3.41.49 | 4.10.36 | (*) Supply and install Gully Trap (GT) with medium DI cover and all builder's work as per the relevant authority requirements. Cover and frame shall be light duty. |  | nr | 2 | 0 | 0 | 1600 | 3200 | 1600 | 3200 | 291 | 582 | 658 | 1316 | 115.64 | 231.28 | 0 | 0
3.41.50 | 4.10.37 | (*) Supply and install Grease Interceptor (GI) with medium DI cover and all builder's work as per the relevant authority requirements. Cover and frame shall be light duty. |  | nr | 1 | 0 | 0 | 15000 | 15000 | 15000 | 15000 | 242 | 242 | 3017 | 3017 | 4542.92 | 4542.92 | 0 | 0
3.41.51 | 4.10.38 | (*) Supply and install Inspection Chamber (IC) with medium DI cover and all builder's work as per the relevant authority requirements. Cover and frame shall be light duty. |  | nr | 2 | 0 | 0 | 3800 | 7600 | 3800 | 7600 | 2625 | 5250 | 1289 | 2578 | 206.5 | 413 | 0 | 0
| Note | Note Details
3.41.52 | - | BUILDER'S WORK
| Item Code | Description | Item Remarks | Unit of Measurement | Quantity/Base Price | Unit Price/Discount % | Total | Unit Price/Discount % | Total | Unit Price/Discount % | Total | Unit Price/Discount % | Total | Unit Price/Discount % | Total | Unit Price/Discount % | Total | Unit Price/Discount % | Total
3.41.53 | 4.10.39 | (*) Allow for all builder's work in connection with plumbing and drainage installation |  | Item | 1 | 0 | 0 | 7000 | 7000 | 7000 | 7000 | 15750 | 15750 | 0 | 0 | 0 | 0 | 0 | 0
| Note | Note Details
3.41.54 | - | SANITARY WARE
3.41.55 | - | Supply and installation of sanitary fittings including all necessary adhesive, fixing, nailing, screwing and the like as per specifications and as shown on drawings.
| Item Code | Description | Item Remarks | Unit of Measurement | Quantity/Base Price | Unit Price/Discount % | Total | Unit Price/Discount % | Total | Unit Price/Discount % | Total | Unit Price/Discount % | Total | Unit Price/Discount % | Total | Unit Price/Discount % | Total | Unit Price/Discount % | Total
3.41.56 | 4.10.40 | (*) Water Closet (WC) with concealed flush tank, flush plate, etc. |  | nr | 6 | 0 | 0 | 1500 | 9000 | 1500 | 9000 | 977 | 5862 | 1412 | 8472 | 2168.44 | 13010.64 | 0 | 0
3.41.57 | 4.10.41 | (*) Below counter wash basin |  | nr | 5 | 0 | 0 | 400 | 2000 | 400 | 2000 | 142 | 710 | 412 | 2060 | 510.22 | 2551.1 | 0 | 0
3.41.58 | 4.10.42 | (*) Wall hang wash basin |  | nr | 2 | 0 | 0 | 750 | 1500 | 750 | 1500 | 210 | 420 | 588 | 1176 | 605.89 | 1211.78 | 0 | 0
3.41.59 | 4.10.43 | (*) Janitor |  | nr | 1 | 0 | 0 | 653 | 653 | 653 | 653 | 263 | 263 | 1882 | 1882 | 994.93 | 994.93 | 0 | 0
3.41.60 | 4.10.44 | (*) Self closing with timer mixer |  | nr | 7 | 0 | 0 | 770 | 5390 | 770 | 5390 | 63 | 441 | 565 | 3955 | 382.67 | 2678.69 | 0 | 0
3.41.61 | 4.10.45 | (*) Liquid soap dispenser |  | nr | 4 | 0 | 0 | 191 | 764 | 191 | 764 | 74 | 296 | 306 | 1224 | 255.12 | 1020.48 | 0 | 0
3.41.62 | 4.10.46 | (*) Toilet paper holder with cover |  | nr | 6 | 0 | 0 | 100 | 600 | 100 | 600 | 63 | 378 | 82 | 492 | 114.8 | 688.8 | 0 | 0
3.41.63 | 4.10.47 | (*) Shut of spray with 1200mm hose, angle stop, bracket, etc. |  | nr | 6 | 0 | 0 | 120 | 720 | 120 | 720 | 63 | 378 | 88 | 528 | 153.07 | 918.42 | 0 | 0
3.41.64 | 4.10.48 | (*) Combine paper tower dispenser and waste bin |  | nr | 2 | 0 | 0 | 1200 | 2400 | 1200 | 2400 | 1575 | 3150 | 565 | 1130 | 1275.56 | 2551.12 | 0 | 0
3.41.65 | 4.10.49 | (*) Hand drayer |  | nr | 2 | 0 | 0 | 2138 | 4276 | 2138 | 4276 | 840 | 1680 | 447 | 894 | 1148 | 2296 | 0 | 0
3.41.66 | 4.10.50 | (*) Horizontal grab rail |  | nr | 2 | 0 | 0 | 400 | 800 | 400 | 800 | 525 | 1050 | 182 | 364 | 267.87 | 535.74 | 0 | 0
3.41.67 | 4.10.51 | (*) Vertical grab rail |  | nr | 2 | 0 | 0 | 250 | 500 | 250 | 500 | 525 | 1050 | 182 | 364 | 739.82 | 1479.64 | 0 | 0
3.41.68 | 4.10.52 | (*) kitchen sink |  | nr | 1 | 0 | 0 | 500 | 500 | 500 | 500 | 1575 | 1575 | 471 | 471 | 637.77 | 637.77 | 0 | 0
| Note | Note Details
3.41.69 | - | 6 mm Thick quality mirror; complete with plywood backing, framing, clips, support and all necessary accessories as required; fixed to concrete/block wall; all in accordance with the Specifications and subject to Engineer's approval
| Item Code | Description | Item Remarks | Unit of Measurement | Quantity/Base Price | Unit Price/Discount % | Total | Unit Price/Discount % | Total | Unit Price/Discount % | Total | Unit Price/Discount % | Total | Unit Price/Discount % | Total | Unit Price/Discount % | Total | Unit Price/Discount % | Total
3.41.70 | 4.10.53 | (*) 450 mm x 1150 mm High overall |  | nr | 2 | 0 | 0 | 300 | 600 | 300 | 600 | 263 | 526 | 400 | 800 | 0 | 0 | 0 | 0
3.41.71 | 4.10.54 | (*) 1515 mm x 1100 mm High overall |  | nr | 2 | 0 | 0 | 675 | 1350 | 675 | 1350 | 420 | 840 | 1289 | 2578 | 0 | 0 | 0 | 0
| Note | Note Details
3.41.72 | - | FIRE PROTECTION SYSTEM
3.41.73 | - | Supply & Install fire protection requirement and materials as specified shown on the drawing with requirement of civil defence, fire extinguishers;
3.41.74 | - | Fire Extinguishers
| Item Code | Description | Item Remarks | Unit of Measurement | Quantity/Base Price | Unit Price/Discount % | Total | Unit Price/Discount % | Total | Unit Price/Discount % | Total | Unit Price/Discount % | Total | Unit Price/Discount % | Total | Unit Price/Discount % | Total | Unit Price/Discount % | Total
3.41.75 | 4.10.55 | (*) CO2 fire extinguisher- 2.2 Kg |  | nr | 3 | 0 | 0 | 320 | 960 | 320 | 960 | 189 | 567 | 247 | 741 | 340.72 | 1022.16 | 0 | 0
3.41.76 | 4.10.56 | (*) Dry Powder Extinguisher |  | nr | 5 | 0 | 0 | 300 | 1500 | 300 | 1500 | 126 | 630 | 176 | 880 | 204.43 | 1022.15 | 0 | 0
3.41.77 | 4.10.57 | (*) Fire cabinet including (FHC-2) hose reel (25mm+30m length) +FE-1) include all accessories |  | nr | 2 | 0 | 0 | 13000 | 26000 | 13000 | 26000 | 4725 | 9450 | 17647 | 35294 | 7950.1 | 15900.2 | 0 | 0
| Note | Note Details
3.41.78 | - | Fire Department Connection:-
| Item Code | Description | Item Remarks | Unit of Measurement | Quantity/Base Price | Unit Price/Discount % | Total | Unit Price/Discount % | Total | Unit Price/Discount % | Total | Unit Price/Discount % | Total | Unit Price/Discount % | Total | Unit Price/Discount % | Total | Unit Price/Discount % | Total
3.41.79 | 4.10.58 | (*) Supply & Installing FDC (65x65x100mm) |  | nr | 1 | 0 | 0 | 10000 | 10000 | 10000 | 10000 | 5250 | 5250 | 4706 | 4706 | 5368.9 | 5368.9 | 0 | 0
| Note | Note Details
3.41.80 | - | Supply and install firewater pipe work from BS with fittings including all builders work and utility connection etc. Pipes of all diameters as shown on the drawings in the running length fixing in support.
| Item Code | Description | Item Remarks | Unit of Measurement | Quantity/Base Price | Unit Price/Discount % | Total | Unit Price/Discount % | Total | Unit Price/Discount % | Total | Unit Price/Discount % | Total | Unit Price/Discount % | Total | Unit Price/Discount % | Total | Unit Price/Discount % | Total
3.41.81 | 4.10.59 | (*) 40 mm |  | m | 45 | 0 | 0 | 90 | 4050 | 90 | 4050 | 58 | 2610 | 21 | 945 | 371.69 | 16726.05 | 0 | 0
3.41.82 | 4.10.60 | (*) 100 mm |  | m | 30 | 0 | 0 | 150 | 4500 | 150 | 4500 | 194 | 5820 | 59 | 1770 | 619.49 | 18584.7 | 0 | 0
| Note | Note Details
3.41.83 | - | Alarm Check Valve
| Item Code | Description | Item Remarks | Unit of Measurement | Quantity/Base Price | Unit Price/Discount % | Total | Unit Price/Discount % | Total | Unit Price/Discount % | Total | Unit Price/Discount % | Total | Unit Price/Discount % | Total | Unit Price/Discount % | Total | Unit Price/Discount % | Total
3.41.84 | 4.10.61 | (*) Supply & Installing ACV 80mm |  | nr | 1 | 0 | 0 | 6500 | 6500 | 6500 | 6500 | 5880 | 5880 | 10471 | 10471 | 2323.08 | 2323.08 | 0 | 0
| Note | Note Details
3.41.85 | - | Contractor's Adjustment
| Item Code | Description | Item Remarks | Unit of Measurement | Quantity/Base Price | Unit Price/Discount % | Total | Unit Price/Discount % | Total | Unit Price/Discount % | Total | Unit Price/Discount % | Total | Unit Price/Discount % | Total | Unit Price/Discount % | Total | Unit Price/Discount % | Total
3.41.86 | 4.10.62 | (*) The Contractor may price here any new items or additional quantity for an existing BOQ item, which are shown in the Drawings or any other Tender/Contract Documents but overlooked or not specifically mentioned herein and is necessary for the satisfactory completion of the Works/this section. Should the Contractor fail to insert any item here, it will be deemed that his lump sum Tender Price includes all such items and no claims for additional items will be entertained. |  | Sum | 1 | 0 | 0 | 0 | 0 | 0 | 0 | 0 | 0 | 0 | 0 | 0 | 0 | 0 | 0
| Note | Note Details
3.41.87 | - | Please attach one PDF file to be named "Additional Items for (insert bill no/name & Section No/name)" for the details of these additional items in the additional attachment area in the Commercial Envelope.
3.42 BILL NO. 4.11 – AIR CONDITIONING WORKS | [5 empty] | 35 (out of 35) | 503029 | 35 (out of 35) | 721070 | 35 (out of 35) | 721070 | 35 (out of 35) | 439983 | 35 (out of 35) | 447838 | 35 (out of 35) | 473377.28 | 35 (out of 35) | 0
| Note | Note Details
3.42.1 | - | AIR-CONDITIONING INSTALLATION
3.42.2 | - | METAL DUCT
3.42.3 | - | HVAC Ductwork HVAC/DW-142 standard and complete with duct hangers/supports, voids, fittings, flanges, flexible, duct connectors, wire mesh end covers, access doors, test, points for air/water and identification (insulation measured separately)
| Item Code | Description | Item Remarks | Unit of Measurement | Quantity/Base Price | Unit Price/Discount % | Total | Unit Price/Discount % | Total | Unit Price/Discount % | Total | Unit Price/Discount % | Total | Unit Price/Discount % | Total | Unit Price/Discount % | Total | Unit Price/Discount % | Total
3.42.4 | 4.11.01 | (*) Galvanized sheet Ductwork |  | kg | 2660 | 0 | 0 | 95 | 252700 | 95 | 252700 | 40 | 106400 | 41 | 109060 | 61.95 | 164787 | 0 | 0
| Note | Note Details
3.42.5 | - | DUCT INSULATION
3.42.6 | - | FSK faced rigid fiberglass insulation, secured to ducts by wrapped with fiber cloth and coated with sealfas insulation as specified
| Item Code | Description | Item Remarks | Unit of Measurement | Quantity/Base Price | Unit Price/Discount % | Total | Unit Price/Discount % | Total | Unit Price/Discount % | Total | Unit Price/Discount % | Total | Unit Price/Discount % | Total | Unit Price/Discount % | Total | Unit Price/Discount % | Total
3.42.7 | 4.11.02 | (*) 25mm thk. Insulation to internal ducts |  | m2 | 360 | 0 | 0 | 25 | 9000 | 25 | 9000 | 58 | 20880 | 53 | 19080 | 108.41 | 39027.6 | 0 | 0
3.42.8 | 4.11.03 | (*) 50mm thk. Insulation to exposed ducts |  | m2 | 160 | 0 | 0 | 45 | 7200 | 45 | 7200 | 58 | 9280 | 100 | 16000 | 154.87 | 24779.2 | 0 | 0
3.42.9 | 4.11.04 | (*) Aluminium Cladding for exposed ducts |  | Item | 1 | 503029 | 503029 | 10000 | 10000 | 10000 | 10000 | 13125 | 13125 | 2353 | 2353 | 41299.24 | 41299.24 | 0 | 0
| Note | Note Details
3.42.10 | - | DIFFUSERS, REGISTERS, AND GRILLES
3.42.11 | - | Air outlets from an approved manufacturer completed with opposed blade volume dampers ,plenum box with acoustical internal insulation fixed to ductwork as detailed in drawings including all integrals and fixtures as specified.
3.42.12 | - | Air Terminals
3.42.13 | - | Exhaust air ceiling diffuser fabricated of extruded aluminum and are polyester powder coated complete all accessories according to the drawings and specification.
| Item Code | Description | Item Remarks | Unit of Measurement | Quantity/Base Price | Unit Price/Discount % | Total | Unit Price/Discount % | Total | Unit Price/Discount % | Total | Unit Price/Discount % | Total | Unit Price/Discount % | Total | Unit Price/Discount % | Total | Unit Price/Discount % | Total
3.42.14 | 4.11.05 | (*) 150mm X 150mm |  | nr | 8 | 0 | 0 | 80 | 640 | 80 | 640 | 74 | 592 | 353 | 2824 | 446.03 | 3568.24 | 0 | 0
3.42.15 | 4.11.06 | (*) 200mm X 200mm |  | nr | 1 | 0 | 0 | 100 | 100 | 100 | 100 | 79 | 79 | 412 | 412 | 446.03 | 446.03 | 0 | 0
3.42.16 | 4.11.07 | (*) 350mm X 350mm |  | nr | 1 | 0 | 0 | 150 | 150 | 150 | 150 | 97 | 97 | 471 | 471 | 446.03 | 446.03 | 0 | 0
| Note | Note Details
3.42.17 | - | Supply air ceiling diffuser fabricated of extruded aluminum and are polyester powder coated complete all accessories according to the drawings and specification.
| Item Code | Description | Item Remarks | Unit of Measurement | Quantity/Base Price | Unit Price/Discount % | Total | Unit Price/Discount % | Total | Unit Price/Discount % | Total | Unit Price/Discount % | Total | Unit Price/Discount % | Total | Unit Price/Discount % | Total | Unit Price/Discount % | Total
3.42.18 | 4.11.08 | (*) 250mm X 250mm |  | nr | 3 | 0 | 0 | 120 | 360 | 120 | 360 | 79 | 237 | 471 | 1413 | 619.49 | 1858.47 | 0 | 0
3.42.19 | 4.11.09 | (*) 300mm X 300mm |  | nr | 6 | 0 | 0 | 150 | 900 | 150 | 900 | 97 | 582 | 471 | 2826 | 619.49 | 3716.94 | 0 | 0
3.42.20 | 4.11.10 | (*) 350mm X 350mm |  | nr | 3 | 0 | 0 | 160 | 480 | 160 | 480 | 97 | 291 | 647 | 1941 | 619.49 | 1858.47 | 0 | 0
| Note | Note Details
3.42.21 | - | Return air ceiling diffuser fabricated of extruded aluminum and are polyester powder coated complete all accessories according to the drawings and specification.
| Item Code | Description | Item Remarks | Unit of Measurement | Quantity/Base Price | Unit Price/Discount % | Total | Unit Price/Discount % | Total | Unit Price/Discount % | Total | Unit Price/Discount % | Total | Unit Price/Discount % | Total | Unit Price/Discount % | Total | Unit Price/Discount % | Total
3.42.22 | 4.11.11 | (*) 250mm X 250mm |  | nr | 2 | 0 | 0 | 115 | 230 | 115 | 230 | 79 | 158 | 294 | 588 | 569.93 | 1139.86 | 0 | 0
3.42.23 | 4.11.12 | (*) 300mm X 300mm |  | nr | 6 | 0 | 0 | 145 | 870 | 145 | 870 | 97 | 582 | 324 | 1944 | 569.93 | 3419.58 | 0 | 0
| Note | Note Details
3.42.24 | - | Supply air grill double deflection with adjustable blades fabricated of extruded aluminum and are polyester powder coated complete with opposed blade volume damper and all accessories according to the drawings and specification.
| Item Code | Description | Item Remarks | Unit of Measurement | Quantity/Base Price | Unit Price/Discount % | Total | Unit Price/Discount % | Total | Unit Price/Discount % | Total | Unit Price/Discount % | Total | Unit Price/Discount % | Total | Unit Price/Discount % | Total | Unit Price/Discount % | Total
3.42.25 | 4.11.13 | (*) 250mm X 150mm |  | nr | 1 | 0 | 0 | 70 | 70 | 70 | 70 | 158 | 158 | 471 | 471 | 1434.74 | 1434.74 | 0 | 0
3.42.26 | 4.11.14 | (*) 300mm X 200mm |  | nr | 1 | 0 | 0 | 80 | 80 | 80 | 80 | 189 | 189 | 529 | 529 | 1434.74 | 1434.74 | 0 | 0
3.42.27 | 4.11.15 | (*) 450mm X 150mm |  | nr | 1 | 0 | 0 | 90 | 90 | 90 | 90 | 200 | 200 | 529 | 529 | 1434.74 | 1434.74 | 0 | 0
| Note | Note Details
3.42.28 | - | Return air grill fabricated of extruded aluminum and are polyester powder coated complete with opposed blade volume damper and all accessories according to the drawings and specification.
| Item Code | Description | Item Remarks | Unit of Measurement | Quantity/Base Price | Unit Price/Discount % | Total | Unit Price/Discount % | Total | Unit Price/Discount % | Total | Unit Price/Discount % | Total | Unit Price/Discount % | Total | Unit Price/Discount % | Total | Unit Price/Discount % | Total
3.42.29 | 4.11.16 | (*) 250mm X 150mm |  | nr | 1 | 0 | 0 | 65 | 65 | 65 | 65 | 158 | 158 | 353 | 353 | 1784.13 | 1784.13 | 0 | 0
3.42.30 | 4.11.17 | (*) 450mm X 150mm |  | nr | 1 | 0 | 0 | 95 | 95 | 95 | 95 | 200 | 200 | 412 | 412 | 4460.32 | 4460.32 | 0 | 0
| Note | Note Details
3.42.31 | - | Exhaust air grill fabricated of extruded aluminum and are polyester powder coated complete with opposed blade volume damper and all accessories according to the drawings and specification.
| Item Code | Description | Item Remarks | Unit of Measurement | Quantity/Base Price | Unit Price/Discount % | Total | Unit Price/Discount % | Total | Unit Price/Discount % | Total | Unit Price/Discount % | Total | Unit Price/Discount % | Total | Unit Price/Discount % | Total | Unit Price/Discount % | Total
3.42.32 | 4.11.16 | (*) 150mm X 100mm |  | nr | 1 | 0 | 0 | 80 | 80 | 80 | 80 | 131 | 131 | 235 | 235 | 1784.13 | 1784.13 | 0 | 0
3.42.33 | 4.11.17 | (*) 350mm X 150mm |  | nr | 1 | 0 | 0 | 160 | 160 | 160 | 160 | 189 | 189 | 294 | 294 | 4460.32 | 4460.32 | 0 | 0
| Note | Note Details
3.42.34 | - | Supply Linear Slot Diffuser fabricated of extruded aluminum and polyester powder coated complete , opposed blade volume dampers ,plenum box with acoustical internal insulation, the spigot flexible duct shall control the flow from face of linear diffuser and all accessories according to drawings and specification.
| Item Code | Description | Item Remarks | Unit of Measurement | Quantity/Base Price | Unit Price/Discount % | Total | Unit Price/Discount % | Total | Unit Price/Discount % | Total | Unit Price/Discount % | Total | Unit Price/Discount % | Total | Unit Price/Discount % | Total | Unit Price/Discount % | Total
3.42.35 | 4.11.18 | (*) 25mm 2 slots, 12000 mm length |  | nr | 25 | 0 | 0 | 1800 | 45000 | 1800 | 45000 | 278 | 6950 | 2235 | 55875 | 613.29 | 15332.25 | 0 | 0
| Note | Note Details
3.42.36 | - | Return Linear Slot Diffuser fabricated of extruded aluminum and polyester powder coated complete, and all accessories according to drawings and specification.
| Item Code | Description | Item Remarks | Unit of Measurement | Quantity/Base Price | Unit Price/Discount % | Total | Unit Price/Discount % | Total | Unit Price/Discount % | Total | Unit Price/Discount % | Total | Unit Price/Discount % | Total | Unit Price/Discount % | Total | Unit Price/Discount % | Total
3.42.37 | 4.11.19 | (*) 25mm 2 slots 1200 mm length |  | nr | 20 | 0 | 0 | 1800 | 36000 | 1800 | 36000 | 278 | 5560 | 1529 | 30580 | 526.57 | 10531.4 | 0 | 0
| Note | Note Details
3.42.38 | - | PACKAGED AIR HANDLING UNIT
3.42.39 | - | Air handling unit complete with all integral accessories, filters, marine light in each section, DX coil, stainless steel drain pan and anti vibration mountings as per detail drawing, connected with condensing unit system including copper pipe, fittings such as flexible connections, unions, test plugs, thermometers, thermostat, all type of valves etc.,control system with control panel and final power supply connection as specified
3.42.40 | - | AHU / CU
| Item Code | Description | Item Remarks | Unit of Measurement | Quantity/Base Price | Unit Price/Discount % | Total | Unit Price/Discount % | Total | Unit Price/Discount % | Total | Unit Price/Discount % | Total | Unit Price/Discount % | Total | Unit Price/Discount % | Total | Unit Price/Discount % | Total
3.42.41 | 4.11.20 | (*) AHU-CC-01 Supply air 2032 L/S, Total Cooling Capacity 39.00 kW |  | nr | 1 | 0 | 0 | 122000 | 122000 | 122000 | 122000 | 73500 | 73500 | 61800 | 61800 | 27852.21 | 27852.21 | 0 | 0
3.42.42 | 4.11.21 | (*) AHU-CC-02 Supply air 3525 L/S, Total Cooling Capacity 104.80 kW |  | nr | 1 | 0 | 0 | 145000 | 145000 | 145000 | 145000 | 115500 | 115500 | 94776 | 94776 | 69150.42 | 69150.42 | 0 | 0
| Note | Note Details
3.42.43 | - | SPLIT ROOM AIR CONDITIONING
3.42.44 | - | Decorative-Split air conditioning unit high wall type consisting of indoor &outdoor (condensing unit), and use refrigerant 410 A at maximum EER as per estidama requirement (the fins to be coated by anti corrosion material) complete with cooling coil, air filter, fans, electrical motor, room thermostat (wireless type), with all required accessories according to drawings and specification (cooling only).
| Item Code | Description | Item Remarks | Unit of Measurement | Quantity/Base Price | Unit Price/Discount % | Total | Unit Price/Discount % | Total | Unit Price/Discount % | Total | Unit Price/Discount % | Total | Unit Price/Discount % | Total | Unit Price/Discount % | Total | Unit Price/Discount % | Total
3.42.45 | 4.11.22 | (*) AC-01/CU-01, Cooling Capacity 1.20 kW |  | nr | 1 | 0 | 0 | 3500 | 3500 | 3500 | 3500 | 26250 | 26250 | 3529 | 3529 | 1548.72 | 1548.72 | 0 | 0
| Note | Note Details
3.42.46 | - | HVAC Fans
3.42.47 | - | Exhaust air centrifugal inline fan complete with back draft damper, electric motor, weather proof housing,direct drive motor, control panel to be connected and interface with BMS system, and all required accessories according to drawings and specification.
| Item Code | Description | Item Remarks | Unit of Measurement | Quantity/Base Price | Unit Price/Discount % | Total | Unit Price/Discount % | Total | Unit Price/Discount % | Total | Unit Price/Discount % | Total | Unit Price/Discount % | Total | Unit Price/Discount % | Total | Unit Price/Discount % | Total
3.42.48 | 4.11.23 | (*) EF-CC-01, air flow rate 405 l/s |  | nr | 1 | 0 | 0 | 2500 | 2500 | 2500 | 2500 | 4200 | 4200 | 1529 | 1529 | 2171.31 | 2171.31 | 0 | 0
3.42.49 | 4.11.24 | (*) EF-CC-02, air flow rate 315 l/s |  | nr | 1 | 0 | 0 | 2100 | 2100 | 2100 | 2100 | 3570 | 3570 | 1176 | 1176 | 2492.41 | 2492.41 | 0 | 0
3.42.50 | 4.11.25 | (*) EF-CC-03, air flow rate 50 l/s |  | nr | 1 | 0 | 0 | 1000 | 1000 | 1000 | 1000 | 420 | 420 | 294 | 294 | 1220.39 | 1220.39 | 0 | 0
3.42.51 | 4.11.26 | (*) EF-CC-04, air flow rate 50 l/s |  | nr | 1 | 0 | 0 | 1000 | 1000 | 1000 | 1000 | 420 | 420 | 294 | 294 | 1220.39 | 1220.39 | 0 | 0
| Note | Note Details
3.42.52 | - | Terminal Units (CAV & VAV by Pass boxes)
3.42.53 | - | Basic unit consists of a diverter type damper, actuator, bypass port and selected pressure dependent controls, A balancing damper is required ahead of the inlet, thermostate ,
| Item Code | Description | Item Remarks | Unit of Measurement | Quantity/Base Price | Unit Price/Discount % | Total | Unit Price/Discount % | Total | Unit Price/Discount % | Total | Unit Price/Discount % | Total | Unit Price/Discount % | Total | Unit Price/Discount % | Total | Unit Price/Discount % | Total
3.42.54 | 4.11.27 | (*) BPB-2 |  | nr | 1 | 0 | 0 | 600 | 600 | 600 | 600 | 1260 | 1260 | 1780 | 1780 | 2581.2 | 2581.2 | 0 | 0
3.42.55 | 4.11.28 | (*) BPB-3 |  | nr | 3 | 0 | 0 | 700 | 2100 | 700 | 2100 | 1260 | 3780 | 2059 | 6177 | 2581.2 | 7743.6 | 0 | 0
3.42.56 | 4.11.29 | (*) BPB-4 |  | nr | 1 | 0 | 0 | 1000 | 1000 | 1000 | 1000 | 1260 | 1260 | 1765 | 1765 | 2581.2 | 2581.2 | 0 | 0
3.42.57 | 4.11.30 | (*) CAV |  | nr | 10 | 0 | 0 | 2000 | 20000 | 2000 | 20000 | 966 | 9660 | 1588 | 15880 | 2581.2 | 25812 | 0 | 0
3.42.58 | 4.11.31 | (*) Drain UPVC pipes from HVAC equipment to the nearest plumbing floor drain point including all fitting, bend and all ancillary connections as per drawings and specification. |  | Item | 1 | 0 | 0 | 6000 | 6000 | 6000 | 6000 | 7875 | 7875 | 1824 | 1824 | 0 | 0 | 0 | 0
3.42.59 | 4.11.32 | (*) Balancing, Testing, Commissioning of HVAC System: Shall include all equipment's and tools required in performing Testing, commissioning and operation of HVAC equipment, adjusting and air balancing of HVAC system. . |  | Item | 1 | 0 | 0 | 50000 | 50000 | 50000 | 50000 | 26250 | 26250 | 8824 | 8824 | 0 | 0 | 0 | 0
| Note | Note Details
3.42.60 | - | Contractor's Adjustment
| Item Code | Description | Item Remarks | Unit of Measurement | Quantity/Base Price | Unit Price/Discount % | Total | Unit Price/Discount % | Total | Unit Price/Discount % | Total | Unit Price/Discount % | Total | Unit Price/Discount % | Total | Unit Price/Discount % | Total | Unit Price/Discount % | Total
3.42.61 | 4.11.33 | (*) The Contractor may price here any new items or additional quantity for an existing BOQ item, which are shown in the Drawings or any other Tender/Contract Documents but overlooked or not specifically mentioned herein and is necessary for the satisfactory completion of the Works/this section. Should the Contractor fail to insert any item here, it will be deemed that his lump sum Tender Price includes all such items and no claims for additional items will be entertained. |  | Sum | 1 | 0 | 0 | 0 | 0 | 0 | 0 | 0 | 0 | 0 | 0 | 0 | 0 | 0 | 0
| Note | Note Details
3.42.62 | - | Please attach one PDF file to be named "Additional Items for (insert bill no/name & Section No/name)" for the details of these additional items in the additional attachment area in the Commercial Envelope.
3.43 BILL NO. 4.12 – EXTERNAL WORKS AND CAR PARKING | [5 empty] | 16 (out of 16) | 106684 | 16 (out of 16) | 197520 | 16 (out of 16) | 197520 | 16 (out of 16) | 276088 | 16 (out of 16) | 272437 | 16 (out of 16) | 172836.93 | 16 (out of 16) | 265790.69
| Note | Note Details
3.43.1 | - | EXTERNAL WORK
3.43.2 | - | Earthworks
3.43.3 | - | All Earthwork to be executed as shown in drawings and specified and/or as directed by the Engineer.
3.43.4 | - | Filling
| Item Code | Description | Item Remarks | Unit of Measurement | Quantity/Base Price | Unit Price/Discount % | Total | Unit Price/Discount % | Total | Unit Price/Discount % | Total | Unit Price/Discount % | Total | Unit Price/Discount % | Total | Unit Price/Discount % | Total | Unit Price/Discount % | Total
3.43.5 | 4.12.01 | (*) Embankment filling with imported natural material, 300mm thick; in two layers (each layer 15cm thick), including each layer compacted to at least 95% MDD with CBR >30%, as shown on drawings and as specified. |  | m3 | 330 | 51 | 16830 | 40 | 13200 | 40 | 13200 | 50 | 16500 | 19 | 6270 | 27.96 | 9226.8 | 33.31 | 10992.3
| Note | Note Details
3.43.6 | - | Kerbs, channels & edgings
3.43.7 | - | Kerb, channels and edgings; straight or curved complete as shown in drawings & specification including transition, concrete hunching, foundation, formwork, earthworks, backfilling, disposal of surplus excavated material on designated.
| Item Code | Description | Item Remarks | Unit of Measurement | Quantity/Base Price | Unit Price/Discount % | Total | Unit Price/Discount % | Total | Unit Price/Discount % | Total | Unit Price/Discount % | Total | Unit Price/Discount % | Total | Unit Price/Discount % | Total | Unit Price/Discount % | Total
3.43.8 | 4.12.02 | (*) Precast concrete upstand kerbs type "K" 600 x 150 x 250 mm straight or curved to radius exceeding 12m as per Drawing No. 7514-INF-SAD-TD-ROD-450, and specification |  | m | 105 | 94 | 9870 | 55 | 5775 | 55 | 5775 | 88 | 9240 | 68 | 7140 | 73.13 | 7678.65 | 82.75 | 8688.75
3.43.9 | 4.12.03 | (*) Precast concrete upstand kerbs type "K" 600 x 150 x 250 mm curved to radius not exceeding 12m as per Drawing No. 7514-INF-SAD-TD-ROD-450, and specification |  | m | 2 | 94 | 188 | 65 | 130 | 65 | 130 | 81 | 162 | 72 | 144 | 73.13 | 146.26 | 82.75 | 165.5
| Note | Note Details
3.43.10 | - | Light duty pavement
| Item Code | Description | Item Remarks | Unit of Measurement | Quantity/Base Price | Unit Price/Discount % | Total | Unit Price/Discount % | Total | Unit Price/Discount % | Total | Unit Price/Discount % | Total | Unit Price/Discount % | Total | Unit Price/Discount % | Total | Unit Price/Discount % | Total
3.43.11 | 4.12.04 | (*) Precast interlocking concrete paving blocks; (approved color, pattern and design) on and including 40 mm thick crushed sand bed,150 mm thick granular sub base, Granular Sub base CBR > 60% type II, depth 300mm thickin; two layers (each layer 15cm thick). Precast concrete block paving tiles; thickness 80mm and including 40mm thick sand bed |  | m2 | 510 | 54 | 27540 | 134 | 68340 | 134 | 68340 | 100 | 51000 | 190 | 96900 | 86.04 | 43880.4 | 90.72 | 46267.2
3.43.12 | 4.12.05 | (*) Concrete Pavers in concrete base Supply and installation of square Concrete Pavers, including 50mm crushed sand bedding, joint filling and compaction including concrete base. Pavement module with various 200x200x80mm as per detail. Material finish and color refer to hardscape schedule and Landscape detail. Paving type: P1 |  | m2 | 260 | 58 | 15080 | 125 | 32500 | 125 | 32500 | 225 | 58500 | 190 | 49400 | 129.06 | 33555.6 | 90.72 | 23587.2
3.43.13 | 4.12.06 | (*) Concrete Pavers in concrete base Supply and installation of square Concrete Pavers, including 50mm crushed sand bedding, joint filling and compaction including concrete base. Pavement module with various 200x200x80mm as per detail. Material finish and color refer to hardscape schedule and Landscape detail. Paving type: P2 |  | m2 | 75 | 58 | 4350 | 125 | 9375 | 125 | 9375 | 250 | 18750 | 190 | 14250 | 123.68 | 9276 | 90.72 | 6804
3.43.14 | 4.12.07 | (*) Concrete Pavers in concrete base Supply and installation of square Concrete Pavers, including 50mm crushed sand bedding, joint filling and compaction including concrete base. Pavement module with various 200x200x80mm as per detail. Material finish and color refer to hardscape schedule and Landscape detail. Paving type: P3 |  | m2 | 469 | 58 | 27202 | 125 | 58625 | 125 | 58625 | 225 | 105525 | 190 | 89110 | 129.06 | 60529.14 | 90.72 | 42547.68
3.43.15 | 4.12.08 | (*) Loose Gravel Supply and install loose pebbles (10-30mm diameter sieve size); 100mm thk. on compacted, cleaned surface and geo textile (120g/m2- overlap 200mm) as per landscape architect detail and specification. Allow for all incidental works, as per specification and Landscape Architect's instruction/approval. Material and color refer to hardscape schedule Landscape Architect's detail. Surface type: G1 |  | m2 | 32 | 26 | 832 | 50 | 1600 | 50 | 1600 | 63 | 2016 | 89 | 2848 | 48.4 | 1548.8 | 51.5 | 1648
| Note | Note Details
3.43.16 | - | Ancillaries - Traffic signs
3.43.17 | - | Non - illuminated
3.43.18 | - | In accordance with Traffic Control Devices Manual First Edition. 2014 of Department of Transport Abu Dhabi
3.43.19 | - | Warning and Regulatory Sign and Posts including all necessary Civil works
| Item Code | Description | Item Remarks | Unit of Measurement | Quantity/Base Price | Unit Price/Discount % | Total | Unit Price/Discount % | Total | Unit Price/Discount % | Total | Unit Price/Discount % | Total | Unit Price/Discount % | Total | Unit Price/Discount % | Total | Unit Price/Discount % | Total
3.43.20 | 4.12.09 | (*) Rectangular Sign Panel; size = 697x300mm Sign No. 397 |  | nr | 1 | 252 | 252 | 650 | 650 | 650 | 650 | 1125 | 1125 | 606 | 606 | 967.95 | 967.95 | 367.71 | 367.71
| Note | Note Details
3.43.21 | - | Surface Markings
3.43.22 | - | Ancillaries - Surface marking; Thermo Plastic Marking as specified
| Item Code | Description | Item Remarks | Unit of Measurement | Quantity/Base Price | Unit Price/Discount % | Total | Unit Price/Discount % | Total | Unit Price/Discount % | Total | Unit Price/Discount % | Total | Unit Price/Discount % | Total | Unit Price/Discount % | Total | Unit Price/Discount % | Total
3.43.23 | 4.12.10 | (*) Pavement disabled parking Symble: type 623.4 |  | nr | 2 | 180 | 360 | 2000 | 4000 | 2000 | 4000 | 500 | 1000 | 483 | 966 | 1043.24 | 2086.48 | 331.66 | 663.32
3.43.24 | 4.12.11 | (*) White continuous lines; 100 mm wide; type 621 |  | m | 70 | 18 | 1260 | 8 | 560 | 8 | 560 | 25 | 1750 | 4 | 280 | 4.52 | 316.4 | 14.21 | 994.7
3.43.25 | 4.12.12 | (*) Blue continuous lines; 100 mm wide; type 621 |  | m | 40 | 22 | 880 | 10 | 400 | 10 | 400 | 38 | 1520 | 4 | 160 | 6.99 | 279.6 | 14.21 | 568.4
3.43.26 | 4.12.13 | (*) White/Yellow/Blue chevron, Disabled Parking and hatch marking; type 657 & 658 |  | m2 | 15 | 36 | 540 | 75 | 1125 | 75 | 1125 | 250 | 3750 | 77 | 1155 | 45.17 | 677.55 | 71.07 | 1066.05
| Note | Note Details
3.43.27 | - | PAINTING
3.43.28 | - | Chlorinated rubber based quick drying paint applied in two coats to exposed faces of concrete kerbs and road separator; colour as per drawing/specification and as directed by the Engineer
| Item Code | Description | Item Remarks | Unit of Measurement | Quantity/Base Price | Unit Price/Discount % | Total | Unit Price/Discount % | Total | Unit Price/Discount % | Total | Unit Price/Discount % | Total | Unit Price/Discount % | Total | Unit Price/Discount % | Total | Unit Price/Discount % | Total
3.43.29 | 4.12.14 | (*) Painting on kerbs |  | m2 | 30 | 26 | 780 | 8 | 240 | 8 | 240 | 125 | 3750 | 21 | 630 | 17.21 | 516.3 | 42.64 | 1279.2
| Note | Note Details
3.43.30 | - | Signage for Community Center
| Item Code | Description | Item Remarks | Unit of Measurement | Quantity/Base Price | Unit Price/Discount % | Total | Unit Price/Discount % | Total | Unit Price/Discount % | Total | Unit Price/Discount % | Total | Unit Price/Discount % | Total | Unit Price/Discount % | Total | Unit Price/Discount % | Total
3.43.31 | 4.12.15 | (*) Address numbering signs for community center to comply with the authority requirements, specification and drawings |  | nr | 1 | 720 | 720 | 1000 | 1000 | 1000 | 1000 | 1500 | 1500 | 2578 | 2578 | 2151 | 2151 | 210.12 | 210.12
| Note | Note Details
3.43.32 | - | Contractor's Adjustment
| Item Code | Description | Item Remarks | Unit of Measurement | Quantity/Base Price | Unit Price/Discount % | Total | Unit Price/Discount % | Total | Unit Price/Discount % | Total | Unit Price/Discount % | Total | Unit Price/Discount % | Total | Unit Price/Discount % | Total | Unit Price/Discount % | Total
3.43.33 | 4.12.16 | (*) The Contractor may price here any new items or additional quantity for an existing BOQ item, which are shown in the Drawings or any other Tender/Contract Documents but overlooked or not specifically mentioned herein and is necessary for the satisfactory completion of the Works/this section. Should the Contractor fail to insert any item here, it will be deemed that his lump sum Tender Price includes all such items and no claims for additional items will be entertained. |  | Sum | 1 | 0 | 0 | 0 | 0 | 0 | 0 | 0 | 0 | 0 | 0 | 0 | 0 | 119940.56 | 119940.56
| Note | Note Details
3.43.34 | - | Please attach one PDF file to be named "Additional Items for (insert bill no/name & Section No/name)" for the details of these additional items in the additional attachment area in the Commercial Envelope.
3.44 BILL NO. 5 - JUMA'A MOSQUE | [5 empty] | 0 (out of 0) | 0 | 0 (out of 0) | 0 | 0 (out of 0) | 0 | 0 (out of 0) | 0 | 0 (out of 0) | 0 | 0 (out of 0) | 0 | 0 (out of 0) | 0
3.45 BILL NO. 5.01 – EARTHWORK & EXCAVATION | [5 empty] | 7 (out of 7) | 188791 | 7 (out of 7) | 189900 | 7 (out of 7) | 189900 | 7 (out of 7) | 143110 | 7 (out of 7) | 114862 | 7 (out of 7) | 140210.18 | 7 (out of 7) | 247190.35
| Note | Note Details
3.45.1 | - | EARTHWORKS
3.45.2 | - | SOIL INVESTIGATION
| Item Code | Description | Item Remarks | Unit of Measurement | Quantity/Base Price | Unit Price/Discount % | Total | Unit Price/Discount % | Total | Unit Price/Discount % | Total | Unit Price/Discount % | Total | Unit Price/Discount % | Total | Unit Price/Discount % | Total | Unit Price/Discount % | Total
3.45.3 | 5.01.01 | (*) Borehole, minimum 30 meters deep each including necessary site and laboratory test, Soil Investigation Report. |  | nr | 1 | 111 | 111 | 2700 | 2700 | 2700 | 2700 | 4200 | 4200 | 6961 | 6961 | 5807.71 | 5807.71 | 4398.75 | 4398.75
| Note | Note Details
3.45.4 | - | EARTHWORKS AND EXCAVATIONS
| Item Code | Description | Item Remarks | Unit of Measurement | Quantity/Base Price | Unit Price/Discount % | Total | Unit Price/Discount % | Total | Unit Price/Discount % | Total | Unit Price/Discount % | Total | Unit Price/Discount % | Total | Unit Price/Discount % | Total | Unit Price/Discount % | Total
3.45.5 | 5.01.02 | (*) General site clearance, levelling and preparation over the total area of the Plot |  | m2 | 2835 | 4 | 11340 | 2 | 5670 | 2 | 5670 | 4 | 11340 | 3 | 8505 | 1.81 | 5131.35 | 3.41 | 9667.35
3.45.6 | 5.01.03 | (*) Excavation up to a depth of 210cm from the existing ground to remove the loose top soil |  | m3 | 2420 | 8 | 19360 | 15 | 36300 | 15 | 36300 | 8 | 19360 | 6 | 14520 | 8.6 | 20812 | 15.15 | 36663
3.45.7 | 5.01.04 | (*) Backfilling & compaction with imported material up to the bottom of the raft slab, placed on the existing ground level as per the drawings |  | m3 | 1620 | 52 | 84240 | 40 | 64800 | 40 | 64800 | 24 | 38880 | 19 | 30780 | 28.39 | 45991.8 | 33.31 | 53962.2
3.45.8 | 5.01.05 | (*) Disposal of excavated surplus material to approved tip , including hauling (to designated location as may be instructed by the Engineer) |  | m3 | 3132 | 15 | 46980 | 15 | 46980 | 15 | 46980 | 20 | 62640 | 13 | 40716 | 10.76 | 33700.32 | 17.09 | 53525.88
3.45.9 | 5.01.06 | (*) Applying Chemical Anti-Termite material under building foundations, beams, ground slabs on grid and external perimeter of the building as specified, Allow for materials, labours, tools etc all as approved by the Engineer. |  | m2 | 6690 | 4 | 26760 | 5 | 33450 | 5 | 33450 | 1 | 6690 | 2 | 13380 | 4.3 | 28767 | 2.93 | 19601.7
| Note | Note Details
3.45.10 | - | Contractor's Adjustment
| Item Code | Description | Item Remarks | Unit of Measurement | Quantity/Base Price | Unit Price/Discount % | Total | Unit Price/Discount % | Total | Unit Price/Discount % | Total | Unit Price/Discount % | Total | Unit Price/Discount % | Total | Unit Price/Discount % | Total | Unit Price/Discount % | Total
3.45.11 | 5.01.07 | (*) The Contractor may price here any new items or additional quantity for an existing BOQ item, which are shown in the Drawings or any other Tender/Contract Documents but overlooked or not specifically mentioned herein and is necessary for the satisfactory completion of the Works/this section. Should the Contractor fail to insert any item here, it will be deemed that his lump sum Tender Price includes all such items and no claims for additional items will be entertained. |  | Sum | 1 | 0 | 0 | 0 | 0 | 0 | 0 | 0 | 0 | 0 | 0 | 0 | 0 | 69371.47 | 69371.47
| Note | Note Details
3.45.12 | - | Please attach one PDF file to be named "Additional Items for (insert bill no/name & Section No/name)" for the details of these additional items in the additional attachment area in the Commercial Envelope.
3.46 BILL NO. 5.02 – CONCRETE WORKS | [5 empty] | 20 (out of 20) | 2543116.5 | 20 (out of 20) | 2417260.5 | 20 (out of 20) | 2417260.5 | 20 (out of 20) | 2673238 | 20 (out of 20) | 2812223 | 20 (out of 20) | 2505650.645 | 20 (out of 20) | 3686131.685
| Note | Note Details
3.46.1 | - | SUB-STRUCTURE
3.46.2 | - | Plain in situ cement concrete in SRCas blinding layer including form work with compressive strength 20 N/mm2,in accordance with drawings Specification
| Item Code | Description | Item Remarks | Unit of Measurement | Quantity/Base Price | Unit Price/Discount % | Total | Unit Price/Discount % | Total | Unit Price/Discount % | Total | Unit Price/Discount % | Total | Unit Price/Discount % | Total | Unit Price/Discount % | Total | Unit Price/Discount % | Total
3.46.3 | 5.02.01 | (*) 100mm thick blinding under foundations as shown in drawings. |  | m3 | 92 | 270 | 24840 | 31 | 2852 | 31 | 2852 | 455 | 41860 | 475 | 43700 | 440.96 | 40568.32 | 343.61 | 31612.12
3.46.4 | 5.02.02 | (*) 50mm thick blinding under tie beams as shown in drawings. |  | m3 | 22 | 280 | 6160 | 23 | 506 | 23 | 506 | 455 | 10010 | 475 | 10450 | 440.96 | 9701.12 | 343.61 | 7559.42
3.46.5 | 5.02.03 | (*) 100mm thick blinding under slab on grade as shown in drawings. |  | m3 | 280 | 218 | 61040 | 31 | 8680 | 31 | 8680 | 455 | 127400 | 344 | 96320 | 440.96 | 123468.8 | 343.61 | 96210.8
| Note | Note Details
3.46.6 | - | Reinforced in situ cement concrete in MSRC including form work and reinforcement as detailed in drawing with compressive strength 40N/mm2 as specified.
| Item Code | Description | Item Remarks | Unit of Measurement | Quantity/Base Price | Unit Price/Discount % | Total | Unit Price/Discount % | Total | Unit Price/Discount % | Total | Unit Price/Discount % | Total | Unit Price/Discount % | Total | Unit Price/Discount % | Total | Unit Price/Discount % | Total
3.46.7 | 5.02.04 | (*) Footings |  | m3 | 480 | 536 | 257280 | 770 | 369600 | 770 | 369600 | 882 | 423360 | 798 | 383040 | 914.18 | 438806.4 | 922.01 | 442564.8
3.46.8 | 5.02.05 | (*) Tie beams |  | m3 | 210 | 1335 | 280350 | 1310 | 275100 | 1310 | 275100 | 1148 | 241080 | 1324 | 278040 | 914.18 | 191977.8 | 1705.49 | 358152.9
3.46.9 | 5.02.06 | (*) Ground beams |  | m3 | 70 | 1335 | 93450 | 1150 | 80500 | 1150 | 80500 | 1092 | 76440 | 1212 | 84840 | 914.18 | 63992.6 | 1845.51 | 129185.7
3.46.10 | 5.02.07 | (*) Columns neck and walls neck under the ground level |  | m3 | 38 | 1503 | 57114 | 2010 | 76380 | 2010 | 76380 | 1442 | 54796 | 2732 | 103816 | 967.95 | 36782.1 | 2379.99 | 90439.62
3.46.11 | 5.02.08 | (*) Steps and Ramp including foundation. |  | m3 | 10 | 948 | 9480 | 1000 | 10000 | 1000 | 10000 | 994 | 9940 | 1045 | 10450 | 914.18 | 9141.8 | 1813.86 | 18138.6
3.46.12 | 5.02.09 | (*) Slab on grade placed on the existing ground level after removing the loose top soil and compacting with imported material. |  | m3 | 420 | 443 | 186060 | 553 | 232260 | 553 | 232260 | 728 | 305760 | 756 | 317520 | 623.79 | 261991.8 | 679.53 | 285402.6
| Note | Note Details
3.46.13 | - | SUNDRIES
| Item Code | Description | Item Remarks | Unit of Measurement | Quantity/Base Price | Unit Price/Discount % | Total | Unit Price/Discount % | Total | Unit Price/Discount % | Total | Unit Price/Discount % | Total | Unit Price/Discount % | Total | Unit Price/Discount % | Total | Unit Price/Discount % | Total
3.46.14 | 5.02.10 | (*) 1 layers of 1000 gauge sheet laid under foundation, tie beams, ground beam, grade slab, etc. as shown in drawings |  | m2 | 3800 | 5 | 19000 | 5 | 19000 | 5 | 19000 | 3 | 11400 | 3 | 11400 | 3.23 | 12274 | 4.96 | 18848
3.46.15 | 5.02.11 | (*) Prepare surface & apply Fluid applied rubberized asphalt as per drawings and specifications |  | m2 | 8000 | 22 | 176000 | 7 | 56000 | 7 | 56000 | 10 | 80000 | 15 | 120000 | 26.89 | 215120 | 15.16 | 121280
| Note | Note Details
3.46.16 | - | SUPER-STRUCTURE
3.46.17 | - | Reinforced in situ cement concrete in OPC including form work and reinforcement as detailed in drawing with compressive strength 40N/mm2 as specified.
| Item Code | Description | Item Remarks | Unit of Measurement | Quantity/Base Price | Unit Price/Discount % | Total | Unit Price/Discount % | Total | Unit Price/Discount % | Total | Unit Price/Discount % | Total | Unit Price/Discount % | Total | Unit Price/Discount % | Total | Unit Price/Discount % | Total
3.46.18 | 5.02.12 | (*) Reinforced Concrete Columns and Walls |  | m3 | 175 | 1902 | 332850 | 1570 | 274750 | 1570 | 274750 | 1302 | 227850 | 1556 | 272300 | 967.95 | 169391.25 | 2028.51 | 354989.25
3.46.19 | 5.02.13 | (*) Reinforced Concrete Beams |  | m3 | 280 | 1426 | 399280 | 1200 | 336000 | 1200 | 336000 | 1204 | 337120 | 1236 | 346080 | 967.95 | 271026 | 1753.2 | 490896
| Note | Note Details
3.46.20 | - | Reinforcement Slabs
| Item Code | Description | Item Remarks | Unit of Measurement | Quantity/Base Price | Unit Price/Discount % | Total | Unit Price/Discount % | Total | Unit Price/Discount % | Total | Unit Price/Discount % | Total | Unit Price/Discount % | Total | Unit Price/Discount % | Total | Unit Price/Discount % | Total
3.46.21 | 5.02.14 | (*) Solid Slab with 120mm thick |  | m3 | 1.5 | 1195 | 1792.5 | 1275 | 1912.5 | 1275 | 1912.5 | 1148 | 1722 | 1264 | 1896 | 1021.73 | 1532.595 | 1409.01 | 2113.515
3.46.22 | 5.02.15 | (*) Solid Slab with 160mm thick |  | m3 | 120 | 1017 | 122040 | 1100 | 132000 | 1100 | 132000 | 1134 | 136080 | 1180 | 141600 | 1021.73 | 122607.6 | 1360.83 | 163299.6
3.46.23 | 5.02.16 | (*) Solid Slab with 180mm thick |  | m3 | 415 | 966 | 400890 | 1040 | 431600 | 1040 | 431600 | 1120 | 464800 | 1144 | 474760 | 1021.73 | 424017.95 | 1295.68 | 537707.2
3.46.24 | 5.02.17 | (*) Solid Slab with 240mm thick |  | m3 | 72 | 859 | 61848 | 960 | 69120 | 960 | 69120 | 1106 | 79632 | 1072 | 77184 | 1021.73 | 73564.56 | 1230.54 | 88598.88
3.46.25 | 5.02.18 | (*) MEP Pads |  | m3 | 36 | 1292 | 46512 | 1000 | 36000 | 1000 | 36000 | 1078 | 38808 | 952 | 34272 | 967.95 | 34846.2 | 1007.66 | 36275.76
3.46.26 | 5.02.19 | (*) Upstand |  | m3 | 5 | 1426 | 7130 | 1000 | 5000 | 1000 | 5000 | 1036 | 5180 | 911 | 4555 | 967.95 | 4839.75 | 1792.81 | 8964.05
| Note | Note Details
3.46.27 | - | Contractor's Adjustment
| Item Code | Description | Item Remarks | Unit of Measurement | Quantity/Base Price | Unit Price/Discount % | Total | Unit Price/Discount % | Total | Unit Price/Discount % | Total | Unit Price/Discount % | Total | Unit Price/Discount % | Total | Unit Price/Discount % | Total | Unit Price/Discount % | Total
3.46.28 | 5.02.20 | (*) The Contractor may price here any new items or additional quantity for an existing BOQ item, which are shown in the Drawings or any other Tender/Contract Documents but overlooked or not specifically mentioned herein and is necessary for the satisfactory completion of the Works/this section. Should the Contractor fail to insert any item here, it will be deemed that his lump sum Tender Price includes all such items and no claims for additional items will be entertained. |  | Sum | 1 | 0 | 0 | 0 | 0 | 0 | 0 | 0 | 0 | 0 | 0 | 0 | 0 | 403892.87 | 403892.87
| Note | Note Details
3.46.29 | - | Please attach one PDF file to be named "Additional Items for (insert bill no/name & Section No/name)" for the details of these additional items in the additional attachment area in the Commercial Envelope.
3.47 BILL NO. 5.03 – BLOCK WORKS | [5 empty] | 20 (out of 20) | 429487.5 | 20 (out of 20) | 581087 | 20 (out of 20) | 581087 | 20 (out of 20) | 531386.5 | 20 (out of 20) | 542298 | 20 (out of 20) | 609631.395 | 20 (out of 20) | 672260.685
| Note | Note Details
3.47.1 | - | CONCRETE MASONRY UNITS
3.47.2 | - | Hollow / Solid concrete masonry units bedded in mortar including reinforcement and anchoring where necessary as per drawings and Specification.
| Item Code | Description | Item Remarks | Unit of Measurement | Quantity/Base Price | Unit Price/Discount % | Total | Unit Price/Discount % | Total | Unit Price/Discount % | Total | Unit Price/Discount % | Total | Unit Price/Discount % | Total | Unit Price/Discount % | Total | Unit Price/Discount % | Total
3.47.3 | 5.03.01 | (*) Wall Type W01 & W02 |  | m2 | 693 | 129 | 89397 | 185 | 128205 | 185 | 128205 | 150 | 103950 | 175 | 121275 | 182.84 | 126708.12 | 155.83 | 107990.19
3.47.4 | 5.03.02 | (*) Wall Type W08 & W09 |  | m2 | 999 | 108 | 107892 | 135 | 134865 | 135 | 134865 | 124 | 123876 | 142 | 141858 | 136.59 | 136453.41 | 129.64 | 129510.36
3.47.5 | 5.03.03 | (*) Wall Type W10 |  | m2 | 159 | 108 | 17172 | 135 | 21465 | 135 | 21465 | 124 | 19716 | 142 | 22578 | 136.59 | 21717.81 | 129.64 | 20612.76
3.47.6 | 5.03.04 | (*) Wall Type W11 & W12 |  | m2 | 1279.5 | 63 | 80608.5 | 80 | 102360 | 80 | 102360 | 66 | 84447 | 76 | 97242 | 86.04 | 110088.18 | 84.15 | 107669.925
3.47.7 | 5.03.05 | (*) Wall Type W13 |  | m2 | 33 | 63 | 2079 | 80 | 2640 | 80 | 2640 | 66 | 2178 | 76 | 2508 | 86.04 | 2839.32 | 84.15 | 2776.95
3.47.8 | 5.03.06 | (*) Wall Type W14 |  | m2 | 72 | 63 | 4536 | 80 | 5760 | 80 | 5760 | 66 | 4752 | 76 | 5472 | 86.04 | 6194.88 | 84.15 | 6058.8
3.47.9 | 5.03.07 | (*) Wall Type W15 |  | m2 | 1231.5 | 53 | 65269.5 | 77 | 94825.5 | 77 | 94825.5 | 58 | 71427 | 66 | 81279 | 77.44 | 95367.36 | 69.04 | 85022.76
3.47.10 | 5.03.08 | (*) Wall Type W16 & W18 |  | m2 | 303 | 49 | 14847 | 77 | 23331 | 77 | 23331 | 58 | 17574 | 66 | 19998 | 77.44 | 23464.32 | 69.04 | 20919.12
3.47.11 | 5.03.09 | (*) Wall Type W17 |  | m2 | 216 | 49 | 10584 | 77 | 16632 | 77 | 16632 | 58 | 12528 | 66 | 14256 | 77.44 | 16727.04 | 69.04 | 14912.64
3.47.12 | 5.03.10 | (*) Wall Type W18 |  | m2 | 57 | 49 | 2793 | 77 | 4389 | 77 | 4389 | 58 | 3306 | 66 | 3762 | 77.44 | 4414.08 | 69.04 | 3935.28
3.47.13 | 5.03.11 | (*) Wall Type W19 |  | m2 | 12 | 49 | 588 | 77 | 924 | 77 | 924 | 58 | 696 | 66 | 792 | 77.44 | 929.28 | 69.04 | 828.48
3.47.14 | 5.03.12 | (*) Wall Type W20 |  | m2 | 223.5 | 49 | 10951.5 | 77 | 17209.5 | 77 | 17209.5 | 58 | 12963 | 76 | 16986 | 77.44 | 17307.84 | 69.04 | 15430.44
3.47.15 | 5.03.13 | (*) Wall Type W22 |  | m2 | 16.5 | 70 | 1155 | 108 | 1782 | 108 | 1782 | 63 | 1039.5 | 116 | 1914 | 91.42 | 1508.43 | 82.56 | 1362.24
3.47.16 | 5.03.14 | (*) Wall Type W23 |  | m2 | 19.5 | 70 | 1365 | 77 | 1501.5 | 77 | 1501.5 | 63 | 1228.5 | 0 | 0 | 91.42 | 1782.69 | 82.56 | 1609.92
3.47.17 | 5.03.15 | (*) Wall Type W24 |  | m2 | 67.5 | 92 | 6210 | 77 | 5197.5 | 77 | 5197.5 | 101 | 6817.5 | 76 | 5130 | 126.91 | 8566.425 | 109.9 | 7418.25
| Note | Note Details
3.47.18 | - | DAMP PROOF COURSE
| Item Code | Description | Item Remarks | Unit of Measurement | Quantity/Base Price | Unit Price/Discount % | Total | Unit Price/Discount % | Total | Unit Price/Discount % | Total | Unit Price/Discount % | Total | Unit Price/Discount % | Total | Unit Price/Discount % | Total | Unit Price/Discount % | Total
3.47.19 | 5.03.16 | (*) Dampproof course for all type of walls |  | item | 1 | 14040 | 14040 | 20000 | 20000 | 20000 | 20000 | 18750 | 18750 | 3624 | 3624 | 24807.2 | 24807.2 | 0 | 0
| Note | Note Details
3.47.20 | - | SUNDRIES
| Item Code | Description | Item Remarks | Unit of Measurement | Quantity/Base Price | Unit Price/Discount % | Total | Unit Price/Discount % | Total | Unit Price/Discount % | Total | Unit Price/Discount % | Total | Unit Price/Discount % | Total | Unit Price/Discount % | Total | Unit Price/Discount % | Total
3.47.21 | 5.03.17 | (*) Allow for horizontal reinforcing galvanized steel mesh. |  | Item | 1 | 0 | 0 | 0 | 0 | 0 | 0 | 20183 | 20183 | 0 | 0 | 0 | 0 | 0 | 0
3.47.22 | 5.03.18 | (*) Allow for galvanized ties between block partitions and concrete columns. |  | Item | 1 | 0 | 0 | 0 | 0 | 0 | 0 | 13455 | 13455 | 0 | 0 | 0 | 0 | 0 | 0
3.47.23 | 5.03.19 | (*) Allow for insulation between tops of concrete block partitions and underside of structure. |  | Item | 1 | 0 | 0 | 0 | 0 | 0 | 0 | 12500 | 12500 | 3624 | 3624 | 10755.01 | 10755.01 | 14674.91 | 14674.91
| Note | Note Details
3.47.24 | - | Contractor's Adjustment
| Item Code | Description | Item Remarks | Unit of Measurement | Quantity/Base Price | Unit Price/Discount % | Total | Unit Price/Discount % | Total | Unit Price/Discount % | Total | Unit Price/Discount % | Total | Unit Price/Discount % | Total | Unit Price/Discount % | Total | Unit Price/Discount % | Total
3.47.25 | 5.03.20 | (*) The Contractor may price here any new items or additional quantity for an existing BOQ item, which are shown in the Drawings or any other Tender/Contract Documents but overlooked or not specifically mentioned herein and is necessary for the satisfactory completion of the Works/this section. Should the Contractor fail to insert any item here, it will be deemed that his lump sum Tender Price includes all such items and no claims for additional items will be entertained. |  | Sum | 1 | 0 | 0 | 0 | 0 | 0 | 0 | 0 | 0 | 0 | 0 | 0 | 0 | 131527.66 | 131527.66
| Note | Note Details
3.47.26 | - | Please attach one PDF file to be named "Additional Items for (insert bill no/name & Section No/name)" for the details of these additional items in the additional attachment area in the Commercial Envelope.
3.48 BILL NO. 5.04 – WATERPROOFING AND ROOFING | [5 empty] | 11 (out of 11) | 474958.5 | 11 (out of 11) | 239092.5 | 11 (out of 11) | 239092.5 | 11 (out of 11) | 318480 | 11 (out of 11) | 620130 | 11 (out of 11) | 517407.045 | 11 (out of 11) | 652640.79
| Note | Note Details
3.48.1 | - | WATERPROOFING FOR ROOF AND TOP OF ROOF
| Item Code | Description | Item Remarks | Unit of Measurement | Quantity/Base Price | Unit Price/Discount % | Total | Unit Price/Discount % | Total | Unit Price/Discount % | Total | Unit Price/Discount % | Total | Unit Price/Discount % | Total | Unit Price/Discount % | Total | Unit Price/Discount % | Total
3.48.2 | 5.04.01 | (*) concrete Screed to slope |  | m2 | 2550 | 30 | 76500 | 24 | 61200 | 24 | 61200 | 18 | 45900 | 40 | 102000 | 26.89 | 68569.5 | 23.2 | 59160
3.48.3 | 5.04.02 | (*) Liquid Elastomeric |  | m2 | 2550 | 44 | 112200 | 8 | 20400 | 8 | 20400 | 12 | 30600 | 26 | 66300 | 21.51 | 54850.5 | 0 | 0
3.48.4 | 5.04.03 | (*) Polyurethane foam of thickness 35mm with density 45-50 kg/m3 |  | m2 | 2550 | 54 | 137700 | 36 | 91800 | 36 | 91800 | 36 | 91800 | 122 | 311100 | 31.19 | 79534.5 | 189.52 | 483276
3.48.5 | 5.04.04 | (*) Filter membrane |  | m2 | 2550 | 15 | 38250 | 5 | 12750 | 5 | 12750 | 3 | 7650 | 5 | 12750 | 25.81 | 65815.5 | 0 | 0
3.48.6 | 5.04.05 | (*) Gravel Paving as per drawings |  | m2 | 2550 | 36 | 91800 | 10 | 25500 | 10 | 25500 | 42 | 107100 | 32 | 81600 | 80.66 | 205683 | 11.37 | 28993.5
| Note | Note Details
3.48.7 | - | FLASHINGS
| Item Code | Description | Item Remarks | Unit of Measurement | Quantity/Base Price | Unit Price/Discount % | Total | Unit Price/Discount % | Total | Unit Price/Discount % | Total | Unit Price/Discount % | Total | Unit Price/Discount % | Total | Unit Price/Discount % | Total | Unit Price/Discount % | Total
3.48.8 | 5.04.06 | (*) 100x100mm angle fillet / tile |  | m | 930 | 4 | 3720 | 25 | 23250 | 25 | 23250 | 30 | 27900 | 27 | 25110 | 16.13 | 15000.9 | 4.36 | 4054.8
| Note | Note Details
3.48.9 | - | KITCHEN, STORE, BATHROOMS, WET AREAS & BALCONIES
| Item Code | Description | Item Remarks | Unit of Measurement | Quantity/Base Price | Unit Price/Discount % | Total | Unit Price/Discount % | Total | Unit Price/Discount % | Total | Unit Price/Discount % | Total | Unit Price/Discount % | Total | Unit Price/Discount % | Total | Unit Price/Discount % | Total
3.48.10 | 5.04.09 | (*) Prepare surface and apply 2 coats of rubberised bitumen emulsion for G.F Wet areas. |  | m2 | 240 | 31 | 7440 | 5 | 1200 | 5 | 1200 | 12 | 2880 | 52 | 12480 | 48.4 | 11616 | 36.52 | 8764.8
3.48.11 | 5.04.10 | (*) ditto, Vertically, 300 mm high |  | m | 330 | 18 | 5940 | 2 | 660 | 2 | 660 | 4 | 1320 | 16 | 5280 | 37.64 | 12421.2 | 14.21 | 4689.3
3.48.12 | 5.04.11 | (*) Torch applied 4mm thick modified SBS bitumen waterproofing membrane insulation(double layer) for F.F wet areas including one coat of bitumen primer as specified |  | m2 | 28.5 | 21 | 598.5 | 55 | 1567.5 | 55 | 1567.5 | 60 | 1710 | 90 | 2565 | 77.97 | 2222.145 | 55 | 1567.5
3.48.13 | 5.04.12 | (*) ditto, Vertically, 300 mm high |  | m | 45 | 18 | 810 | 17 | 765 | 17 | 765 | 36 | 1620 | 21 | 945 | 37.64 | 1693.8 | 21.79 | 980.55
| Note | Note Details
3.48.14 | - | Contractor's Adjustment
| Item Code | Description | Item Remarks | Unit of Measurement | Quantity/Base Price | Unit Price/Discount % | Total | Unit Price/Discount % | Total | Unit Price/Discount % | Total | Unit Price/Discount % | Total | Unit Price/Discount % | Total | Unit Price/Discount % | Total | Unit Price/Discount % | Total
3.48.15 | 5.04.13 | (*) The Contractor may price here any new items or additional quantity for an existing BOQ item, which are shown in the Drawings or any other Tender/Contract Documents but overlooked or not specifically mentioned herein and is necessary for the satisfactory completion of the Works/this section. Should the Contractor fail to insert any item here, it will be deemed that his lump sum Tender Price includes all such items and no claims for additional items will be entertained. |  | Sum | 1 | 0 | 0 | 0 | 0 | 0 | 0 | 0 | 0 | 0 | 0 | 0 | 0 | 61154.34 | 61154.34
| Note | Note Details
3.48.16 | - | Please attach one PDF file to be named "Additional Items for (insert bill no/name & Section No/name)" for the details of these additional items in the additional attachment area in the Commercial Envelope.
3.49 BILL NO. 5.05 – ALUMINIUM AND METAL WORKS | [5 empty] | 20 (out of 20) | 175717 | 20 (out of 20) | 307995 | 20 (out of 20) | 307995 | 20 (out of 20) | 287215 | 20 (out of 20) | 366720 | 20 (out of 20) | 290487.71 | 20 (out of 20) | 385563.4
| Note | Note Details
3.49.1 | - | ALUMINUM & METAL WORK ALL ALUMINUM WORK IS TO BE READ IN CONJUNCTION WITH DRAWINGS
3.49.2 | - | ALUMINIUM DOORS AND WINDOWS
3.49.3 | - | Mosque
| Item Code | Description | Item Remarks | Unit of Measurement | Quantity/Base Price | Unit Price/Discount % | Total | Unit Price/Discount % | Total | Unit Price/Discount % | Total | Unit Price/Discount % | Total | Unit Price/Discount % | Total | Unit Price/Discount % | Total | Unit Price/Discount % | Total
3.49.4 | 5.05.01 | (*) Double Swing Louver Door - SD06, 2000x2200mm |  | nr | 1 | 2852 | 2852 | 5005 | 5005 | 5005 | 5005 | 3946 | 3946 | 5162 | 5162 | 4811.04 | 4811.04 | 3244.91 | 3244.91
3.49.5 | 5.05.02 | (*) Single Swing Door - SD07, 1000x2200mm |  | nr | 4 | 1426 | 5704 | 3290 | 13160 | 3290 | 13160 | 2238 | 8952 | 2581 | 10324 | 2606.56 | 10426.24 | 2093.78 | 8375.12
3.49.6 | 5.05.03 | (*) Aluminium Fixed Window W01, 1400x5400mm |  | nr | 11 | 4219 | 46409 | 4660 | 51260 | 4660 | 51260 | 6110 | 67210 | 8868 | 97548 | 5326.15 | 58587.65 | 5380.68 | 59187.48
3.49.7 | 5.05.04 | (*) Aluminium Fixed Window W02,800x1800mm |  | nr | 27 | 804 | 21708 | 690 | 18630 | 690 | 18630 | 1051 | 28377 | 1436 | 38772 | 1230.27 | 33217.29 | 1024.89 | 27672.03
3.49.8 | 5.05.05 | (*) Aluminium Fixed Window W03,600x1800mm |  | nr | 18 | 700 | 12600 | 515 | 9270 | 515 | 9270 | 867 | 15606 | 1079 | 19422 | 1040.22 | 18723.96 | 768.67 | 13836.06
3.49.9 | 5.05.06 | (*) Aluminium Fixed Window W04,3600x600mm |  | nr | 4 | 1206 | 4824 | 1345 | 5380 | 1345 | 5380 | 1733 | 6932 | 2154 | 8616 | 1930.42 | 7721.68 | 1537.34 | 6149.36
3.49.10 | 5.05.07 | (*) Aluminium Fixed Window W05,3450x600mm |  | nr | 4 | 1156 | 4624 | 1335 | 5340 | 1335 | 5340 | 1714 | 6856 | 2065 | 8260 | 1930.42 | 7721.68 | 1473.28 | 5893.12
3.49.11 | 5.05.08 | (*) Aluminium Fixed Window W06,3300x600mm |  | nr | 2 | 1105 | 2210 | 1160 | 2320 | 1160 | 2320 | 1581 | 3162 | 2065 | 4130 | 1930.42 | 3860.84 | 1409.23 | 2818.46
3.49.12 | 5.05.09 | (*) Aluminium Fixed Window W07,3250x600mm |  | nr | 2 | 1089 | 2178 | 1150 | 2300 | 1150 | 2300 | 1562 | 3124 | 2065 | 4130 | 1930.42 | 3860.84 | 1387.87 | 2775.74
| Note | Note Details
3.49.13 | - | Imam & Mu' Athen's Residence
| Item Code | Description | Item Remarks | Unit of Measurement | Quantity/Base Price | Unit Price/Discount % | Total | Unit Price/Discount % | Total | Unit Price/Discount % | Total | Unit Price/Discount % | Total | Unit Price/Discount % | Total | Unit Price/Discount % | Total | Unit Price/Discount % | Total
3.49.14 | 5.05.10 | (*) Aluminium Swing Window W001,1600x1400mm |  | nr | 8 | 1452 | 11616 | 2220 | 17760 | 2220 | 17760 | 2409 | 19272 | 2234 | 17872 | 1645.36 | 13162.88 | 1594.28 | 12754.24
3.49.15 | 5.05.11 | (*) Aluminium Swing Window W002,1400x1300mm |  | nr | 2 | 1180 | 2360 | 1890 | 3780 | 1890 | 3780 | 2142 | 4284 | 1815 | 3630 | 1385.3 | 2770.6 | 1295.35 | 2590.7
3.49.16 | 5.05.12 | (*) Aluminium Swing Window W003,1100x1400mm |  | nr | 1 | 998 | 998 | 790 | 790 | 790 | 790 | 1194 | 1194 | 1536 | 1536 | 1295.28 | 1295.28 | 1096.06 | 1096.06
| Note | Note Details
3.49.17 | - | METAL WORKS
| Item Code | Description | Item Remarks | Unit of Measurement | Quantity/Base Price | Unit Price/Discount % | Total | Unit Price/Discount % | Total | Unit Price/Discount % | Total | Unit Price/Discount % | Total | Unit Price/Discount % | Total | Unit Price/Discount % | Total | Unit Price/Discount % | Total
3.49.18 | 5.05.13 | (*) Fabrication, painting and fixing of floor powder coated aluminium Staircase handrail as specified |  | m | 25 | 432 | 10800 | 880 | 22000 | 880 | 22000 | 500 | 12500 | 528 | 13200 | 580.77 | 14519.25 | 682.89 | 17072.25
3.49.19 | 5.05.15 | (*) Fabrication, painting and fixing of Aluminum powder coated Ramp handrail as specified |  | m | 22 | 648 | 14256 | 500 | 11000 | 500 | 11000 | 400 | 8800 | 528 | 11616 | 290.39 | 6388.58 | 687.01 | 15114.22
3.49.20 | 5.05.16 | (*) Spiral stair case including handrails and centroidal column as shown in detailed drawings and mentioned in Specification |  | Item | 1 | 15462 | 15462 | 65000 | 65000 | 65000 | 65000 | 30000 | 30000 | 19336 | 19336 | 18169.43 | 18169.43 | 27369.18 | 27369.18
3.49.21 | 5.05.17 | (*) Supply and install metal crescents for the Mosque and Minerate as per drawings and Specification |  | Item | 1 | 3600 | 3600 | 20000 | 20000 | 20000 | 20000 | 5000 | 5000 | 19336 | 19336 | 16132.52 | 16132.52 | 52530 | 52530
3.49.22 | 5.05.18 | (*) Fabrication, painting and fixing of Cat Ladder with roof hatch panel as specified in the Imam & Mu' Athen's Residence drawings |  | Item | 1 | 3187 | 3187 | 5000 | 5000 | 5000 | 5000 | 7000 | 7000 | 6188 | 6188 | 4839.76 | 4839.76 | 7144.08 | 7144.08
3.49.23 | 5.05.19 | (*) Fabrication, painting and fixing of Cat Ladders as specified in the Mosque drawings |  | Item | 1 | 6786 | 6786 | 20000 | 20000 | 20000 | 20000 | 15000 | 15000 | 15469 | 15469 | 29710.72 | 29710.72 | 9638.2 | 9638.2
3.49.24 | 5.05.20 | (*) Fabrication & fixing of aluminium powder caoted pergola with all support framework as per drawings and Specification. |  | Item | 1 | 3543 | 3543 | 30000 | 30000 | 30000 | 30000 | 40000 | 40000 | 62173 | 62173 | 34567.47 | 34567.47 | 26895.36 | 26895.36
| Note | Note Details
3.49.25 | - | Contractor's Adjustment
| Item Code | Description | Item Remarks | Unit of Measurement | Quantity/Base Price | Unit Price/Discount % | Total | Unit Price/Discount % | Total | Unit Price/Discount % | Total | Unit Price/Discount % | Total | Unit Price/Discount % | Total | Unit Price/Discount % | Total | Unit Price/Discount % | Total
3.49.26 | 5.05.21 | (*) The Contractor may price here any new items or additional quantity for an existing BOQ item, which are shown in the Drawings or any other Tender/Contract Documents but overlooked or not specifically mentioned herein and is necessary for the satisfactory completion of the Works/this section. Should the Contractor fail to insert any item here, it will be deemed that his lump sum Tender Price includes all such items and no claims for additional items will be entertained. |  | Sum | 1 | 0 | 0 | 0 | 0 | 0 | 0 | 0 | 0 | 0 | 0 | 0 | 0 | 83406.83 | 83406.83
| Note | Note Details
3.49.27 | - | Please attach one PDF file to be named "Additional Items for (insert bill no/name & Section No/name)" for the details of these additional items in the additional attachment area in the Commercial Envelope.
3.50 BILL NO. 5.06 – WOODEN WORKS | [5 empty] | 13 (out of 13) | 133201 | 13 (out of 13) | 253150 | 13 (out of 13) | 253150 | 13 (out of 13) | 162868 | 13 (out of 13) | 265789 | 13 (out of 13) | 204143.69 | 13 (out of 13) | 162292.09
| Note | Note Details
3.50.1 | - | WOODEN WORKS
3.50.2 | - | Wooden joinery work is to be read in conjunction with the drawings and specification.
3.50.3 | - | Mosque
| Item Code | Description | Item Remarks | Unit of Measurement | Quantity/Base Price | Unit Price/Discount % | Total | Unit Price/Discount % | Total | Unit Price/Discount % | Total | Unit Price/Discount % | Total | Unit Price/Discount % | Total | Unit Price/Discount % | Total | Unit Price/Discount % | Total
3.50.4 | 5.06.01 | (*) Double Swing Door -MD01,2000x2200mm |  | nr | 11 | 3669 | 40359 | 11430 | 125730 | 11430 | 125730 | 6500 | 71500 | 11019 | 121209 | 5673 | 62403 | 6119.45 | 67313.95
3.50.5 | 5.06.02 | (*) Single Swing Door -D02,1100x2200mm |  | nr | 3 | 1631 | 4893 | 3440 | 10320 | 3440 | 10320 | 2070 | 6210 | 2695 | 8085 | 2797.32 | 8391.96 | 1795.34 | 5386.02
3.50.6 | 5.06.03 | (*) Single Swing Door -D03,1100x2200mm |  | nr | 2 | 1788 | 3576 | 3515 | 7030 | 3515 | 7030 | 1610 | 3220 | 2567 | 5134 | 3017.37 | 6034.74 | 1917.95 | 3835.9
3.50.7 | 5.06.04 | (*) Single Swing Door -D04,1000x2200mm |  | nr | 3 | 1780 | 5340 | 4810 | 14430 | 4810 | 14430 | 1610 | 4830 | 5016 | 15048 | 3012.37 | 9037.11 | 1812.26 | 5436.78
3.50.8 | 5.06.05 | (*) Single Swing Door -D06,900x2200mm |  | nr | 14 | 1538 | 21532 | 1840 | 25760 | 1840 | 25760 | 1610 | 22540 | 2438 | 34132 | 2677.3 | 37482.2 | 1738.22 | 24335.08
| Note | Note Details
3.50.9 | - | Imam & Mu' Athen's Residence
| Item Code | Description | Item Remarks | Unit of Measurement | Quantity/Base Price | Unit Price/Discount % | Total | Unit Price/Discount % | Total | Unit Price/Discount % | Total | Unit Price/Discount % | Total | Unit Price/Discount % | Total | Unit Price/Discount % | Total | Unit Price/Discount % | Total
3.50.10 | 5.06.06 | (*) Single Swing Door -D01,1000x2200mm |  | nr | 3 | 2082 | 6246 | 4350 | 13050 | 4350 | 13050 | 2875 | 8625 | 5145 | 15435 | 3652.56 | 10957.68 | 2494.54 | 7483.62
3.50.11 | 5.06.07 | (*) Single Swing Door -D02,900x2200mm (1 Hr Fire Rated) |  | nr | 2 | 3913 | 7826 | 2695 | 5390 | 2695 | 5390 | 2070 | 4140 | 4887 | 9774 | 4142.62 | 8285.24 | 1852.92 | 3705.84
3.50.12 | 5.06.08 | (*) Single Swing Door -D03,900x2200mm |  | nr | 7 | 1538 | 10766 | 2080 | 14560 | 2080 | 14560 | 1610 | 11270 | 2309 | 16163 | 2677.3 | 18741.1 | 1772.83 | 12409.81
3.50.13 | 5.06.09 | (*) Single Swing Door -D04,800x2200mm |  | nr | 6 | 1498 | 8988 | 1780 | 10680 | 1780 | 10680 | 1610 | 9660 | 2309 | 13854 | 2627.29 | 15763.74 | 1711.64 | 10269.84
| Note | Note Details
3.50.14 | - | Vanity Counters
3.50.15 | - | Vanity countertops; comprising 20 mm thick polished granite countertop; including all necessary plywood backing, timber framing, fixing accessories; all in accordance with the Specification
| Item Code | Description | Item Remarks | Unit of Measurement | Quantity/Base Price | Unit Price/Discount % | Total | Unit Price/Discount % | Total | Unit Price/Discount % | Total | Unit Price/Discount % | Total | Unit Price/Discount % | Total | Unit Price/Discount % | Total | Unit Price/Discount % | Total
3.50.16 | 5.06.10 | (*) 1700 x 600 mm Overall size; with 2 nr opening for wash basins |  | nr | 1 | 1207 | 1207 | 1700 | 1700 | 1700 | 1700 | 1898 | 1898 | 1534 | 1534 | 1292.86 | 1292.86 | 1134.91 | 1134.91
3.50.17 | 5.06.11 | (*) 3100 x 600 mm Overall size; with 4 nr opening for wash basins |  | nr | 1 | 2201 | 2201 | 3100 | 3100 | 3100 | 3100 | 3450 | 3450 | 2797 | 2797 | 2093.03 | 2093.03 | 2069.54 | 2069.54
| Note | Note Details
3.50.18 | - | Shoe Raks
| Item Code | Description | Item Remarks | Unit of Measurement | Quantity/Base Price | Unit Price/Discount % | Total | Unit Price/Discount % | Total | Unit Price/Discount % | Total | Unit Price/Discount % | Total | Unit Price/Discount % | Total | Unit Price/Discount % | Total | Unit Price/Discount % | Total
3.50.19 | 5.06.12 | (*) WBP plywood / calcium silicate board shoe raks for male & female ablution areas as per drawings and specifications |  | Item | 1 | 20267 | 20267 | 21400 | 21400 | 21400 | 21400 | 15525 | 15525 | 22624 | 22624 | 23661.03 | 23661.03 | 18910.8 | 18910.8
| Note | Note Details
3.50.20 | - | Contractor's Adjustment
| Item Code | Description | Item Remarks | Unit of Measurement | Quantity/Base Price | Unit Price/Discount % | Total | Unit Price/Discount % | Total | Unit Price/Discount % | Total | Unit Price/Discount % | Total | Unit Price/Discount % | Total | Unit Price/Discount % | Total | Unit Price/Discount % | Total
3.50.21 | 5.06.13 | (*) The Contractor may price here any new items or additional quantity for an existing BOQ item, which are shown in the Drawings or any other Tender/Contract Documents but overlooked or not specifically mentioned herein and is necessary for the satisfactory completion of the Works/this section. Should the Contractor fail to insert any item here, it will be deemed that his lump sum Tender Price includes all such items and no claims for additional items will be entertained. |  | Sum | 1 | 0 | 0 | 0 | 0 | 0 | 0 | 0 | 0 | 0 | 0 | 0 | 0 | 0 | 0
| Note | Note Details
3.50.22 | - | Please attach one PDF file to be named "Additional Items for (insert bill no/name & Section No/name)" for the details of these additional items in the additional attachment area in the Commercial Envelope.
3.51 BILL NO. 5.07 – FLOOR, WALL AND CEILING FINISHES | [5 empty] | 41 (out of 41) | 1560749.5 | 41 (out of 41) | 1788202.5 | 41 (out of 41) | 1788202.5 | 41 (out of 41) | 1666918.5 | 41 (out of 41) | 2361341 | 41 (out of 41) | 2375195.73 | 41 (out of 41) | 2048343.08
| Note | Note Details
3.51.1 | - | FLOOR, WALL AND CEILING FINISHES
3.51.2 | - | Floor Finishes
3.51.3 | - | Porcelain floor tile
3.51.4 | - | Supply and installation of floor tiles fixing and grouting, including background
| Item Code | Description | Item Remarks | Unit of Measurement | Quantity/Base Price | Unit Price/Discount % | Total | Unit Price/Discount % | Total | Unit Price/Discount % | Total | Unit Price/Discount % | Total | Unit Price/Discount % | Total | Unit Price/Discount % | Total | Unit Price/Discount % | Total
3.51.5 | 5.07.01 | (*) 450 x 450 x 8 mm thick, porcelain tiles (F01-IM) |  | m2 | 246 | 65 | 15990 | 120 | 29520 | 120 | 29520 | 102 | 25092 | 121 | 29766 | 126.05 | 31008.3 | 126.47 | 31111.62
3.51.6 | 5.07.02 | (*) 600 x 600 x 8 mm thick, polished porcelain tiles (F02-JM) |  | m2 | 232.5 | 77 | 17902.5 | 130 | 30225 | 130 | 30225 | 160 | 37200 | 390 | 90675 | 266.08 | 61863.6 | 113.33 | 26349.225
3.51.7 | 5.07.03 | (*) 8mm thick Anti-slip pattern porcelain tiles with coved adges, for treads and risers (F05-JM) |  | m | 90 | 33 | 2970 | 160 | 14400 | 160 | 14400 | 83 | 7470 | 184 | 16560 | 192.57 | 17331.3 | 114.51 | 10305.9
3.51.8 | 5.07.04 | (*) 8 mm thick, anti-slip porcelain tiles with antiskid strips (F06-JM) |  | m2 | 66 | 77 | 5082 | 160 | 10560 | 160 | 10560 | 134 | 8844 | 156 | 10296 | 266.08 | 17561.28 | 96.14 | 6345.24
3.51.9 | 5.07.05 | (*) 600 x 600 x 10 mm thick, porcelain tiles (F07-JM) |  | m2 | 1192.5 | 73 | 87052.5 | 160 | 190800 | 160 | 190800 | 93 | 110902.5 | 390 | 465075 | 193.59 | 230856.075 | 113.33 | 135146.025
| Note | Note Details
3.51.10 | - | Porcelain floor tile skirting
| Item Code | Description | Item Remarks | Unit of Measurement | Quantity/Base Price | Unit Price/Discount % | Total | Unit Price/Discount % | Total | Unit Price/Discount % | Total | Unit Price/Discount % | Total | Unit Price/Discount % | Total | Unit Price/Discount % | Total | Unit Price/Discount % | Total
3.51.11 | 5.07.06 | (*) 100 x 450 x 8mm thick porcelain tile skirting (S01-IM) |  | m | 259.5 | 18 | 4671 | 25 | 6487.5 | 25 | 6487.5 | 22 | 5709 | 31 | 8044.5 | 71.9 | 18658.05 | 27.96 | 7255.62
3.51.12 | 5.07.07 | (*) 100 x 600 x 8mm thick porcelain tile skirting (S01-JM) |  | m | 300 | 20 | 6000 | 35 | 10500 | 35 | 10500 | 30 | 9000 | 55 | 16500 | 71.9 | 21570 | 28.97 | 8691
| Note | Note Details
3.51.13 | - | Ceramic floor tile
3.51.14 | - | Supply and installation of floor tiles fixing and grouting, including background
| Item Code | Description | Item Remarks | Unit of Measurement | Quantity/Base Price | Unit Price/Discount % | Total | Unit Price/Discount % | Total | Unit Price/Discount % | Total | Unit Price/Discount % | Total | Unit Price/Discount % | Total | Unit Price/Discount % | Total | Unit Price/Discount % | Total
3.51.15 | 5.07.08 | (*) 200 x 200 x 8 mm thick, Non slip Ceramic tiles (F02-IM) |  | m2 | 48 | 56 | 2688 | 80 | 3840 | 80 | 3840 | 84 | 4032 | 80 | 3840 | 122.05 | 5858.4 | 80.97 | 3886.56
3.51.16 | 5.07.09 | (*) 300 x 300 x 8 mm thick, Non slip ceramic tiles (F03-JM) |  | m2 | 171 | 56 | 9576 | 90 | 15390 | 90 | 15390 | 101 | 17271 | 390 | 66690 | 122.05 | 20870.55 | 81.98 | 14018.58
| Note | Note Details
3.51.17 | - | Ceramic floor tile skirting
| Item Code | Description | Item Remarks | Unit of Measurement | Quantity/Base Price | Unit Price/Discount % | Total | Unit Price/Discount % | Total | Unit Price/Discount % | Total | Unit Price/Discount % | Total | Unit Price/Discount % | Total | Unit Price/Discount % | Total | Unit Price/Discount % | Total
3.51.18 | 5.07.10 | (*) 100 x 200 x 8mm thick ceramic tile skirting (S03-IM) |  | m | 34.5 | 16 | 552 | 16 | 552 | 16 | 552 | 25 | 862.5 | 31 | 1069.5 | 71.9 | 2480.55 | 25.94 | 894.93
| Note | Note Details
3.51.19 | - | Granite Floor Tiles
3.51.20 | - | Supply and installation of floor tiles fixing and grouting, including background
| Item Code | Description | Item Remarks | Unit of Measurement | Quantity/Base Price | Unit Price/Discount % | Total | Unit Price/Discount % | Total | Unit Price/Discount % | Total | Unit Price/Discount % | Total | Unit Price/Discount % | Total | Unit Price/Discount % | Total | Unit Price/Discount % | Total
3.51.21 | 5.07.11 | (*) 450 x 450 x 20 mm thick, pre-polished granite tiles (F03-IM) |  | m2 | 36 | 450 | 16200 | 400 | 14400 | 400 | 14400 | 94 | 3384 | 224 | 8064 | 307.59 | 11073.24 | 268.16 | 9653.76
3.51.22 | 5.07.12 | (*) 20 mm thick Pre-polished granite tile for internal stair case tread and riser with chamfered edges with anti slip groves (F04-IM) |  | m | 76.5 | 450 | 34425 | 400 | 30600 | 400 | 30600 | 128 | 9792 | 192 | 14688 | 251.56 | 19244.34 | 182.43 | 13955.895
3.51.23 | 5.07.13 | (*) 20 mm thick, flamed granite tiles with anti slip strips (F05-IM) |  | m2 | 7.5 | 488 | 3660 | 450 | 3375 | 450 | 3375 | 102 | 765 | 224 | 1680 | 251.56 | 1886.7 | 418.42 | 3138.15
3.51.24 | 5.07.14 | (*) 100 x 450 x 8mm thick granite skirting (S02-IM) |  | m | 46.5 | 113 | 5254.5 | 50 | 2325 | 50 | 2325 | 21 | 976.5 | 47 | 2185.5 | 72.06 | 3350.79 | 64.69 | 3008.085
| Note | Note Details
3.51.25 | - | Terrazzo tile
3.51.26 | - | Supply and installation Terrazzo tiles fixing and grouting, including background and accessories, as per Drawings and Specification.
| Item Code | Description | Item Remarks | Unit of Measurement | Quantity/Base Price | Unit Price/Discount % | Total | Unit Price/Discount % | Total | Unit Price/Discount % | Total | Unit Price/Discount % | Total | Unit Price/Discount % | Total | Unit Price/Discount % | Total | Unit Price/Discount % | Total
3.51.27 | 5.07.15 | (*) 300 x 300 x 28 mm thick to floor (F08-JM) |  | m2 | 6 | 56 | 336 | 100 | 600 | 100 | 600 | 63 | 378 | 73 | 438 | 77.44 | 464.64 | 90.07 | 540.42
| Note | Note Details
3.51.28 | - | Terrazzo tile skirting
| Item Code | Description | Item Remarks | Unit of Measurement | Quantity/Base Price | Unit Price/Discount % | Total | Unit Price/Discount % | Total | Unit Price/Discount % | Total | Unit Price/Discount % | Total | Unit Price/Discount % | Total | Unit Price/Discount % | Total | Unit Price/Discount % | Total
3.51.29 | 5.07.16 | (*) 100 x 300 x 20mm thick terrrazzo skirting (S02-JM) |  | m | 12 | 16 | 192 | 10 | 120 | 10 | 120 | 23 | 276 | 22 | 264 | 37.64 | 451.68 | 35.04 | 420.48
| Note | Note Details
3.51.30 | - | Decorative Carpet
3.51.31 | - | Supply and installation of decorative carpet as per drawing and specification
| Item Code | Description | Item Remarks | Unit of Measurement | Quantity/Base Price | Unit Price/Discount % | Total | Unit Price/Discount % | Total | Unit Price/Discount % | Total | Unit Price/Discount % | Total | Unit Price/Discount % | Total | Unit Price/Discount % | Total | Unit Price/Discount % | Total
3.51.32 | 5.07.17 | (*) Decorative Carpet (F01-JM) |  | m2 | 1156.5 | 375 | 433687.5 | 300 | 346950 | 300 | 346950 | 288 | 333072 | 253 | 292594.5 | 408.69 | 472649.985 | 262.65 | 303754.725
| Note | Note Details
3.51.33 | - | Wooden Skirting
| Item Code | Description | Item Remarks | Unit of Measurement | Quantity/Base Price | Unit Price/Discount % | Total | Unit Price/Discount % | Total | Unit Price/Discount % | Total | Unit Price/Discount % | Total | Unit Price/Discount % | Total | Unit Price/Discount % | Total | Unit Price/Discount % | Total
3.51.34 | 5.07.18 | (*) 100 x 1200 x 20mm thick Wooden Skirting (S03-JM) |  | m | 280.5 | 57 | 15988.5 | 30 | 8415 | 30 | 8415 | 92 | 25806 | 129 | 36184.5 | 107.55 | 30167.775 | 187.25 | 52523.625
| Note | Note Details
3.51.35 | - | Threshold
| Item Code | Description | Item Remarks | Unit of Measurement | Quantity/Base Price | Unit Price/Discount % | Total | Unit Price/Discount % | Total | Unit Price/Discount % | Total | Unit Price/Discount % | Total | Unit Price/Discount % | Total | Unit Price/Discount % | Total | Unit Price/Discount % | Total
3.51.36 | 5.07.19 | (*) 30 mm thick Granite threshold, different width, from 200 - 300 mm |  | m | 24 | 165 | 3960 | 120 | 2880 | 120 | 2880 | 69 | 1656 | 135 | 3240 | 204.35 | 4904.4 | 118.98 | 2855.52
| Note | Note Details
3.51.37 | - | Paint finish to floor
| Item Code | Description | Item Remarks | Unit of Measurement | Quantity/Base Price | Unit Price/Discount % | Total | Unit Price/Discount % | Total | Unit Price/Discount % | Total | Unit Price/Discount % | Total | Unit Price/Discount % | Total | Unit Price/Discount % | Total | Unit Price/Discount % | Total
3.51.38 | 5.07.20 | (*) 50mm thick floated concrete screed with epoxy coating (F06-IM & F04-JM) |  | m2 | 141 | 57 | 8037 | 60 | 8460 | 60 | 8460 | 69 | 9729 | 74 | 10434 | 80.66 | 11373.06 | 63.1 | 8897.1
| Note | Note Details
3.51.39 | - | Wall Finishes
3.51.40 | - | Cement plaster and paint finish to internal surfaces
| Item Code | Description | Item Remarks | Unit of Measurement | Quantity/Base Price | Unit Price/Discount % | Total | Unit Price/Discount % | Total | Unit Price/Discount % | Total | Unit Price/Discount % | Total | Unit Price/Discount % | Total | Unit Price/Discount % | Total | Unit Price/Discount % | Total
3.51.41 | 5.07.21 | (*) Plaster and acrylic based washable emulsion paint finish (W01) |  | m2 | 3433.5 | 41 | 140773.5 | 48 | 164808 | 48 | 164808 | 46 | 157941 | 45 | 154507.5 | 47.42 | 162816.57 | 49.57 | 170198.595
3.51.42 | 5.07.22 | (*) Plaster and alkyd based paint finish (W02) |  | m2 | 301.5 | 45 | 13567.5 | 50 | 15075 | 50 | 15075 | 48 | 14472 | 49 | 14773.5 | 53.5 | 16130.25 | 52.42 | 15804.63
3.51.43 | 5.07.23 | (*) Plaster and haritage texture pure acralic paint (W03-JM) |  | m2 | 442.5 | 65 | 28762.5 | 80 | 35400 | 80 | 35400 | 75 | 33187.5 | 61 | 26992.5 | 83.03 | 36740.775 | 77.44 | 34267.2
| Note | Note Details
3.51.44 | - | Ceramic wall tile
3.51.45 | - | Supply and installation of wall tiles, fixing and grouting, including background
| Item Code | Description | Item Remarks | Unit of Measurement | Quantity/Base Price | Unit Price/Discount % | Total | Unit Price/Discount % | Total | Unit Price/Discount % | Total | Unit Price/Discount % | Total | Unit Price/Discount % | Total | Unit Price/Discount % | Total | Unit Price/Discount % | Total
3.51.46 | 5.07.24 | (*) 200 x 300 x 8 mm thick, Ceramic tiles (W03-IM) |  | m2 | 121.5 | 56 | 6804 | 90 | 10935 | 90 | 10935 | 78 | 9477 | 75 | 9112.5 | 117.75 | 14306.625 | 89.85 | 10916.775
3.51.47 | 5.07.25 | (*) 200 x 300 x 6 mm thick, Glazed ceramic wall tiles (W04-JM) |  | m2 | 114 | 56 | 6384 | 90 | 10260 | 90 | 10260 | 78 | 8892 | 96 | 10944 | 117.75 | 13423.5 | 89.85 | 10242.9
3.51.48 | 5.07.26 | (*) 300 x 300 x 8 mm thick, Ceramic tiles (W05-JM) |  | m2 | 478.5 | 56 | 26796 | 120 | 57420 | 120 | 57420 | 78 | 37323 | 385 | 184222.5 | 117.75 | 56343.375 | 88.85 | 42514.725
| Note | Note Details
3.51.49 | - | Cistern Enclosure including 12.5 mm thick moisture resistance gypsum backing board, Granite top, plywood backing to granite top and complete
| Item Code | Description | Item Remarks | Unit of Measurement | Quantity/Base Price | Unit Price/Discount % | Total | Unit Price/Discount % | Total | Unit Price/Discount % | Total | Unit Price/Discount % | Total | Unit Price/Discount % | Total | Unit Price/Discount % | Total | Unit Price/Discount % | Total
3.51.50 | 5.07.27 | (*) 1200 x 200 x1200 mm overall size for Toilets |  | nr | 6 | 2074 | 12444 | 400 | 2400 | 400 | 2400 | 575 | 3450 | 2063 | 12378 | 537.75 | 3226.5 | 434.31 | 2605.86
3.51.51 | 5.07.28 | (*) 1400 x 200 x1200 mm overall size for Toilets |  | nr | 1 | 3387 | 3387 | 460 | 460 | 460 | 460 | 690 | 690 | 2320 | 2320 | 591.53 | 591.53 | 506.69 | 506.69
3.51.52 | 5.07.29 | (*) 1700 x 200 x1200 mm overall size for Toilets |  | nr | 4 | 4039 | 16156 | 560 | 2240 | 560 | 2240 | 805 | 3220 | 2578 | 10312 | 672.19 | 2688.76 | 615.27 | 2461.08
3.51.53 | 5.07.30 | (*) 2300 x 200 x 1200 mm overall size for Disable Toilets |  | nr | 2 | 5310 | 10620 | 760 | 1520 | 760 | 1520 | 978 | 1956 | 2836 | 5672 | 833.51 | 1667.02 | 832.42 | 1664.84
| Note | Note Details
3.51.54 | - | Cement plaster and paint to external surfaces
| Item Code | Description | Item Remarks | Unit of Measurement | Quantity/Base Price | Unit Price/Discount % | Total | Unit Price/Discount % | Total | Unit Price/Discount % | Total | Unit Price/Discount % | Total | Unit Price/Discount % | Total | Unit Price/Discount % | Total | Unit Price/Discount % | Total
3.51.55 | 5.07.31 | (*) Plaster and haritage texture pure acralic paint to External facades |  | m2 | 2895 | 65 | 188175 | 80 | 231600 | 80 | 231600 | 81 | 234495 | 95 | 275025 | 83.03 | 240371.85 | 77.44 | 224188.8
3.51.56 | 5.07.32 | (*) Hi -tech Plaster stone to External facades |  | m2 | 630 | 57 | 35910 | 80 | 50400 | 80 | 50400 | 104 | 65520 | 67 | 42210 | 113.41 | 71448.3 | 87.55 | 55156.5
3.51.57 | 5.07.33 | (*) Internal side of parapet (without plaster) |  | m2 | 603 | 27 | 16281 | 50 | 30150 | 50 | 30150 | 17 | 10251 | 28 | 16884 | 53.78 | 32429.34 | 28.43 | 17143.29
| Note | Note Details
3.51.58 | - | GRC Decorative Works
| Item Code | Description | Item Remarks | Unit of Measurement | Quantity/Base Price | Unit Price/Discount % | Total | Unit Price/Discount % | Total | Unit Price/Discount % | Total | Unit Price/Discount % | Total | Unit Price/Discount % | Total | Unit Price/Discount % | Total | Unit Price/Discount % | Total
3.51.59 | 5.07.34 | (*) GRC decorative for external facades as specified |  | m2 | 358.5 | 436 | 156306 | 425 | 152362.5 | 425 | 152362.5 | 575 | 206137.5 | 486 | 174231 | 623.79 | 223628.715 | 426.42 | 152871.57
| Note | Note Details
3.51.60 | - | Ceiling Finishes
3.51.61 | - | Plaster board ceiling to internal surfaces
3.51.62 | - | Supply and installation Plaster board including supporting framework, fittings and accessories as specified
| Item Code | Description | Item Remarks | Unit of Measurement | Quantity/Base Price | Unit Price/Discount % | Total | Unit Price/Discount % | Total | Unit Price/Discount % | Total | Unit Price/Discount % | Total | Unit Price/Discount % | Total | Unit Price/Discount % | Total | Unit Price/Discount % | Total
3.51.63 | 5.07.35 | (*) 12 mm thick plaster board with emulsion paint (C01) |  | m2 | 1227 | 73 | 89571 | 100 | 122700 | 100 | 122700 | 115 | 141105 | 137 | 168099 | 256.51 | 314737.77 | 126.98 | 155804.46
| Note | Note Details
3.51.64 | - | Suspended acoustical ceiling to internal surfaces
3.51.65 | - | Supply and installation of metal tiles installed with clip system galvanized metal suspension system, supporting framework, fittings and accessories
| Item Code | Description | Item Remarks | Unit of Measurement | Quantity/Base Price | Unit Price/Discount % | Total | Unit Price/Discount % | Total | Unit Price/Discount % | Total | Unit Price/Discount % | Total | Unit Price/Discount % | Total | Unit Price/Discount % | Total | Unit Price/Discount % | Total
3.51.66 | 5.07.36 | (*) 600 x 600 mm aluminium ceiling tiles (C02) |  | m2 | 349.5 | 81 | 28309.5 | 85 | 29707.5 | 85 | 29707.5 | 92 | 32154 | 116 | 40542 | 172.08 | 60141.96 | 134.56 | 47028.72
| Note | Note Details
3.51.67 | - | Cement plaster and paint finish to internal surfaces
| Item Code | Description | Item Remarks | Unit of Measurement | Quantity/Base Price | Unit Price/Discount % | Total | Unit Price/Discount % | Total | Unit Price/Discount % | Total | Unit Price/Discount % | Total | Unit Price/Discount % | Total | Unit Price/Discount % | Total | Unit Price/Discount % | Total
3.51.68 | 5.07.37 | (*) Plaster and washable emulsion paint to soffits and ceiling (C03) |  | m2 | 675 | 42 | 28350 | 60 | 40500 | 60 | 40500 | 46 | 31050 | 45 | 30375 | 54.85 | 37023.75 | 49.57 | 33459.75
3.51.69 | 5.07.38 | (*) Plaster and pure acrylic paint with crack bridgeable and anti carbonation properties to ceiling (C04-JM) |  | m2 | 1174.5 | 44 | 51678 | 70 | 82215 | 70 | 82215 | 52 | 61074 | 58 | 68121 | 69.91 | 82109.295 | 57.15 | 67122.675
| Note | Note Details
3.51.70 | - | Ablusion counter
| Item Code | Description | Item Remarks | Unit of Measurement | Quantity/Base Price | Unit Price/Discount % | Total | Unit Price/Discount % | Total | Unit Price/Discount % | Total | Unit Price/Discount % | Total | Unit Price/Discount % | Total | Unit Price/Discount % | Total | Unit Price/Discount % | Total
3.51.71 | 5.07.39 | (*) Ablusion countertops; comprising 20 mm thick polished granite countertop; including light weight concrete fill, concrete top, all necessary fixing accessories; all in accordance with the Specification |  | m | 23 | 750 | 17250 | 350 | 8050 | 350 | 8050 | 46 | 1058 | 773 | 17779 | 225.32 | 5182.36 | 192.91 | 4436.93
3.51.72 | 5.07.40 | (*) Ablusion seat tops; comprising 20 mm thick polished granite seat top; including ablusion seat as per drawing and all necessary fixing accessories; all in accordance with the Specification |  | nr | 24 | 375 | 9000 | 400 | 9600 | 400 | 9600 | 52 | 1248 | 773 | 18552 | 241.99 | 5807.76 | 852.5 | 20460
| Note | Note Details
3.51.73 | - | Contractor's Adjustment
| Item Code | Description | Item Remarks | Unit of Measurement | Quantity/Base Price | Unit Price/Discount % | Total | Unit Price/Discount % | Total | Unit Price/Discount % | Total | Unit Price/Discount % | Total | Unit Price/Discount % | Total | Unit Price/Discount % | Total | Unit Price/Discount % | Total
3.51.74 | 5.07.41 | (*) The Contractor may price here any new items or additional quantity for an existing BOQ item, which are shown in the Drawings or any other Tender/Contract Documents but overlooked or not specifically mentioned herein and is necessary for the satisfactory completion of the Works/this section. Should the Contractor fail to insert any item here, it will be deemed that his lump sum Tender Price includes all such items and no claims for additional items will be entertained. |  | Sum | 1 | 0 | 0 | 0 | 0 | 0 | 0 | 0 | 0 | 0 | 0 | 10755.01 | 10755.01 | 336734.63 | 336734.63
| Note | Note Details
3.51.75 | - | Please attach one PDF file to be named "Additional Items for (insert bill no/name & Section No/name)" for the details of these additional items in the additional attachment area in the Commercial Envelope.
3.52 BILL NO. 5.08 – KITCHEN CABINETS AND WARDROBES | [5 empty] | 3 (out of 3) | 20215 | 3 (out of 3) | 27100 | 3 (out of 3) | 27100 | 3 (out of 3) | 13520 | 3 (out of 3) | 34301 | 3 (out of 3) | 54661.81 | 3 (out of 3) | 29754.31
| Note | Note Details
3.52.1 | - | KITCHEN CABINETS
| Item Code | Description | Item Remarks | Unit of Measurement | Quantity/Base Price | Unit Price/Discount % | Total | Unit Price/Discount % | Total | Unit Price/Discount % | Total | Unit Price/Discount % | Total | Unit Price/Discount % | Total | Unit Price/Discount % | Total | Unit Price/Discount % | Total
3.52.2 | 5.08.01 | (*) Supply & fix kitchen cabinet (Base and wall units) with Moisture resistant white Melamine MDF shutters in post formed laminated MDF, drawers including Kitchen sink, Cooker Hood, Mixer and Counter Top all complete as per detail drawings and Specification. |  | Item | 1 | 7370 | 7370 | 13000 | 13000 | 13000 | 13000 | 5200 | 5200 | 16769 | 16769 | 18974.1 | 18974.1 | 13205.75 | 13205.75
| Note | Note Details
3.52.3 | - | WARDROBES
| Item Code | Description | Item Remarks | Unit of Measurement | Quantity/Base Price | Unit Price/Discount % | Total | Unit Price/Discount % | Total | Unit Price/Discount % | Total | Unit Price/Discount % | Total | Unit Price/Discount % | Total | Unit Price/Discount % | Total | Unit Price/Discount % | Total
3.52.4 | 5.08.02 | (*) Supply & fix wardrobes with Moisture resistant MDF, shutters in post formed laminated MDF including all complete accessories as per detail drawings and Specification. |  | Item | 1 | 12845 | 12845 | 14100 | 14100 | 14100 | 14100 | 8320 | 8320 | 17532 | 17532 | 35687.71 | 35687.71 | 16548.56 | 16548.56
| Note | Note Details
3.52.5 | - | Contractor's Adjustment
| Item Code | Description | Item Remarks | Unit of Measurement | Quantity/Base Price | Unit Price/Discount % | Total | Unit Price/Discount % | Total | Unit Price/Discount % | Total | Unit Price/Discount % | Total | Unit Price/Discount % | Total | Unit Price/Discount % | Total | Unit Price/Discount % | Total
3.52.6 | 5.08.03 | (*) The Contractor may price here any new items or additional quantity for an existing BOQ item, which are shown in the Drawings or any other Tender/Contract Documents but overlooked or not specifically mentioned herein and is necessary for the satisfactory completion of the Works/this section. Should the Contractor fail to insert any item here, it will be deemed that his lump sum Tender Price includes all such items and no claims for additional items will be entertained. |  | Sum | 1 | 0 | 0 | 0 | 0 | 0 | 0 | 0 | 0 | 0 | 0 | 0 | 0 | 0 | 0
| Note | Note Details
3.52.7 | - | Please attach one PDF file to be named "Additional Items for (insert bill no/name & Section No/name)" for the details of these additional items in the additional attachment area in the Commercial Envelope.
3.53 BILL NO. 5.09 – CONVEYING SYSTEMS | [5 empty] | 2 (out of 2) | 215930 | 2 (out of 2) | 300000 | 2 (out of 2) | 300000 | 2 (out of 2) | 312000 | 2 (out of 2) | 386728 | 2 (out of 2) | 264057.04 | 2 (out of 2) | 294168
| Note | Note Details
3.53.1 | - | ELECTRIC TRACTION ELEVATORS
3.53.2 | - | Supply and install Elevator including car, and landing doors, landing door frames, controls, hall buttons and lanterns, car lighting, safety equipment, elevator machinery, counterweights, ropes, door sill angles, hoist beams, buffers, guide rails, catladder, holding down and anchor bolts and builder's work in connection with lift, testing and commissioning, warranty and maintenance period, etc
| Item Code | Description | Item Remarks | Unit of Measurement | Quantity/Base Price | Unit Price/Discount % | Total | Unit Price/Discount % | Total | Unit Price/Discount % | Total | Unit Price/Discount % | Total | Unit Price/Discount % | Total | Unit Price/Discount % | Total | Unit Price/Discount % | Total
3.53.3 | 5.09.01 | (*) Passenger/service elevator, serving Ground & First floor (2 stop) |  | nr | 2 | 107965 | 215930 | 150000 | 300000 | 150000 | 300000 | 156000 | 312000 | 193364 | 386728 | 132028.52 | 264057.04 | 147084 | 294168
| Note | Note Details
3.53.4 | - | Contractor's Adjustment
| Item Code | Description | Item Remarks | Unit of Measurement | Quantity/Base Price | Unit Price/Discount % | Total | Unit Price/Discount % | Total | Unit Price/Discount % | Total | Unit Price/Discount % | Total | Unit Price/Discount % | Total | Unit Price/Discount % | Total | Unit Price/Discount % | Total
3.53.5 | 5.08.03 | (*) The Contractor may price here any new items or additional quantity for an existing BOQ item, which are shown in the Drawings or any other Tender/Contract Documents but overlooked or not specifically mentioned herein and is necessary for the satisfactory completion of the Works/this section. Should the Contractor fail to insert any item here, it will be deemed that his lump sum Tender Price includes all such items and no claims for additional items will be entertained. |  | Sum | 1 | 0 | 0 | 0 | 0 | 0 | 0 | 0 | 0 | 0 | 0 | 0 | 0 | 0 | 0
| Note | Note Details
3.53.6 | - | Please attach one PDF file to be named "Additional Items for (insert bill no/name & Section No/name)" for the details of these additional items in the additional attachment area in the Commercial Envelope.
3.54 BILL NO. 5.10 – ELECTRICAL INSTALLATION | [5 empty] | 127 (out of 127) | 1275883 | 127 (out of 127) | 1697944 | 127 (out of 127) | 1697944 | 127 (out of 127) | 1411120 | 127 (out of 127) | 855748 | 127 (out of 127) | 1502579.76 | 127 (out of 127) | 2460532.24
| Note | Note Details
3.54.1 | - | ELECTRICAL WORKS
3.54.2 | - | ELECTRICAL INSTALLATIONS
| Item Code | Description | Item Remarks | Unit of Measurement | Quantity/Base Price | Unit Price/Discount % | Total | Unit Price/Discount % | Total | Unit Price/Discount % | Total | Unit Price/Discount % | Total | Unit Price/Discount % | Total | Unit Price/Discount % | Total | Unit Price/Discount % | Total
3.54.3 | 5.10.01 | (*) Allow for all works required & shown on drawings for house connection and incoming main installation including liaising and paying connection charges for acquiring main supply, coordination with AADC & ETISALT/ Service provider for obtaining permanent power and telephone connection to the masjid and imam building, approvals from local authorities for various services like electricity, telephone, etc. also for complying with latest wiring regulations of the relevant authorities |  | Item | 1 | 1275883 | 1275883 | 53295 | 53295 | 53295 | 53295 | 5200 | 5200 | 0 | 0 | 0 | 0 | 0 | 0
| Note | Note Details
3.54.4 | - | MAIN DISTRIBUTION BOARD
| Item Code | Description | Item Remarks | Unit of Measurement | Quantity/Base Price | Unit Price/Discount % | Total | Unit Price/Discount % | Total | Unit Price/Discount % | Total | Unit Price/Discount % | Total | Unit Price/Discount % | Total | Unit Price/Discount % | Total | Unit Price/Discount % | Total
3.54.5 | 5.10.02 | (*) Supply, install, test & connect low voltage main distribution board comprising all breakers bus-bars, meters, indicator all in accordance with specification and as detailed in drawing. |  | nr | 1 | 0 | 0 | 20000 | 20000 | 20000 | 20000 | 127400 | 127400 | 15647 | 15647 | 31344.06 | 31344.06 | 0 | 0
| Note | Note Details
3.54.6 | - | FINAL DISTRIBUTION BOARDS
3.54.7 | - | Supply, install, test and connect all final distribution board MCB boards, including MCBIS-9ka contactor, cable termination etc… as per Specification and drawings.
| Item Code | Description | Item Remarks | Unit of Measurement | Quantity/Base Price | Unit Price/Discount % | Total | Unit Price/Discount % | Total | Unit Price/Discount % | Total | Unit Price/Discount % | Total | Unit Price/Discount % | Total | Unit Price/Discount % | Total | Unit Price/Discount % | Total
3.54.8 | 5.10.03 | (*) LP-JM-G |  | nr | 1 | 0 | 0 | 3583 | 3583 | 3583 | 3583 | 4108 | 4108 | 2588 | 2588 | 3541.41 | 3541.41 | 0 | 0
3.54.9 | 5.10.04 | (*) PP-JM-G |  | nr | 1 | 0 | 0 | 3276 | 3276 | 3276 | 3276 | 4316 | 4316 | 3224 | 3224 | 2245.65 | 2245.65 | 0 | 0
3.54.10 | 5.10.05 | (*) UDB-JM-G |  | nr | 1 | 0 | 0 | 1600 | 1600 | 1600 | 1600 | 1716 | 1716 | 1706 | 1706 | 1238.98 | 1238.98 | 0 | 0
3.54.11 | 5.10.06 | (*) LP-JM-F |  | nr | 1 | 0 | 0 | 2745 | 2745 | 2745 | 2745 | 2028 | 2028 | 1918 | 1918 | 3541.41 | 3541.41 | 0 | 0
3.54.12 | 5.10.07 | (*) PP-JM-F |  | nr | 1 | 0 | 0 | 2453 | 2453 | 2453 | 2453 | 4316 | 4316 | 2118 | 2118 | 2245.65 | 2245.65 | 0 | 0
3.54.13 | 5.10.08 | (*) DB-JM-R |  | nr | 1 | 0 | 0 | 2000 | 2000 | 2000 | 2000 | 4524 | 4524 | 2376 | 2376 | 1238.98 | 1238.98 | 0 | 0
3.54.14 | 5.10.09 | (*) MCC-JM-R |  | nr | 1 | 0 | 0 | 14224 | 14224 | 14224 | 14224 | 40560 | 40560 | 20000 | 20000 | 5781.89 | 5781.89 | 0 | 0
3.54.15 | 5.10.10 | (*) DB-IM-G |  | nr | 1 | 0 | 0 | 2683 | 2683 | 2683 | 2683 | 4108 | 4108 | 2118 | 2118 | 1238.98 | 1238.98 | 0 | 0
3.54.16 | 5.10.11 | (*) DB-IM-F |  | nr | 1 | 0 | 0 | 2683 | 2683 | 2683 | 2683 | 4316 | 4316 | 2118 | 2118 | 1238.98 | 1238.98 | 0 | 0
3.54.17 | 5.10.12 | (*) DB-IM-R |  | nr | 1 | 0 | 0 | 2151 | 2151 | 2151 | 2151 | 4524 | 4524 | 2118 | 2118 | 1238.98 | 1238.98 | 0 | 0
3.54.18 | 5.10.13 | (*) LCP-JM-G |  | nr | 1 | 0 | 0 | 6000 | 6000 | 6000 | 6000 | 26000 | 26000 | 3529 | 3529 | 7865.44 | 7865.44 | 0 | 0
| Note | Note Details
3.54.19 | - | UNINTERRUPTABLE POWER SUPPLY (UPS)
3.54.20 | - | Supply, installation, testing and commissioning of UPS system 50Hz. UPS unit including all necessary accessories, ancillary works and all materials required to complete installation as per Specification and drawings
| Item Code | Description | Item Remarks | Unit of Measurement | Quantity/Base Price | Unit Price/Discount % | Total | Unit Price/Discount % | Total | Unit Price/Discount % | Total | Unit Price/Discount % | Total | Unit Price/Discount % | Total | Unit Price/Discount % | Total | Unit Price/Discount % | Total
3.54.21 | 5.10.14 | (*) UPS, 8KVA - 30 Min. |  | nr | 1 | 0 | 0 | 30000 | 30000 | 30000 | 30000 | 17653 | 17653 | 29412 | 29412 | 26844.51 | 26844.51 | 0 | 0
| Note | Note Details
3.54.22 | - | CAPACITOR BANK (POWER FACTOR CORRECTION UNIT)
3.54.23 | - | Supply, installation, testing and commissioning of capacitor bank for 400V power supply system on main distribution board to improve power factor of the system to 0.92 as per Specification and drawings.
| Item Code | Description | Item Remarks | Unit of Measurement | Quantity/Base Price | Unit Price/Discount % | Total | Unit Price/Discount % | Total | Unit Price/Discount % | Total | Unit Price/Discount % | Total | Unit Price/Discount % | Total | Unit Price/Discount % | Total | Unit Price/Discount % | Total
3.54.24 | 5.10.15 | (*) (3x25) KVAR |  | nr | 1 | 0 | 0 | 10164 | 10164 | 10164 | 10164 | 25282 | 25282 | 7059 | 7059 | 10324.81 | 10324.81 | 0 | 0
| Note | Note Details
3.54.25 | - | LOW VOLTAGE CABLES
3.54.26 | - | Supply, installation, testing and commissioning of low voltage armoured XLPE insulated, PVC sheathed, copper conductors multicore cables as specified below including all conduits, cable trays, pull boxes, termination, identification, related civil works, fitting & fixation accessories as per Specification and drawings.
| Item Code | Description | Item Remarks | Unit of Measurement | Quantity/Base Price | Unit Price/Discount % | Total | Unit Price/Discount % | Total | Unit Price/Discount % | Total | Unit Price/Discount % | Total | Unit Price/Discount % | Total | Unit Price/Discount % | Total | Unit Price/Discount % | Total
3.54.27 | 5.10.16 | (*) MDB to LP-JM-G (4Cx10mm2 XLPE/SWA/PVC +1Cx10mm2 Y/G) |  | m | 10 | 0 | 0 | 35 | 350 | 35 | 350 | 28 | 280 | 35 | 350 | 52.41 | 524.1 | 0 | 0
3.54.28 | 5.10.17 | (*) MDB to PP-JM-G (4Cx16mm2 XLPE/SWA/PVC +1Cx16mm2 Y/G) |  | m | 10 | 0 | 0 | 47 | 470 | 47 | 470 | 36 | 360 | 45 | 450 | 69.81 | 698.1 | 0 | 0
3.54.29 | 5.10.18 | (*) MDB to UDB-JM-G (4Cx10mm2 XLPE/SWA/PVC +1Cx10mm2 Y/G) |  | m | 10 | 0 | 0 | 35 | 350 | 35 | 350 | 28 | 280 | 35 | 350 | 52.41 | 524.1 | 0 | 0
3.54.30 | 5.10.19 | (*) MDB to LP-JM-F (4Cx10mm2 XLPE/SWA/PVC +1Cx10mm2 Y/G) |  | m | 15 | 0 | 0 | 35 | 525 | 35 | 525 | 28 | 420 | 35 | 525 | 52.41 | 786.15 | 0 | 0
3.54.31 | 5.10.20 | (*) MDB to PP-JM-F (4Cx16mm2 XLPE/SWA/PVC +1Cx16mm2 Y/G) |  | m | 15 | 0 | 0 | 47 | 705 | 47 | 705 | 36 | 540 | 45 | 675 | 69.81 | 1047.15 | 0 | 0
3.54.32 | 5.10.21 | (*) MDB to MCC-JM-R (4Cx120mm2 XLPE/SWA/PVC +1Cx70mm2 Y/G) |  | m | 20 | 0 | 0 | 450 | 9000 | 450 | 9000 | 267 | 5340 | 184 | 3680 | 586.81 | 11736.2 | 0 | 0
3.54.33 | 5.10.22 | (*) MDB to DB-JM-R (4Cx25mm2 XLPE/SWA/PVC +1Cx16mm2 Y/G) |  | m | 20 | 0 | 0 | 60 | 1200 | 60 | 1200 | 43 | 860 | 53 | 1060 | 96.31 | 1926.2 | 0 | 0
3.54.34 | 5.10.23 | (*) MDB to DB-IM-G (4Cx16mm2 XLPE/SWA/PVC +1Cx16mm2 Y/G) |  | m | 35 | 0 | 0 | 47 | 1645 | 47 | 1645 | 36 | 1260 | 45 | 1575 | 69.81 | 2443.35 | 0 | 0
3.54.35 | 5.10.24 | (*) MDB to DB-IM-F (4Cx16mm2 XLPE/SWA/PVC +1Cx16mm2 Y/G) |  | m | 70 | 0 | 0 | 47 | 3290 | 47 | 3290 | 36 | 2520 | 45 | 3150 | 69.81 | 4886.7 | 0 | 0
3.54.36 | 5.10.25 | (*) MDB to DB-IM-R (4Cx25mm2 XLPE/SWA/PVC +1Cx16mm2 Y/G) |  | m | 50 | 0 | 0 | 60 | 3000 | 60 | 3000 | 43 | 2150 | 53 | 2650 | 96.31 | 4815.5 | 0 | 0
3.54.37 | 5.10.26 | (*) MDB to Elevator (4Cx10mm2 XLPE/SWA/PVC +1Cx10mm2 Y/G) |  | m | 55 | 0 | 0 | 35 | 1925 | 35 | 1925 | 23 | 1265 | 35 | 1925 | 52.41 | 2882.55 | 0 | 0
3.54.38 | 5.10.27 | (*) MDB to Elevator (4Cx10mm2 XLPE/SWA/PVC +1Cx10mm2 Y/G) |  | m | 60 | 0 | 0 | 35 | 2100 | 35 | 2100 | 23 | 1380 | 35 | 2100 | 52.41 | 3144.6 | 0 | 0
3.54.39 | 5.10.28 | (*) MDB to CAPACITOR BANK (4Cx70mm2 XLPE/SWA/PVC +1Cx35mm2 Y/G) |  | m | 10 | 0 | 0 | 140 | 1400 | 140 | 1400 | 90 | 900 | 116 | 1160 | 69.81 | 698.1 | 0 | 0
3.54.40 | 5.10.29 | (*) MDB to SPD (4Cx16mm2 XLPE/SWA/PVC +1Cx16mm2 Y/G) |  | m | 10 | 0 | 0 | 47 | 470 | 47 | 470 | 36 | 360 | 45 | 450 | 69.81 | 698.1 | 0 | 0
| Note | Note Details
3.54.41 | - | LIGHTING SWITCHES
3.54.42 | - | Supply, installation, connecting, testing and commissioning of lighting switches 10A, 230V & sensors as specified below including pvc conduits, conduit fittings, boxes, earthing terminations, copper conductors up to switches, accessories and all necessary civil works as per Specification and drawings.
| Item Code | Description | Item Remarks | Unit of Measurement | Quantity/Base Price | Unit Price/Discount % | Total | Unit Price/Discount % | Total | Unit Price/Discount % | Total | Unit Price/Discount % | Total | Unit Price/Discount % | Total | Unit Price/Discount % | Total | Unit Price/Discount % | Total
3.54.43 | 5.10.30 | (*) 1 gang 1 way Switch |  | nr | 14 | 0 | 0 | 240 | 3360 | 240 | 3360 | 133 | 1862 | 171 | 2394 | 326.68 | 4573.52 | 0 | 0
3.54.44 | 5.10.31 | (*) 2 gang 1 way Switch |  | nr | 1 | 0 | 0 | 280 | 280 | 280 | 280 | 99 | 99 | 176 | 176 | 335.76 | 335.76 | 0 | 0
3.54.45 | 5.10.32 | (*) 3 gang 1 way Switch |  | nr | 5 | 0 | 0 | 320 | 1600 | 320 | 1600 | 106 | 530 | 182 | 910 | 338.65 | 1693.25 | 0 | 0
3.54.46 | 5.10.33 | (*) 1 gang 2 way switch |  | nr | 10 | 0 | 0 | 280 | 2800 | 280 | 2800 | 99 | 990 | 176 | 1760 | 327.09 | 3270.9 | 0 | 0
3.54.47 | 5.10.34 | (*) 1 gang 1 way switch W/P |  | nr | 4 | 0 | 0 | 320 | 1280 | 320 | 1280 | 190 | 760 | 207 | 828 | 330.39 | 1321.56 | 0 | 0
3.54.48 | 5.10.35 | (*) 2 gang 1 way switch W/P |  | nr | 2 | 0 | 0 | 430 | 860 | 430 | 860 | 208 | 416 | 213 | 426 | 328.74 | 657.48 | 0 | 0
3.54.49 | 5.10.36 | (*) Movement sensor |  | nr | 4 | 0 | 0 | 2000 | 8000 | 2000 | 8000 | 527 | 2108 | 294 | 1176 | 681.44 | 2725.76 | 0 | 0
3.54.50 | 5.10.37 | (*) Occupancy sensor |  | nr | 6 | 0 | 0 | 1800 | 10800 | 1800 | 10800 | 527 | 3162 | 353 | 2118 | 681.44 | 4088.64 | 0 | 0
3.54.51 | 5.10.38 | (*) Door bell |  | nr | 2 | 0 | 0 | 300 | 600 | 300 | 600 | 137 | 274 | 71 | 142 | 375.82 | 751.64 | 0 | 0
3.54.52 | 5.10.39 | (*) Bell push button |  | nr | 2 | 0 | 0 | 320 | 640 | 320 | 640 | 99 | 198 | 24 | 48 | 334.52 | 669.04 | 0 | 0
| Note | Note Details
3.54.53 | - | POWER SOCKETS
3.54.54 | - | Supply, installation, connecting, testing and commissioning of normal and power sockets as specified below including pvc conduits, conduit fittings, boxes, earthing terminations, copper conductors, all fixings supports and all necessary works from the panel boards to socket outlets as per Specification and drawings.
| Item Code | Description | Item Remarks | Unit of Measurement | Quantity/Base Price | Unit Price/Discount % | Total | Unit Price/Discount % | Total | Unit Price/Discount % | Total | Unit Price/Discount % | Total | Unit Price/Discount % | Total | Unit Price/Discount % | Total | Unit Price/Discount % | Total
3.54.55 | 5.10.40 | (*) 13A single switched socket |  | nr | 64 | 0 | 0 | 280 | 17920 | 280 | 17920 | 167 | 10688 | 169 | 10816 | 351.04 | 22466.56 | 0 | 0
3.54.56 | 5.10.41 | (*) 13A weather proof single switched socket |  | nr | 39 | 0 | 0 | 400 | 15600 | 400 | 15600 | 202 | 7878 | 194 | 7566 | 465.86 | 18168.54 | 0 | 0
3.54.57 | 5.10.42 | (*) 13A twin switched socket |  | nr | 57 | 0 | 0 | 320 | 18240 | 320 | 18240 | 178 | 10146 | 181 | 10317 | 360.13 | 20527.41 | 0 | 0
3.54.58 | 5.10.43 | (*) 13A weather proof twin switched socket |  | nr | 2 | 0 | 0 | 450 | 900 | 450 | 900 | 239 | 478 | 206 | 412 | 492.95 | 985.9 | 0 | 0
3.54.59 | 5.10.44 | (*) 15A weather proof single switched socket |  | nr | 1 | 0 | 0 | 480 | 480 | 480 | 480 | 229 | 229 | 224 | 224 | 536.89 | 536.89 | 0 | 0
3.54.60 | 5.10.45 | (*) Shaver socket outlet |  | nr | 4 | 0 | 0 | 380 | 1520 | 380 | 1520 | 265 | 1060 | 306 | 1224 | 483.2 | 1932.8 | 0 | 0
3.54.61 | 5.10.46 | (*) 20A DP switch with outlet for A/C |  | nr | 12 | 0 | 0 | 350 | 4200 | 350 | 4200 | 196 | 2352 | 186 | 2232 | 341.13 | 4093.56 | 0 | 0
3.54.62 | 5.10.47 | (*) 20A Flex outlet |  | nr | 7 | 0 | 0 | 300 | 2100 | 300 | 2100 | 147 | 1029 | 129 | 903 | 346.91 | 2428.37 | 0 | 0
3.54.63 | 5.10.48 | (*) 45A cooker control unit |  | nr | 2 | 0 | 0 | 400 | 800 | 400 | 800 | 411 | 822 | 214 | 428 | 355.17 | 710.34 | 0 | 0
3.54.64 | 5.10.49 | (*) DP socket outlet for cooker control |  | nr | 2 | 0 | 0 | 300 | 600 | 300 | 600 | 196 | 392 | 186 | 372 | 342.78 | 685.56 | 0 | 0
3.54.65 | 5.10.50 | (*) 20A DP switch with neon indicator for WH |  | nr | 7 | 0 | 0 | 350 | 2450 | 350 | 2450 | 196 | 1372 | 186 | 1302 | 341.13 | 2387.91 | 0 | 0
3.54.66 | 5.10.51 | (*) Hand dryer outlet |  | nr | 3 | 0 | 0 | 320 | 960 | 320 | 960 | 196 | 588 | 169 | 507 | 347.33 | 1041.99 | 0 | 0
3.54.67 | 5.10.52 | (*) Exhaust fan point (with 3A fused spur flexible outlet) |  | nr | 7 | 0 | 0 | 300 | 2100 | 300 | 2100 | 167 | 1169 | 127 | 889 | 342.78 | 2399.46 | 0 | 0
3.54.68 | 5.10.53 | (*) Electrical Outlet For (Water Tape sensor, wifi Access point , Intercom unit) |  | nr | 35 | 0 | 0 | 280 | 9800 | 280 | 9800 | 167 | 5845 | 169 | 5915 | 355.17 | 12430.95 | 0 | 0
3.54.69 | 5.10.54 | (*) KWH meter outside the electrical room with GRP enclosure as per AADC requirements. |  | nr | 1 | 0 | 0 | 2500 | 2500 | 2500 | 2500 | 167 | 167 | 2941 | 2941 | 0 | 0 | 0 | 0
| Note | Note Details
3.54.70 | - | ISOLATORS
3.54.71 | - | Supply, installation, connecting, testing and commissioning of isolators as specified below including pvc conduits, conduit fittings, boxes, earthing terminations, copper conductors, all fixings supports and all necessary works from the panel boards to isolators as per Specification and drawings.
| Item Code | Description | Item Remarks | Unit of Measurement | Quantity/Base Price | Unit Price/Discount % | Total | Unit Price/Discount % | Total | Unit Price/Discount % | Total | Unit Price/Discount % | Total | Unit Price/Discount % | Total | Unit Price/Discount % | Total | Unit Price/Discount % | Total
3.54.72 | 5.10.55 | (*) 16A SPN Isolator |  | nr | 2 | 0 | 0 | 320 | 640 | 320 | 640 | 1035 | 2070 | 212 | 424 | 465.03 | 930.06 | 0 | 0
3.54.73 | 5.10.56 | (*) 20A Weather proof SPN Isolator |  | nr | 9 | 0 | 0 | 330 | 2970 | 330 | 2970 | 1035 | 9315 | 235 | 2115 | 481.55 | 4333.95 | 0 | 0
3.54.74 | 5.10.57 | (*) 32A SPN Isolator |  | nr | 3 | 0 | 0 | 360 | 1080 | 360 | 1080 | 1036 | 3108 | 280 | 840 | 512.94 | 1538.82 | 0 | 0
3.54.75 | 5.10.58 | (*) 32A Weather proof SPN Isolator |  | nr | 7 | 0 | 0 | 370 | 2590 | 370 | 2590 | 1036 | 7252 | 304 | 2128 | 532.93 | 3730.51 | 0 | 0
3.54.76 | 5.10.59 | (*) 40A Weather proof SPN Isolator |  | nr | 2 | 0 | 0 | 375 | 750 | 375 | 750 | 1036 | 2072 | 304 | 608 | 576.54 | 1153.08 | 0 | 0
3.54.77 | 5.10.60 | (*) 50A Weather proof SPN Isolator |  | nr | 1 | 0 | 0 | 380 | 380 | 380 | 380 | 1036 | 1036 | 318 | 318 | 613.71 | 613.71 | 0 | 0
3.54.78 | 5.10.61 | (*) 63A SPN Isolator |  | nr | 1 | 0 | 0 | 420 | 420 | 420 | 420 | 1102 | 1102 | 482 | 482 | 595.54 | 595.54 | 0 | 0
3.54.79 | 5.10.62 | (*) 63A Weather proof SPN Isolator |  | nr | 1 | 0 | 0 | 430 | 430 | 430 | 430 | 1102 | 1102 | 506 | 506 | 663.27 | 663.27 | 0 | 0
3.54.80 | 5.10.63 | (*) 20A Weather proof TP Isolator |  | nr | 2 | 0 | 0 | 360 | 720 | 360 | 720 | 1476 | 2952 | 218 | 436 | 479.78 | 959.56 | 0 | 0
3.54.81 | 5.10.64 | (*) 40A TP Isolator |  | nr | 1 | 0 | 0 | 400 | 400 | 400 | 400 | 1476 | 1476 | 515 | 515 | 563.32 | 563.32 | 0 | 0
3.54.82 | 5.10.65 | (*) 40A Weather proof TP Isolator |  | nr | 4 | 0 | 0 | 410 | 1640 | 410 | 1640 | 1476 | 5904 | 539 | 2156 | 573.23 | 2292.92 | 0 | 0
3.54.83 | 5.10.66 | (*) 50A Weather proof TP Isolator |  | nr | 2 | 0 | 0 | 520 | 1040 | 520 | 1040 | 1664 | 3328 | 748 | 1496 | 633.78 | 1267.56 | 0 | 0
3.54.84 | 5.10.67 | (*) 63A Weather proof TP Isolator |  | nr | 1 | 0 | 0 | 750 | 750 | 750 | 750 | 1884 | 1884 | 953 | 953 | 687.22 | 687.22 | 0 | 0
3.54.85 | 5.10.68 | (*) 100A Weather proof TP Isolator |  | nr | 1 | 0 | 0 | 950 | 950 | 950 | 950 | 1958 | 1958 | 1388 | 1388 | 828.46 | 828.46 | 0 | 0
3.54.86 | 5.10.69 | (*) 320A Weather proof TP Isolator |  | nr | 2 | 0 | 0 | 2800 | 5600 | 2800 | 5600 | 4628 | 9256 | 1765 | 3530 | 3196.56 | 6393.12 | 0 | 0
| Note | Note Details
3.54.87 | - | LIGHT FITTINGS
3.54.88 | - | Supply, installation, connecting, testing and commissioning of lighting fixtures including all lamps, mounting brackets, suspension cords, accessories and all necessary auxiliary works as per Specification and drawings.
| Item Code | Description | Item Remarks | Unit of Measurement | Quantity/Base Price | Unit Price/Discount % | Total | Unit Price/Discount % | Total | Unit Price/Discount % | Total | Unit Price/Discount % | Total | Unit Price/Discount % | Total | Unit Price/Discount % | Total | Unit Price/Discount % | Total
3.54.89 | 5.10.70 | (*) Type F1 |  | nr | 47 | 0 | 0 | 900 | 42300 | 900 | 42300 | 196 | 9212 | 135 | 6345 | 623.63 | 29310.61 | 0 | 0
3.54.90 | 5.10.71 | (*) Type F2 |  | nr | 41 | 0 | 0 | 511 | 20951 | 511 | 20951 | 221 | 9061 | 112 | 4592 | 623.63 | 25568.83 | 0 | 0
3.54.91 | 5.10.72 | (*) Type F3 |  | nr | 9 | 0 | 0 | 755 | 6795 | 755 | 6795 | 231 | 2079 | 218 | 1962 | 842.24 | 7580.16 | 0 | 0
3.54.92 | 5.10.73 | (*) Type F4 |  | nr | 278 | 0 | 0 | 550 | 152900 | 550 | 152900 | 203 | 56434 | 135 | 37530 | 1465.5 | 407409 | 0 | 0
3.54.93 | 5.10.74 | (*) Type F5 |  | nr | 85 | 0 | 0 | 1142 | 97070 | 1142 | 97070 | 330 | 28050 | 265 | 22525 | 427.57 | 36343.45 | 0 | 0
3.54.94 | 5.10.75 | (*) Type F6 |  | nr | 40 | 0 | 0 | 462 | 18480 | 462 | 18480 | 234 | 9360 | 359 | 14360 | 1465.5 | 58620 | 0 | 0
3.54.95 | 5.10.76 | (*) Type F7 |  | nr | 8 | 0 | 0 | 620 | 4960 | 620 | 4960 | 333 | 2664 | 359 | 2872 | 1465.5 | 11724 | 0 | 0
3.54.96 | 5.10.77 | (*) Type F8 |  | nr | 9 | 0 | 0 | 153 | 1377 | 153 | 1377 | 290 | 2610 | 206 | 1854 | 1561.99 | 14057.91 | 0 | 0
3.54.97 | 5.10.78 | (*) Type F9 |  | nr | 2 | 0 | 0 | 330 | 660 | 330 | 660 | 307 | 614 | 288 | 576 | 829.5 | 1659 | 0 | 0
3.54.98 | 5.10.79 | (*) Type F10 |  | nr | 4 | 0 | 0 | 282 | 1128 | 282 | 1128 | 328 | 1312 | 265 | 1060 | 2103.66 | 8414.64 | 0 | 0
3.54.99 | 5.10.80 | (*) Type F11 |  | nr | 16 | 0 | 0 | 568 | 9088 | 568 | 9088 | 913 | 14608 | 218 | 3488 | 432.92 | 6926.72 | 0 | 0
3.54.100 | 5.10.81 | (*) Type F12 |  | nr | 7 | 0 | 0 | 25000 | 175000 | 25000 | 175000 | 2912 | 20384 | 647 | 4529 | 4129.92 | 28909.44 | 0 | 0
3.54.101 | 5.10.82 | (*) Type F13 |  | nr | 1 | 0 | 0 | 100000 | 100000 | 100000 | 100000 | 4940 | 4940 | 11765 | 11765 | 25812.03 | 25812.03 | 0 | 0
3.54.102 | 5.10.83 | (*) Type F14 |  | nr | 78 | 0 | 0 | 450 | 35100 | 450 | 35100 | 270 | 21060 | 159 | 12402 | 676.64 | 52777.92 | 0 | 0
3.54.103 | 5.10.84 | (*) Type F15 |  | nr | 14 | 0 | 0 | 492 | 6888 | 492 | 6888 | 281 | 3934 | 182 | 2548 | 571.45 | 8000.3 | 0 | 0
3.54.104 | 5.10.85 | (*) Type F16 |  | nr | 12 | 0 | 0 | 502 | 6024 | 502 | 6024 | 307 | 3684 | 676 | 8112 | 571.45 | 6857.4 | 0 | 0
3.54.105 | 5.10.86 | (*) Type F17 |  | nr | 2 | 0 | 0 | 343 | 686 | 343 | 686 | 395 | 790 | 406 | 812 | 571.45 | 1142.9 | 0 | 0
| Note | Note Details
3.54.106 | - | LIGHTING POINTS
3.54.107 | - | Supply, installation, connecting, testing and commissioning of lighting points including conduits, conduit fittings, boxes, copper conductors not less than 2.5 mm² wiring for lighting points, earthing terminations, accessories and all necessary civil works as per Specification and drawings.
| Item Code | Description | Item Remarks | Unit of Measurement | Quantity/Base Price | Unit Price/Discount % | Total | Unit Price/Discount % | Total | Unit Price/Discount % | Total | Unit Price/Discount % | Total | Unit Price/Discount % | Total | Unit Price/Discount % | Total | Unit Price/Discount % | Total
3.54.108 | 5.10.87 | (*) Lighting Point |  | nr | 626 | 0 | 0 | 355 | 222230 | 355 | 222230 | 187 | 117062 | 106 | 66356 | 309.74 | 193897.24 | 0 | 0
| Note | Note Details
3.54.109 | - | EARTHING SYSTEM
| Item Code | Description | Item Remarks | Unit of Measurement | Quantity/Base Price | Unit Price/Discount % | Total | Unit Price/Discount % | Total | Unit Price/Discount % | Total | Unit Price/Discount % | Total | Unit Price/Discount % | Total | Unit Price/Discount % | Total | Unit Price/Discount % | Total
3.54.110 | 5.10.88 | (*) Supply, installation, testing and commissioning of a complete protective earthing system for the building, earthing should be done with proper cables as per B.S including earthing pits, earthing electrodes, potential equalizing bar, bare copper conductors, fixing brackets, test links, suspensions, drilling, all necessary accessories, ancillary works and all materials required to complete installation as per Specification, drawings and to be approved from AADC & Etisalat. |  | Item | 1 | 0 | 0 | 15000 | 15000 | 15000 | 15000 | 78957 | 78957 | 11765 | 11765 | 13009.09 | 13009.09 | 0 | 0
| Note | Note Details
3.54.111 | - | LIGHTNING PROTECTION SYSTEM
| Item Code | Description | Item Remarks | Unit of Measurement | Quantity/Base Price | Unit Price/Discount % | Total | Unit Price/Discount % | Total | Unit Price/Discount % | Total | Unit Price/Discount % | Total | Unit Price/Discount % | Total | Unit Price/Discount % | Total | Unit Price/Discount % | Total
3.54.112 | 5.10.89 | (*) Supply, installation, testing and commissioning of a complete lightning protection system for the building including air terminals, tinned bare copper conductors, all necessary accessories, ancillary works and all materials required to complete installation as per Specification and drawings and to be approved from local authorities . |  | Item | 1 | 0 | 0 | 175000 | 175000 | 175000 | 175000 | 124645 | 124645 | 17647 | 17647 | 28156.95 | 28156.95 | 0 | 0
| Note | Note Details
3.54.113 | - | CENTRAL MONITORING SYSTEM (CMS)
| Item Code | Description | Item Remarks | Unit of Measurement | Quantity/Base Price | Unit Price/Discount % | Total | Unit Price/Discount % | Total | Unit Price/Discount % | Total | Unit Price/Discount % | Total | Unit Price/Discount % | Total | Unit Price/Discount % | Total | Unit Price/Discount % | Total
3.54.114 | 5.10.90 | (*) Supply, installation, testing and commissioning of a complete central monitoring system for all electrical & water meters in the building including pvc conduits, conduit fittings, boxes, earthing terminations, copper conductors, connections to all meters, all necessary accessories, ancillary works and all materials required to complete installation. |  | Item | 1 | 0 | 0 | 50000 | 50000 | 50000 | 50000 | 154960 | 154960 | 58824 | 58824 | 18584.66 | 18584.66 | 0 | 0
| Note | Note Details
3.54.115 | - | LOW CURRENT SYSTEMS
3.54.116 | - | FIRE ALARM SYSTEM
3.54.117 | - | Supply, installation, connecting, testing and commissioning of fire alarm system as specified below including analogue addressable fire alarm control panel (FACP) complete with batteries and charger, software, cables, conduits, trunking, fire alarm devices like smoke detector, heat detectors, manual station, sounder, control module, monitor module ...etc. and all accessories required to complete installation as per specifications and drawings.
| Item Code | Description | Item Remarks | Unit of Measurement | Quantity/Base Price | Unit Price/Discount % | Total | Unit Price/Discount % | Total | Unit Price/Discount % | Total | Unit Price/Discount % | Total | Unit Price/Discount % | Total | Unit Price/Discount % | Total | Unit Price/Discount % | Total
3.54.118 | 5.10.91 | (*) Fire alarm point including cables, conduits boxes & all accessories up to next device and/or up to respective fire alarm control panel and from mosque to imam and mu'than building |  | nr | 81 | 0 | 0 | 100 | 8100 | 100 | 8100 | 426 | 34506 | 245 | 19845 | 402.67 | 32616.27 | 0 | 0
3.54.119 | 5.10.92 | (*) Addressable fire alarm control panel 3 loops including complete interface with public address system. |  | nr | 1 | 0 | 0 | 10000 | 10000 | 10000 | 10000 | 25480 | 25480 | 7492 | 7492 | 7433.86 | 7433.86 | 0 | 0
3.54.120 | 5.10.93 | (*) Addressable smoke detector |  | nr | 40 | 0 | 0 | 150 | 6000 | 150 | 6000 | 286 | 11440 | 162 | 6480 | 139.38 | 5575.2 | 0 | 0
3.54.121 | 5.10.94 | (*) Addressable wall smoke detector |  | nr | 4 | 0 | 0 | 150 | 600 | 150 | 600 | 364 | 1456 | 234 | 936 | 167.26 | 669.04 | 0 | 0
3.54.122 | 5.10.95 | (*) Addressable heat detector |  | nr | 2 | 0 | 0 | 200 | 400 | 200 | 400 | 572 | 1144 | 172 | 344 | 185.85 | 371.7 | 0 | 0
3.54.123 | 5.10.96 | (*) Multi smoke & heat detector |  | nr | 3 | 0 | 0 | 250 | 750 | 250 | 750 | 286 | 858 | 451 | 1353 | 325.23 | 975.69 | 0 | 0
3.54.124 | 5.10.97 | (*) Addressable manual call point |  | nr | 15 | 0 | 0 | 120 | 1800 | 120 | 1800 | 468 | 7020 | 216 | 3240 | 139.38 | 2090.7 | 0 | 0
3.54.125 | 5.10.98 | (*) Addressable control module |  | nr | 3 | 0 | 0 | 200 | 600 | 200 | 600 | 192 | 576 | 253 | 759 | 139.38 | 418.14 | 0 | 0
3.54.126 | 5.10.99 | (*) Addressable fire alarm bell with strobe |  | nr | 14 | 0 | 0 | 250 | 3500 | 250 | 3500 | 988 | 13832 | 361 | 5054 | 232.31 | 3252.34 | 0 | 0
| Note | Note Details
3.54.127 | - | TELEPHONE, DATA AND TV SYSTEMS
3.54.128 | - | Supply, installation, connecting, testing and commissioning of communication systems including all conduits, duct, wires, cables, boxes, socket outlet , utility connection and and all accessories required to complete installation as per specifications, Etisalat requirements and drawings.
| Item Code | Description | Item Remarks | Unit of Measurement | Quantity/Base Price | Unit Price/Discount % | Total | Unit Price/Discount % | Total | Unit Price/Discount % | Total | Unit Price/Discount % | Total | Unit Price/Discount % | Total | Unit Price/Discount % | Total | Unit Price/Discount % | Total
3.54.129 | 5.10.100 | (*) Data rack 42U |  | nr | 1 | 0 | 0 | 3000 | 3000 | 3000 | 3000 | 2444 | 2444 | 3176 | 3176 | 7433.86 | 7433.86 | 0 | 0
3.54.130 | 5.10.101 | (*) Data rack 19U |  | nr | 1 | 0 | 0 | 2000 | 2000 | 2000 | 2000 | 468 | 468 | 1765 | 1765 | 7433.86 | 7433.86 | 0 | 0
3.54.131 | 5.10.102 | (*) POE switch 24 ports |  | nr | 1 | 0 | 0 | 2500 | 2500 | 2500 | 2500 | 26000 | 26000 | 4953 | 4953 | 0 | 0 | 0 | 0
3.54.132 | 5.10.103 | (*) Network switch 24 ports |  | nr | 2 | 0 | 0 | 4000 | 8000 | 4000 | 8000 | 2080 | 4160 | 14118 | 28236 | 0 | 0 | 0 | 0
3.54.133 | 5.10.104 | (*) UTP patch panel 24 ports |  | nr | 3 | 0 | 0 | 200 | 600 | 200 | 600 | 259 | 777 | 4953 | 14859 | 0 | 0 | 0 | 0
3.54.134 | 5.10.105 | (*) Fiber optic patch panel single mode12 ports |  | nr | 1 | 0 | 0 | 400 | 400 | 400 | 400 | 1155 | 1155 | 588 | 588 | 0 | 0 | 0 | 0
3.54.135 | 5.10.106 | (*) Fiber optic patch panel multi mode12 ports |  | nr | 2 | 0 | 0 | 250 | 500 | 250 | 500 | 116 | 232 | 1412 | 2824 | 0 | 0 | 0 | 0
3.54.136 | 5.10.107 | (*) Telephone socket |  | nr | 14 | 0 | 0 | 100 | 1400 | 100 | 1400 | 62 | 868 | 476 | 6664 | 392.34 | 5492.76 | 0 | 0
3.54.137 | 5.10.108 | (*) Data socket |  | nr | 18 | 0 | 0 | 110 | 1980 | 110 | 1980 | 62 | 1116 | 476 | 8568 | 392.34 | 7062.12 | 0 | 0
3.54.138 | 5.10.109 | (*) TV socket |  | nr | 2 | 0 | 0 | 110 | 220 | 110 | 220 | 62 | 124 | 476 | 952 | 392.34 | 784.68 | 0 | 0
3.54.139 | 5.10.110 | (*) Wireless access point |  | nr | 2 | 0 | 0 | 250 | 500 | 250 | 500 | 62 | 124 | 476 | 952 | 392.34 | 784.68 | 0 | 0
3.54.140 | 5.10.111 | (*) Communication outlets including cat6 cables, conduits, boxes and all accessories |  | nr | 36 | 0 | 0 | 600 | 21600 | 600 | 21600 | 312 | 11232 | 0 | 0 | 0 | 0 | 0 | 0
| Note | Note Details
3.54.141 | - | PUBLIC ADDRESS SYSTEM
3.54.142 | - | Supply, installation, testing and handing over the following:
| Item Code | Description | Item Remarks | Unit of Measurement | Quantity/Base Price | Unit Price/Discount % | Total | Unit Price/Discount % | Total | Unit Price/Discount % | Total | Unit Price/Discount % | Total | Unit Price/Discount % | Total | Unit Price/Discount % | Total | Unit Price/Discount % | Total
3.54.143 | 5.10.112 | (*) Public Address system rack (PAR) for mosque including all equipments, cables, conduits & all accessories as shown on the drawings and for complete work. |  | nr | 1 | 0 | 0 | 18000 | 18000 | 18000 | 18000 | 76949 | 76949 | 44706 | 44706 | 8363.1 | 8363.1 | 0 | 0
3.54.144 | 5.10.113 | (*) Wall mounted public address speaker 30w |  | nr | 28 | 0 | 0 | 950 | 26600 | 950 | 26600 | 0 | 0 | 1353 | 37884 | 638.38 | 17874.64 | 0 | 0
3.54.145 | 5.10.114 | (*) Wall mounted horn speaker 50w |  | nr | 3 | 0 | 0 | 1000 | 3000 | 1000 | 3000 | 0 | 0 | 788 | 2364 | 638.38 | 1915.14 | 0 | 0
3.54.146 | 5.10.115 | (*) Ceiling public address speaker 6w |  | nr | 23 | 0 | 0 | 350 | 8050 | 350 | 8050 | 0 | 0 | 412 | 9476 | 362.4 | 8335.2 | 0 | 0
3.54.147 | 5.10.116 | (*) Volume control |  | nr | 3 | 0 | 0 | 250 | 750 | 250 | 750 | 0 | 0 | 765 | 2295 | 199.32 | 597.96 | 0 | 0
3.54.148 | 5.10.117 | (*) Floor microphone stand |  | nr | 2 | 0 | 0 | 500 | 1000 | 500 | 1000 | 0 | 0 | 641 | 1282 | 884.26 | 1768.52 | 0 | 0
3.54.149 | 5.10.118 | (*) Public address outlet including cables, conduits, boxes and all accessories |  | nr | 59 | 0 | 0 | 150 | 8850 | 150 | 8850 | 0 | 0 | 129 | 7611 | 402.67 | 23757.53 | 0 | 0
| Note | Note Details
3.54.150 | - | INTERCOM SYSTEM
3.54.151 | - | Supply, install, test and connect inclusive of all conduits, duct, wires, cables, boxes, socket outlet , utility connection as shown on drawing
| Item Code | Description | Item Remarks | Unit of Measurement | Quantity/Base Price | Unit Price/Discount % | Total | Unit Price/Discount % | Total | Unit Price/Discount % | Total | Unit Price/Discount % | Total | Unit Price/Discount % | Total | Unit Price/Discount % | Total | Unit Price/Discount % | Total
3.54.152 | 5.10.119 | (*) Master Intercom calling unit complete with all accessories |  | nr | 1 | 0 | 0 | 750 | 750 | 750 | 750 | 3640 | 3640 | 2118 | 2118 | 3006.59 | 3006.59 | 0 | 0
3.54.153 | 5.10.120 | (*) Slave Intercom receiving unit |  | nr | 2 | 0 | 0 | 550 | 1100 | 550 | 1100 | 1394 | 2788 | 1176 | 2352 | 1166.7 | 2333.4 | 0 | 0
| Note | Note Details
3.54.154 | - | IP CCTV SYSTEM
3.54.155 | - | Supply, installation, connecting, testing and commissioning of IP CCTV system as specified below comprising of CCTV server with complete network video recorder, printers, monitor, programs and CCTV IP cameras including outlet boxes, pull boxes, conduits, conduit fittings, trunking, cables and all accessories required to complete installation as per Specification and drawings.
| Item Code | Description | Item Remarks | Unit of Measurement | Quantity/Base Price | Unit Price/Discount % | Total | Unit Price/Discount % | Total | Unit Price/Discount % | Total | Unit Price/Discount % | Total | Unit Price/Discount % | Total | Unit Price/Discount % | Total | Unit Price/Discount % | Total
3.54.156 | 5.10.121 | (*) Computer workstation including software, all required licenses and antivirus |  | nr | 1 | 0 | 0 | 20000 | 20000 | 20000 | 20000 | 61916 | 61916 | 9941 | 9941 | 48134.27 | 48134.27 | 0 | 0
3.54.157 | 5.10.122 | (*) Network video recorder (NVR) |  | nr | 1 | 0 | 0 | 40000 | 40000 | 40000 | 40000 | 0 | 0 | 47059 | 47059 | 0 | 0 | 0 | 0
3.54.158 | 5.10.123 | (*) 32 inch color monitoring screen (LCD) |  | nr | 2 | 0 | 0 | 1000 | 2000 | 1000 | 2000 | 0 | 0 | 1882 | 3764 | 929.23 | 1858.46 | 0 | 0
3.54.159 | 5.10.124 | (*) Wall mounted IP camera, fixed type, weather proof, 1080p resolution |  | nr | 6 | 0 | 0 | 2000 | 12000 | 2000 | 12000 | 0 | 0 | 3529 | 21174 | 4181.55 | 25089.3 | 0 | 0
3.54.160 | 5.10.125 | (*) CCTV outlet including cat6 cables, conduits, boxes and all accessories |  | nr | 6 | 0 | 0 | 120 | 720 | 120 | 720 | 0 | 0 | 476 | 2856 | 402.67 | 2416.02 | 0 | 0
| Note | Note Details
3.54.161 | - | MASTER CLOCK SYSTEM
| Item Code | Description | Item Remarks | Unit of Measurement | Quantity/Base Price | Unit Price/Discount % | Total | Unit Price/Discount % | Total | Unit Price/Discount % | Total | Unit Price/Discount % | Total | Unit Price/Discount % | Total | Unit Price/Discount % | Total | Unit Price/Discount % | Total
3.54.162 | 5.10.126 | (*) Supply, installation, connecting, testing and commissioning of master clock system including all conduits, cat 6 cables, cable trays, cable fittings, ancillary works and all accessories required to complete installation as per Specification and drawings. |  | Item | 1 | 0 | 0 | 25000 | 25000 | 25000 | 25000 | 52000 | 52000 | 47059 | 47059 | 15796.96 | 15796.96 | 0 | 0
| Note | Note Details
3.54.163 | - | Contractor's Adjustment
| Item Code | Description | Item Remarks | Unit of Measurement | Quantity/Base Price | Unit Price/Discount % | Total | Unit Price/Discount % | Total | Unit Price/Discount % | Total | Unit Price/Discount % | Total | Unit Price/Discount % | Total | Unit Price/Discount % | Total | Unit Price/Discount % | Total
3.54.164 | 5.10.127 | (*) The Contractor may price here any new items or additional quantity for an existing BOQ item, which are shown in the Drawings or any other Tender/Contract Documents but overlooked or not specifically mentioned herein and is necessary for the satisfactory completion of the Works/this section. Should the Contractor fail to insert any item here, it will be deemed that his lump sum Tender Price includes all such items and no claims for additional items will be entertained. |  | Sum | 1 | 0 | 0 | 0 | 0 | 0 | 0 | 0 | 0 | 12891 | 12891 | 0 | 0 | 2460532.24 | 2460532.24
| Note | Note Details
3.54.165 | - | Please attach one PDF file to be named "Additional Items for (insert bill no/name & Section No/name)" for the details of these additional items in the additional attachment area in the Commercial Envelope.
3.55 BILL NO. 5.11 – SANISANITARY, WATER SUPPLY, DRAINAGE AND FIRE PROTECTION | [5 empty] | 74 (out of 74) | 322739 | 74 (out of 74) | 687780 | 74 (out of 74) | 687780 | 74 (out of 74) | 677080 | 74 (out of 74) | 466569 | 74 (out of 74) | 463160.67 | 74 (out of 74) | 0
| Note | Note Details
3.55.1 | - | SANITARY, WATER SUPPLY, DRAINAGE AND FIRE PROTECTION
| Item Code | Description | Item Remarks | Unit of Measurement | Quantity/Base Price | Unit Price/Discount % | Total | Unit Price/Discount % | Total | Unit Price/Discount % | Total | Unit Price/Discount % | Total | Unit Price/Discount % | Total | Unit Price/Discount % | Total | Unit Price/Discount % | Total
3.55.2 | 5.11.01 | (*) Allow for house connections including liaising and paying connection charges for acquiring main supply and return discharge to main lines, coordination with AADC / ADSSC for obtaining permanent connection to masjid and imam building, approvals from local authorities for various services like water, sewer, etc. also for complying with latest regulations of the relevant authorities. |  | Item | 1 | 322739 | 322739 | 7000 | 7000 | 7000 | 7000 | 5200 | 5200 | 10000 | 10000 | 0 | 0 | 0 | 0
| Note | Note Details
3.55.3 | - | WATER SUPPLY
3.55.4 | - | Supply and install cold & hot water pipe work from poly propylene random (PPR) with fittings including all builders work and utility connection etc.
3.55.5 | - | Pipes of all diameters as shown on the drawings in the running length fixing in support.
| Item Code | Description | Item Remarks | Unit of Measurement | Quantity/Base Price | Unit Price/Discount % | Total | Unit Price/Discount % | Total | Unit Price/Discount % | Total | Unit Price/Discount % | Total | Unit Price/Discount % | Total | Unit Price/Discount % | Total | Unit Price/Discount % | Total
3.55.6 | 5.11.02 | (*) 75mm |  | m | 50 | 0 | 0 | 85 | 4250 | 85 | 4250 | 71 | 3550 | 129 | 6450 | 211.45 | 10572.5 | 0 | 0
3.55.7 | 5.11.03 | (*) 63 mm |  | m | 50 | 0 | 0 | 70 | 3500 | 70 | 3500 | 57 | 2850 | 74 | 3700 | 171.8 | 8590 | 0 | 0
3.55.8 | 5.11.04 | (*) 50 mm |  | m | 130 | 0 | 0 | 60 | 7800 | 60 | 7800 | 47 | 6110 | 56 | 7280 | 132.16 | 17180.8 | 0 | 0
3.55.9 | 5.11.05 | (*) 40mm |  | m | 80 | 0 | 0 | 50 | 4000 | 50 | 4000 | 42 | 3360 | 53 | 4240 | 105.73 | 8458.4 | 0 | 0
3.55.10 | 5.11.06 | (*) 32 mm |  | m | 60 | 0 | 0 | 40 | 2400 | 40 | 2400 | 31 | 1860 | 32 | 1920 | 79.29 | 4757.4 | 0 | 0
3.55.11 | 5.11.07 | (*) 25 mm |  | m | 90 | 0 | 0 | 37 | 3330 | 37 | 3330 | 25 | 2250 | 28 | 2520 | 66.08 | 5947.2 | 0 | 0
3.55.12 | 5.11.08 | (*) 20 mm |  | m | 120 | 0 | 0 | 34 | 4080 | 34 | 4080 | 22 | 2640 | 21 | 2520 | 52.86 | 6343.2 | 0 | 0
3.55.13 | 5.11.09 | (*) 16 mm PPR Pipe embedded in walls |  | m | 300 | 0 | 0 | 29 | 8700 | 29 | 8700 | 20 | 6000 | 19 | 5700 | 26.43 | 7929 | 0 | 0
3.55.14 | 5.11.10 | (*) Insulation for exposed pipe work in roof using rigid fiber glass 25mm thick having density 28kg/m3 with glass reinforced aluminium foil/kraft paper laminate with canvas cloth foster coating. |  | Item | 1 | 0 | 0 | 14000 | 14000 | 14000 | 14000 | 15600 | 15600 | 1765 | 1765 | 2839.32 | 2839.32 | 0 | 0
3.55.15 | 5.11.11 | (*) Protection for under ground pipes by sleeves |  | Item | 1 | 0 | 0 | 5000 | 5000 | 5000 | 5000 | 8320 | 8320 | 1412 | 1412 | 795.01 | 795.01 | 0 | 0
| Note | Note Details
3.55.16 | - | OTHER VALVES
| Item Code | Description | Item Remarks | Unit of Measurement | Quantity/Base Price | Unit Price/Discount % | Total | Unit Price/Discount % | Total | Unit Price/Discount % | Total | Unit Price/Discount % | Total | Unit Price/Discount % | Total | Unit Price/Discount % | Total | Unit Price/Discount % | Total
3.55.17 | 5.11.12 | (*) Gate Valves |  | nr | 36 | 0 | 0 | 300 | 10800 | 300 | 10800 | 156 | 5616 | 76 | 2736 | 69.69 | 2508.84 | 0 | 0
3.55.18 | 5.11.13 | (*) Angle Valves 1/2" |  | nr | 95 | 0 | 0 | 60 | 5700 | 60 | 5700 | 187 | 17765 | 47 | 4465 | 13.94 | 1324.3 | 0 | 0
3.55.19 | 5.11.14 | (*) Float Ball Valve |  | nr | 3 | 0 | 0 | 100 | 300 | 100 | 300 | 343 | 1029 | 118 | 354 | 278.77 | 836.31 | 0 | 0
3.55.20 | 5.11.15 | (*) Hose bib |  | nr | 3 | 0 | 0 | 200 | 600 | 200 | 600 | 100 | 300 | 44 | 132 | 41.82 | 125.46 | 0 | 0
3.55.21 | 5.11.16 | (*) Non Return Valves |  | nr | 2 | 0 | 0 | 150 | 300 | 150 | 300 | 125 | 250 | 212 | 424 | 167.26 | 334.52 | 0 | 0
3.55.22 | 5.11.17 | (*) Air Vent |  | nr | 4 | 0 | 0 | 200 | 800 | 200 | 800 | 520 | 2080 | 588 | 2352 | 48.78 | 195.12 | 0 | 0
| Note | Note Details
3.55.23 | - | ELECTRIC WATER HEATERS
| Item Code | Description | Item Remarks | Unit of Measurement | Quantity/Base Price | Unit Price/Discount % | Total | Unit Price/Discount % | Total | Unit Price/Discount % | Total | Unit Price/Discount % | Total | Unit Price/Discount % | Total | Unit Price/Discount % | Total | Unit Price/Discount % | Total
3.55.24 | 5.11.18 | (*) EWH 150 litter |  | nr | 2 | 0 | 0 | 2500 | 5000 | 2500 | 5000 | 1144 | 2288 | 1824 | 3648 | 726.87 | 1453.74 | 0 | 0
3.55.25 | 5.11.19 | (*) EWH 50 litter |  | nr | 5 | 0 | 0 | 550 | 2750 | 550 | 2750 | 463 | 2315 | 441 | 2205 | 255.54 | 1277.7 | 0 | 0
3.55.26 | 5.11.20 | (*) EWH 30 litter |  | nr | 4 | 0 | 0 | 350 | 1400 | 350 | 1400 | 416 | 1664 | 424 | 1696 | 232.82 | 931.28 | 0 | 0
3.55.27 | 5.11.21 | (*) Meter as per Estidama for external water usage |  | nr | 2 | 0 | 0 | 850 | 1700 | 850 | 1700 | 1872 | 3744 | 941 | 1882 | 987.31 | 1974.62 | 0 | 0
3.55.28 | 5.11.22 | (*) Meter as per Estidama for internal water usage |  | nr | 8 | 0 | 0 | 850 | 6800 | 850 | 6800 | 1872 | 14976 | 941 | 7528 | 1842.98 | 14743.84 | 0 | 0
3.55.29 | 5.11.23 | (*) UV-Filtration System |  | nr | 3 | 0 | 0 | 5500 | 16500 | 5500 | 16500 | 27144 | 81432 | 5647 | 16941 | 2808.35 | 8425.05 | 0 | 0
3.55.30 | 5.11.24 | (*) Supply & install horizontal / vertical type GRP water tank at ground floor level capacity as shown in drawings, complete with valves, fittings & all associated accessories & works as specified and shown on the drawings. |  | nr | 1 | 0 | 0 | 121648 | 121648 | 121648 | 121648 | 94640 | 94640 | 35571 | 35571 | 45811.19 | 45811.19 | 0 | 0
3.55.31 | 5.11.25 | (*) Ditto but capacity as shown in drawings to be installed at roof level |  | nr | 2 | 0 | 0 | 34000 | 68000 | 34000 | 68000 | 82160 | 164320 | 17584 | 35168 | 23892.9 | 47785.8 | 0 | 0
| Note | Note Details
3.55.32 | - | Supply & install water meter with GRP box 60x25x20 cm as per AA requirements.
| Item Code | Description | Item Remarks | Unit of Measurement | Quantity/Base Price | Unit Price/Discount % | Total | Unit Price/Discount % | Total | Unit Price/Discount % | Total | Unit Price/Discount % | Total | Unit Price/Discount % | Total | Unit Price/Discount % | Total | Unit Price/Discount % | Total
3.55.33 | 5.11.26 | (*) Meter 2'' dia. |  | nr | 1 | 0 | 0 | 5000 | 5000 | 5000 | 5000 | 4368 | 4368 | 2353 | 2353 | 263.28 | 263.28 | 0 | 0
3.55.34 | 5.11.27 | (*) Supply & install testing & commissioning of fully packaged automatic water transfer pump set (one working & one stand by) complete with control panel switches etc , complete with all connections with foundation and covers |  | Item | 1 | 0 | 0 | 12000 | 12000 | 12000 | 12000 | 8528 | 8528 | 11176 | 11176 | 6231.02 | 6231.02 | 0 | 0
3.55.35 | 5.11.28 | (*) Ditto, but booster pump set, 2 duty , 1 standby with pressure vessel with foundation and cover |  | Item | 1 | 0 | 0 | 15000 | 15000 | 15000 | 15000 | 17888 | 17888 | 11882 | 11882 | 7130.57 | 7130.57 | 0 | 0
3.55.36 | 5.11.29 | (*) External Pipes for water supply |  | Item | 1 | 0 | 0 | 15000 | 15000 | 15000 | 15000 | 15600 | 15600 | 1765 | 1765 | 6607.88 | 6607.88 | 0 | 0
| Note | Note Details
3.55.37 | - | DRAINAGE
3.55.38 | - | EXTERNAL PIPES
3.55.39 | - | Supply and install buried external drainage pipes in UPVC class 10 with all associated builder works and utility connection.
| Item Code | Description | Item Remarks | Unit of Measurement | Quantity/Base Price | Unit Price/Discount % | Total | Unit Price/Discount % | Total | Unit Price/Discount % | Total | Unit Price/Discount % | Total | Unit Price/Discount % | Total | Unit Price/Discount % | Total | Unit Price/Discount % | Total
3.55.40 | 5.11.30 | (*) 6'' dia. CL-10 |  | Item | 1 | 0 | 0 | 11000 | 11000 | 11000 | 11000 | 13520 | 13520 | 25 | 25 | 4862.99 | 4862.99 | 0 | 0
3.55.41 | 5.11.31 | (*) Supply and install 4" rain water pipes from rain water gutters as shown on the drawings. |  | Item | 1 | 0 | 0 | 6000 | 6000 | 6000 | 6000 | 1144 | 1144 | 1765 | 1765 | 2855.64 | 2855.64 | 0 | 0
3.55.42 | 5.11.32 | (*) Supply and install Roof Drain |  | nr | 10 | 0 | 0 | 1125 | 11250 | 1125 | 11250 | 68 | 680 | 729 | 7290 | 209.08 | 2090.8 | 0 | 0
| Note | Note Details
3.55.43 | - | INTERNAL PIPES
3.55.44 | - | Rain water, Vent , Soil and Waste pipe work PVC with fittings
| Item Code | Description | Item Remarks | Unit of Measurement | Quantity/Base Price | Unit Price/Discount % | Total | Unit Price/Discount % | Total | Unit Price/Discount % | Total | Unit Price/Discount % | Total | Unit Price/Discount % | Total | Unit Price/Discount % | Total | Unit Price/Discount % | Total
3.55.45 | 5.11.33 | (*) 4" dia. Internal Pipes and Fittings |  | m | 130 | 0 | 0 | 60 | 7800 | 60 | 7800 | 51 | 6630 | 39 | 5070 | 171.8 | 22334 | 0 | 0
3.55.46 | 5.11.34 | (*) 3" dia. Internal Pipes and Fittings |  | m | 90 | 0 | 0 | 55 | 4950 | 55 | 4950 | 36 | 3240 | 42 | 3780 | 145.37 | 13083.3 | 0 | 0
3.55.47 | 5.11.35 | (*) 2" dia. Internal Pipes and Fittings |  | m | 80 | 0 | 0 | 50 | 4000 | 50 | 4000 | 33 | 2640 | 35 | 2800 | 118.94 | 9515.2 | 0 | 0
3.55.48 | 5.11.36 | (*) Supply and Install vent piping in uPVC according to the approved drawings, including cover on top. |  | Item | 1 | 0 | 0 | 3200 | 3200 | 3200 | 3200 | 13000 | 13000 | 588 | 588 | 1718.05 | 1718.05 | 0 | 0
| Note | Note Details
3.55.49 | - | Supply and install floor traps 4" in bathrooms, toilets, kitchens, balconies, and all wet rooms, with approved Chromium plate cover and grating.
| Item Code | Description | Item Remarks | Unit of Measurement | Quantity/Base Price | Unit Price/Discount % | Total | Unit Price/Discount % | Total | Unit Price/Discount % | Total | Unit Price/Discount % | Total | Unit Price/Discount % | Total | Unit Price/Discount % | Total | Unit Price/Discount % | Total
3.55.50 | 5.11.37 | (*) Floor Drain (PVC) 110x75x50mm |  | nr | 20 | 0 | 0 | 520 | 10400 | 520 | 10400 | 101 | 2020 | 2065 | 41300 | 69.69 | 1393.8 | 0 | 0
3.55.51 | 5.11.38 | (*) Floor Drain (PVC) 110x75x75mm |  | nr | 12 | 0 | 0 | 520 | 6240 | 520 | 6240 | 105 | 1260 | 229 | 2748 | 90.6 | 1087.2 | 0 | 0
3.55.52 | 5.11.39 | (*) Galvanized steel grating for abulation area and pump room |  | Item | 1 | 0 | 0 | 8000 | 8000 | 8000 | 8000 | 7800 | 7800 | 0 | 0 | 278.77 | 278.77 | 0 | 0
3.55.53 | 5.11.40 | (*) Supply and fix 110mm type Floor Clean Outs with covers as required |  | nr | 13 | 0 | 0 | 550 | 7150 | 550 | 7150 | 333 | 4329 | 176 | 2288 | 76.66 | 996.58 | 0 | 0
3.55.54 | 5.11.41 | (*) Supply and fix 75mm type Floor Clean Outs with covers as required |  | nr | 6 | 0 | 0 | 520 | 3120 | 520 | 3120 | 333 | 1998 | 129 | 774 | 55.75 | 334.5 | 0 | 0
3.55.55 | 5.11.42 | (*) Supply and install Gully Trap (GT) with medium DI cover and all builder's work as per the relevant authority requirements. Cover and frame shall be light duty. |  | nr | 5 | 0 | 0 | 1600 | 8000 | 1600 | 8000 | 288 | 1440 | 586 | 2930 | 115.64 | 578.2 | 0 | 0
3.55.56 | 5.11.43 | (*) Supply and install Inspection Chamber (IC) with medium DI cover and all builder's work as per the relevant authority requirements. Cover and frame shall be light duty. |  | nr | 7 | 0 | 0 | 3800 | 26600 | 3800 | 26600 | 1820 | 12740 | 1289 | 9023 | 206.5 | 1445.5 | 0 | 0
3.55.57 | 5.11.44 | (*) Allow for all builder's work in connection with plumbing and drainage installation |  | Item | 1 | 0 | 0 | 23745 | 23745 | 23745 | 23745 | 10400 | 10400 | 0 | 0 | 0 | 0 | 0 | 0
| Note | Note Details
3.55.58 | - | SANITARY WARE
3.55.59 | - | Supply and installation of sanitary fittings including all necessary adhesive, fixing, nailing, screwing and the like as per specifications and as shown on drawings.
| Item Code | Description | Item Remarks | Unit of Measurement | Quantity/Base Price | Unit Price/Discount % | Total | Unit Price/Discount % | Total | Unit Price/Discount % | Total | Unit Price/Discount % | Total | Unit Price/Discount % | Total | Unit Price/Discount % | Total | Unit Price/Discount % | Total
3.55.60 | 5.11.45 | (*) Water Closet (WC) with concealed flush tank, flush plate, etc. |  | nr | 18 | 0 | 0 | 1500 | 27000 | 1500 | 27000 | 967 | 17406 | 1412 | 25416 | 2168.44 | 39031.92 | 0 | 0
3.55.61 | 5.11.46 | (*) Below counter wash basin |  | nr | 6 | 0 | 0 | 400 | 2400 | 400 | 2400 | 156 | 936 | 412 | 2472 | 510.22 | 3061.32 | 0 | 0
3.55.62 | 5.11.47 | (*) Wall hang wash basin |  | nr | 5 | 0 | 0 | 750 | 3750 | 750 | 3750 | 182 | 910 | 588 | 2940 | 605.89 | 3029.45 | 0 | 0
3.55.63 | 5.11.48 | (*) Bath Tub |  | nr | 2 | 0 | 0 | 713 | 1426 | 713 | 1426 | 312 | 624 | 706 | 1412 | 637.77 | 1275.54 | 0 | 0
3.55.64 | 5.11.49 | (*) Sink mounted normal mixer |  | nr | 5 | 0 | 0 | 350 | 1750 | 350 | 1750 | 182 | 910 | 353 | 1765 | 510.22 | 2551.1 | 0 | 0
3.55.65 | 5.11.50 | (*) Self closing with timer mixer |  | nr | 5 | 0 | 0 | 770 | 3850 | 770 | 3850 | 312 | 1560 | 565 | 2825 | 382.67 | 1913.35 | 0 | 0
3.55.66 | 5.11.51 | (*) Adjustable shower mixer |  | nr | 2 | 0 | 0 | 750 | 1500 | 750 | 1500 | 364 | 728 | 271 | 542 | 376.29 | 752.58 | 0 | 0
3.55.67 | 5.11.52 | (*) Shower mixer |  | nr | 2 | 0 | 0 | 550 | 1100 | 550 | 1100 | 312 | 624 | 341 | 682 | 255.12 | 510.24 | 0 | 0
3.55.68 | 5.11.53 | (*) Stainless steel self closing tap |  | nr | 19 | 0 | 0 | 650 | 12350 | 650 | 12350 | 187 | 3553 | 624 | 11856 | 344.39 | 6543.41 | 0 | 0
3.55.69 | 5.11.54 | (*) Liquid soap dispenser |  | nr | 5 | 0 | 0 | 191 | 955 | 191 | 955 | 52 | 260 | 306 | 1530 | 255.12 | 1275.6 | 0 | 0
3.55.70 | 5.11.55 | (*) Crome plated soap dish |  | nr | 4 | 0 | 0 | 100 | 400 | 100 | 400 | 62 | 248 | 153 | 612 | 95.67 | 382.68 | 0 | 0
3.55.71 | 5.11.56 | (*) Toilet paper holder with cover |  | nr | 13 | 0 | 0 | 100 | 1300 | 100 | 1300 | 42 | 546 | 82 | 1066 | 114.8 | 1492.4 | 0 | 0
3.55.72 | 5.11.57 | (*) Shut of spray with 1200mm hose, angle stop, bracket, etc. |  | nr | 13 | 0 | 0 | 120 | 1560 | 120 | 1560 | 62 | 806 | 88 | 1144 | 153.07 | 1989.91 | 0 | 0
3.55.73 | 5.11.58 | (*) Combine paper tower dispenser and waste bin |  | nr | 2 | 0 | 0 | 1200 | 2400 | 1200 | 2400 | 1560 | 3120 | 565 | 1130 | 1275.56 | 2551.12 | 0 | 0
3.55.74 | 5.11.59 | (*) Hand drayer |  | nr | 2 | 0 | 0 | 2138 | 4276 | 2138 | 4276 | 832 | 1664 | 447 | 894 | 1148 | 2296 | 0 | 0
3.55.75 | 5.11.60 | (*) Towel rail |  | nr | 6 | 0 | 0 | 100 | 600 | 100 | 600 | 73 | 438 | 106 | 636 | 102.04 | 612.24 | 0 | 0
3.55.76 | 5.11.61 | (*) Horizontal grab rail |  | nr | 2 | 0 | 0 | 400 | 800 | 400 | 800 | 520 | 1040 | 182 | 364 | 267.87 | 535.74 | 0 | 0
3.55.77 | 5.11.62 | (*) Vertical grab rail |  | nr | 2 | 0 | 0 | 250 | 500 | 250 | 500 | 520 | 1040 | 182 | 364 | 739.82 | 1479.64 | 0 | 0
3.55.78 | 5.11.63 | (*) Ablution Tap |  | nr | 24 | 0 | 0 | 650 | 15600 | 650 | 15600 | 208 | 4992 | 347 | 8328 | 344.39 | 8265.36 | 0 | 0
| Note | Note Details
3.55.79 | - | 6 mm Thick quality mirror; complete with plywood backing, framing, clips, support and all necessary accessories as required; fixed to concrete/block wall; all in accordance with the Specifications and subject to Engineer's approval
| Item Code | Description | Item Remarks | Unit of Measurement | Quantity/Base Price | Unit Price/Discount % | Total | Unit Price/Discount % | Total | Unit Price/Discount % | Total | Unit Price/Discount % | Total | Unit Price/Discount % | Total | Unit Price/Discount % | Total | Unit Price/Discount % | Total
3.55.80 | 5.11.64 | (*) 450 mm x 1150 mm High overall |  | nr | 5 | 0 | 0 | 300 | 1500 | 300 | 1500 | 208 | 1040 | 400 | 2000 | 0 | 0 | 0 | 0
3.55.81 | 5.11.65 | (*) 1630 mm x 1100 mm High overall |  | nr | 2 | 0 | 0 | 750 | 1500 | 750 | 1500 | 364 | 728 | 1387 | 2774 | 0 | 0 | 0 | 0
| Note | Note Details
3.55.82 | - | FIRE FIGHTING SYSTEM
3.55.83 | - | Supply & Install fire protection requirement and materials as specified shown on the drawing with requirement of civil defence, fire extinguishers.
3.55.84 | - | Fire Extinguishers
| Item Code | Description | Item Remarks | Unit of Measurement | Quantity/Base Price | Unit Price/Discount % | Total | Unit Price/Discount % | Total | Unit Price/Discount % | Total | Unit Price/Discount % | Total | Unit Price/Discount % | Total | Unit Price/Discount % | Total | Unit Price/Discount % | Total
3.55.85 | 5.11.66 | (*) CO2 fire extinguisher- 2.2 Kg |  | nr | 5 | 0 | 0 | 320 | 1600 | 320 | 1600 | 187 | 935 | 247 | 1235 | 340.72 | 1703.6 | 0 | 0
3.55.86 | 5.11.67 | (*) Dry Powder Extinguisher |  | nr | 11 | 0 | 0 | 300 | 3300 | 300 | 3300 | 125 | 1375 | 176 | 1936 | 204.43 | 2248.73 | 0 | 0
| Note | Note Details
3.55.87 | - | Fire Hose Cabinet
| Item Code | Description | Item Remarks | Unit of Measurement | Quantity/Base Price | Unit Price/Discount % | Total | Unit Price/Discount % | Total | Unit Price/Discount % | Total | Unit Price/Discount % | Total | Unit Price/Discount % | Total | Unit Price/Discount % | Total | Unit Price/Discount % | Total
3.55.88 | 5.11.68 | (*) Fire cabinet including (FHC-2) hose reel (25m-30m length) +FE-1) include all accessories |  | nr | 5 | 0 | 0 | 13000 | 65000 | 13000 | 65000 | 4680 | 23400 | 17647 | 88235 | 7950.1 | 39750.5 | 0 | 0
| Note | Note Details
3.55.89 | - | Fire protection pipework
3.55.90 | - | Supply and install firefighting pipe work with fittings including all builders work and utility connection etc as shown in the drawings.
| Item Code | Description | Item Remarks | Unit of Measurement | Quantity/Base Price | Unit Price/Discount % | Total | Unit Price/Discount % | Total | Unit Price/Discount % | Total | Unit Price/Discount % | Total | Unit Price/Discount % | Total | Unit Price/Discount % | Total | Unit Price/Discount % | Total
3.55.91 | 5.11.69 | (*) 40mm dia. |  | m | 45 | 0 | 0 | 90 | 4050 | 90 | 4050 | 57 | 2565 | 21 | 945 | 371.69 | 16726.05 | 0 | 0
3.55.92 | 5.11.70 | (*) 100mm dia. |  | m | 30 | 0 | 0 | 150 | 4500 | 150 | 4500 | 192 | 5760 | 59 | 1770 | 619.49 | 18584.7 | 0 | 0
| Note | Note Details
3.55.93 | - | Fire Department Connection
| Item Code | Description | Item Remarks | Unit of Measurement | Quantity/Base Price | Unit Price/Discount % | Total | Unit Price/Discount % | Total | Unit Price/Discount % | Total | Unit Price/Discount % | Total | Unit Price/Discount % | Total | Unit Price/Discount % | Total | Unit Price/Discount % | Total
3.55.94 | 5.11.71 | (*) Supply & Installing FDC (65x65x100mm) |  | nr | 1 | 0 | 0 | 10000 | 10000 | 10000 | 10000 | 5200 | 5200 | 4706 | 4706 | 5368.9 | 5368.9 | 0 | 0
| Note | Note Details
3.55.95 | - | Alarm Check Valve
| Item Code | Description | Item Remarks | Unit of Measurement | Quantity/Base Price | Unit Price/Discount % | Total | Unit Price/Discount % | Total | Unit Price/Discount % | Total | Unit Price/Discount % | Total | Unit Price/Discount % | Total | Unit Price/Discount % | Total | Unit Price/Discount % | Total
3.55.96 | 5.11.72 | (*) Supply & Installing ACV 100mm |  | nr | 2 | 0 | 0 | 6500 | 13000 | 6500 | 13000 | 5824 | 11648 | 10471 | 20942 | 3097.44 | 6194.88 | 0 | 0
3.55.97 | 5.11.73 | (*) Allow for testing and commissioning |  | Item | 1 | 0 | 0 | 5000 | 5000 | 5000 | 5000 | 3640 | 3640 | 5882 | 5882 | 9085.83 | 9085.83 | 0 | 0
| Note | Note Details
3.55.98 | - | Contractor's Adjustment
| Item Code | Description | Item Remarks | Unit of Measurement | Quantity/Base Price | Unit Price/Discount % | Total | Unit Price/Discount % | Total | Unit Price/Discount % | Total | Unit Price/Discount % | Total | Unit Price/Discount % | Total | Unit Price/Discount % | Total | Unit Price/Discount % | Total
3.55.99 | 5.11.74 | (*) The Contractor may price here any new items or additional quantity for an existing BOQ item, which are shown in the Drawings or any other Tender/Contract Documents but overlooked or not specifically mentioned herein and is necessary for the satisfactory completion of the Works/this section. Should the Contractor fail to insert any item here, it will be deemed that his lump sum Tender Price includes all such items and no claims for additional items will be entertained. |  | Sum | 1 | 0 | 0 | 0 | 0 | 0 | 0 | 0 | 0 | 0 | 0 | 0 | 0 | 0 | 0
| Note | Note Details
3.55.100 | - | Please attach one PDF file to be named "Additional Items for (insert bill no/name & Section No/name)" for the details of these additional items in the additional attachment area in the Commercial Envelope.
3.56 BILL NO. 5.12 – AIR CONDITIONING WORKS | [5 empty] | 43 (out of 43) | 1216148 | 43 (out of 43) | 1657700 | 43 (out of 43) | 1657700 | 43 (out of 43) | 1574046 | 43 (out of 43) | 1031700 | 43 (out of 43) | 1142370.72 | 43 (out of 43) | 0
| Note | Note Details
3.56.1 | - | AIR CONDITIONING AND VENTILATION SYSTEM
3.56.2 | - | The Contractor is referred to the Drawings and Specification for all details related to this section of the Works and he is to include for complying with all the requirements contained therein, whether or not they are specifically mentioned within the item descriptions
3.56.3 | - | Air handling units (DX-TYPE and the fins to be coated by anti corrosion material) with refrigerant 410A at maximum EER complete with cooling coil, with motorize volume dampers, fresh air sand louver, air filter, fan, flex, connections, fixing, supporting, vibration isolator and sound attenuator with all required accessories according to drawings and specification.
| Item Code | Description | Item Remarks | Unit of Measurement | Quantity/Base Price | Unit Price/Discount % | Total | Unit Price/Discount % | Total | Unit Price/Discount % | Total | Unit Price/Discount % | Total | Unit Price/Discount % | Total | Unit Price/Discount % | Total | Unit Price/Discount % | Total
3.56.4 | 5.12.01 | (*) AHU-JM-01 Supply air 4090 L/S, Total Cooling Capacity 138.70 kW |  | nr | 2 | 0 | 0 | 285860 | 571720 | 285860 | 571720 | 260000 | 520000 | 135294 | 270588 | 128884.62 | 257769.24 | 0 | 0
3.56.5 | 5.12.02 | (*) AHU-JM-02 Supply air 1716 L/S, Total Cooling Capacity 52.70 kW |  | nr | 1 | 1216148 | 1216148 | 140000 | 140000 | 140000 | 140000 | 161200 | 161200 | 61176 | 61176 | 24485.29 | 24485.29 | 0 | 0
3.56.6 | 5.12.03 | (*) AHU-JM-03 Supply air 1121 L/S, Total Cooling Capacity 29.40 kW |  | nr | 1 | 0 | 0 | 110000 | 110000 | 110000 | 110000 | 161200 | 161200 | 55294 | 55294 | 13659.73 | 13659.73 | 0 | 0
| Note | Note Details
3.56.7 | - | Condesnsing unit (DX-TYPE) and the fins to be coated by anti corrosion material) with refrigerant 410A at maximum EER complete with fans, compressor, reffregrant piping, condenser with DC inverter, flex, connections, fixing, supporting and vibration isolator with all required accessories according to drawings and specification.
| Item Code | Description | Item Remarks | Unit of Measurement | Quantity/Base Price | Unit Price/Discount % | Total | Unit Price/Discount % | Total | Unit Price/Discount % | Total | Unit Price/Discount % | Total | Unit Price/Discount % | Total | Unit Price/Discount % | Total | Unit Price/Discount % | Total
3.56.8 | 5.12.04 | (*) CU-JM-01, Total Cooling Capacity 138.70 kW |  | nr | 2 | 0 | 0 | 6000 | 12000 | 6000 | 12000 | 88400 | 176800 | 0 | 0 | 128884.62 | 257769.24 | 0 | 0
3.56.9 | 5.12.05 | (*) CU-JM-02, Cooling Capacity 52.70 kW |  | nr | 1 | 0 | 0 | 4500 | 4500 | 4500 | 4500 | 54080 | 54080 | 0 | 0 | 24485.29 | 24485.29 | 0 | 0
3.56.10 | 5.12.06 | (*) CU-JM-03, Cooling Capacity 29.40 kW |  | nr | 1 | 0 | 0 | 3500 | 3500 | 3500 | 3500 | 28080 | 28080 | 0 | 0 | 13659.73 | 13659.73 | 0 | 0
| Note | Note Details
3.56.11 | - | Modular type VRF outdoor units equipped with highly efficient scroll compressors with all inverter type compressor(s), special acryl precoated heat exchanger, low noise condenser fan. The outdoor and indoor units shall be integrated with special super wiring system with a central monitoring remote controller into one common wiring including structural frame work platforms required as per site conditions. All refrigerant piping system shall be imported. Refrigerant should be R410A.
| Item Code | Description | Item Remarks | Unit of Measurement | Quantity/Base Price | Unit Price/Discount % | Total | Unit Price/Discount % | Total | Unit Price/Discount % | Total | Unit Price/Discount % | Total | Unit Price/Discount % | Total | Unit Price/Discount % | Total | Unit Price/Discount % | Total
3.56.12 | 5.12.07 | (*) CU-1, Cooling Capacity 17.90 kW |  | nr | 1 | 0 | 0 | 10000 | 10000 | 10000 | 10000 | 19240 | 19240 | 0 | 0 | 0 | 0 | 0 | 0
| Note | Note Details
3.56.13 | - | Split air conditioning unit concealed type(VRF) with cooling coil, electronic expansion valve and multispeed fan motor, The blower shall be dynamicaly balanced and designed for silent operation,the filters shall be Plasma and synthetic washable media type arranged for convenient cleaning and replacement, room thermostat (wireless type), with all required accessories according to drawings and specification (cooling only).
| Item Code | Description | Item Remarks | Unit of Measurement | Quantity/Base Price | Unit Price/Discount % | Total | Unit Price/Discount % | Total | Unit Price/Discount % | Total | Unit Price/Discount % | Total | Unit Price/Discount % | Total | Unit Price/Discount % | Total | Unit Price/Discount % | Total
3.56.14 | 5.12.08 | (*) IDU-G1, Cooling Capacity 1.50 kW |  | nr | 2 | 0 | 0 | 2500 | 5000 | 2500 | 5000 | 3640 | 7280 | 3824 | 7648 | 2477.95 | 4955.9 | 0 | 0
3.56.15 | 5.12.09 | (*) IDU-G2, Cooling Capacity 1.80 Kw |  | nr | 2 | 0 | 0 | 2500 | 5000 | 2500 | 5000 | 3640 | 7280 | 4412 | 8824 | 2973.55 | 5947.1 | 0 | 0
3.56.16 | 5.12.10 | (*) FCU-G1, Cooling Capacity 1.80 kW |  | nr | 1 | 0 | 0 | 2500 | 2500 | 2500 | 2500 | 3640 | 3640 | 5294 | 5294 | 1486.77 | 1486.77 | 0 | 0
3.56.17 | 5.12.11 | (*) IDU-F1, Cooling Capacity 1.80 kW |  | nr | 2 | 0 | 0 | 2500 | 5000 | 2500 | 5000 | 3640 | 7280 | 4412 | 8824 | 2973.55 | 5947.1 | 0 | 0
3.56.18 | 5.12.12 | (*) IDU-F2, Cooling Capacity 2.00 kW |  | nr | 2 | 0 | 0 | 3000 | 6000 | 3000 | 6000 | 3640 | 7280 | 5294 | 10588 | 3303.94 | 6607.88 | 0 | 0
3.56.19 | 5.12.13 | (*) FCU-F1, Cooling Capacity 1.90 kW |  | nr | 1 | 0 | 0 | 3000 | 3000 | 3000 | 3000 | 3640 | 3640 | 5294 | 5294 | 1569.37 | 1569.37 | 0 | 0
| Note | Note Details
3.56.20 | - | HVAC unitary air conditioners (Concealed/Mini-Split) with HVAC refrigerant piping and specialities
3.56.21 | - | Split air conditioning unit concealed type consisting of indoor (fan coil) & outdoor (condensing unit with DC inverter), and use refrigerant 410 A at maximum EER as per estidama requirement (the fins to be coated by anti corrosion material) complete with cooling coil, air filter, fans, electrical motor, room thermostat (wireless type), with all required accessories according to drawings and specification (cooling only).
| Item Code | Description | Item Remarks | Unit of Measurement | Quantity/Base Price | Unit Price/Discount % | Total | Unit Price/Discount % | Total | Unit Price/Discount % | Total | Unit Price/Discount % | Total | Unit Price/Discount % | Total | Unit Price/Discount % | Total | Unit Price/Discount % | Total
3.56.22 | 5.12.14 | (*) FCU/JM/01, Cooling Capacity 1.40 kW |  | nr | 2 | 0 | 0 | 3000 | 6000 | 3000 | 6000 | 3640 | 7280 | 3529 | 7058 | 2312.76 | 4625.52 | 0 | 0
3.56.23 | 5.12.15 | (*) FCU/JM/02, Cooling Capacity 2.30 kW |  | nr | 1 | 0 | 0 | 4500 | 4500 | 4500 | 4500 | 3640 | 3640 | 4706 | 4706 | 1899.77 | 1899.77 | 0 | 0
3.56.24 | 5.12.16 | (*) FCU/JM/03, Cooling Capacity 3.90 kW |  | nr | 1 | 0 | 0 | 5000 | 5000 | 5000 | 5000 | 5461 | 5461 | 5882 | 5882 | 3221.34 | 3221.34 | 0 | 0
3.56.25 | 5.12.17 | (*) FCU/JM/04, Cooling Capacity 7.70 kW |  | nr | 1 | 0 | 0 | 7500 | 7500 | 7500 | 7500 | 7800 | 7800 | 14706 | 14706 | 6194.89 | 6194.89 | 0 | 0
| Note | Note Details
3.56.26 | - | Decorative-Split air conditioning unit high wall type consisting of indoor &outdoor (condensing unit), and use refrigerant 410 A at maximum EER as per estidama requirement (the fins to be coated by anti corrosion material) complete with cooling coil, air filter, fans, electrical motor, room thermostat (wireless type), with all required accessories according to drawings and specification (cooling only).
| Item Code | Description | Item Remarks | Unit of Measurement | Quantity/Base Price | Unit Price/Discount % | Total | Unit Price/Discount % | Total | Unit Price/Discount % | Total | Unit Price/Discount % | Total | Unit Price/Discount % | Total | Unit Price/Discount % | Total | Unit Price/Discount % | Total
3.56.27 | 5.12.18 | (*) AC-01/CU-01, Cooling Capacity 1.40 kW |  | nr | 2 | 0 | 0 | 2500 | 5000 | 2500 | 5000 | 6760 | 13520 | 3529 | 7058 | 2312.76 | 4625.52 | 0 | 0
| Note | Note Details
3.56.28 | - | HVAC Fans
3.56.29 | - | Exhaust air centrifugal inline fan complete with back draft damper, electric motor, weather proof housing,direct drive motor, control panel to be connected and interface with BMS system, and all required accessories according to drawings and specification.
| Item Code | Description | Item Remarks | Unit of Measurement | Quantity/Base Price | Unit Price/Discount % | Total | Unit Price/Discount % | Total | Unit Price/Discount % | Total | Unit Price/Discount % | Total | Unit Price/Discount % | Total | Unit Price/Discount % | Total | Unit Price/Discount % | Total
3.56.30 | 5.12.19 | (*) EF/JM/01, air flow rate 250 l/s |  | nr | 1 | 0 | 0 | 2000 | 2000 | 2000 | 2000 | 7356 | 7356 | 941 | 941 | 1314.35 | 1314.35 | 0 | 0
3.56.31 | 5.12.20 | (*) EF/JM/02, air flow rate 250 l/s |  | nr | 1 | 0 | 0 | 2000 | 2000 | 2000 | 2000 | 7356 | 7356 | 941 | 941 | 1314.35 | 1314.35 | 0 | 0
3.56.32 | 5.12.21 | (*) EF/JM/03, air flow rate 350 l/s |  | nr | 1 | 0 | 0 | 2100 | 2100 | 2100 | 2100 | 7356 | 7356 | 1294 | 1294 | 2006.01 | 2006.01 | 0 | 0
3.56.33 | 5.12.22 | (*) EF/IM/01, air flow rate 50 l/s |  | nr | 2 | 0 | 0 | 1000 | 2000 | 1000 | 2000 | 416 | 832 | 294 | 588 | 235.41 | 470.82 | 0 | 0
3.56.34 | 5.12.23 | (*) EF/IM/02, air flow rate 25 l/s |  | nr | 5 | 0 | 0 | 650 | 3250 | 650 | 3250 | 416 | 2080 | 235 | 1175 | 235.41 | 1177.05 | 0 | 0
| Note | Note Details
3.56.35 | - | Sheet Metal Ductwork and Accessories
| Item Code | Description | Item Remarks | Unit of Measurement | Quantity/Base Price | Unit Price/Discount % | Total | Unit Price/Discount % | Total | Unit Price/Discount % | Total | Unit Price/Discount % | Total | Unit Price/Discount % | Total | Unit Price/Discount % | Total | Unit Price/Discount % | Total
3.56.36 | 5.12.24 | (*) Galvanized sheet metal Rectangular duct work (G 90) for supply air, return air, fresh air and exhaust duct as per SMACNA standard including Tee, Elbow, Branches, transition, support and hanger. The length shall be taken along the center line over all fitting and it is understood that the unit rate of duct work will include all hanger support, volume and fire smoke dampers and all other accessories as per drawings and specification. |  | Kg | 4200 | 0 | 0 | 95 | 399000 | 95 | 399000 | 27 | 113400 | 41 | 172200 | 61.95 | 260190 | 0 | 0
3.56.37 | 5.12.25 | (*) Thermal insulation (Fiber Glass) 25 mm thickness of 24 kg/m3 density with reinforced Aluminum Vapour barrier as per drawings and specification. |  | m2 | 720 | 0 | 0 | 35 | 25200 | 35 | 25200 | 57 | 41040 | 53 | 38160 | 154.87 | 111506.4 | 0 | 0
3.56.38 | 5.12.26 | (*) 50mm thk. Insulation to exposed ducts |  | m2 | 320 | 0 | 0 | 55 | 17600 | 55 | 17600 | 57 | 18240 | 100 | 32000 | 64.53 | 20649.6 | 0 | 0
3.56.39 | 5.12.27 | (*) 0.8 mm thick Aluminum cladding for the exposed duct as per drawings and specification. |  | Item | 1 | 0 | 0 | 10000 | 10000 | 10000 | 10000 | 26000 | 26000 | 2353 | 2353 | 0 | 0 | 0 | 0
3.56.40 | 5.12.28 | (*) Acoustical duct lining for supply and return duct work 25mm thickness at 48 kg/m³ density(for 3m length) |  | Item | 1 | 0 | 0 | 2500 | 2500 | 2500 | 2500 | 15600 | 15600 | 2353 | 2353 | 12389.77 | 12389.77 | 0 | 0
| Note | Note Details
3.56.41 | - | Air Terminals
3.56.42 | - | Exhaust air ceiling diffuser fabricated of extruded aluminum and are polyester powder coated complete all accessories according to the drawings and specification.
| Item Code | Description | Item Remarks | Unit of Measurement | Quantity/Base Price | Unit Price/Discount % | Total | Unit Price/Discount % | Total | Unit Price/Discount % | Total | Unit Price/Discount % | Total | Unit Price/Discount % | Total | Unit Price/Discount % | Total | Unit Price/Discount % | Total
3.56.43 | 5.12.29 | (*) 150mm X 150mm |  | nr | 32 | 0 | 0 | 80 | 2560 | 80 | 2560 | 73 | 2336 | 353 | 11296 | 188.58 | 6034.56 | 0 | 0
3.56.44 | 5.12.30 | (*) 200mm X 200mm |  | nr | 1 | 0 | 0 | 100 | 100 | 100 | 100 | 78 | 78 | 412 | 412 | 188.58 | 188.58 | 0 | 0
3.56.45 | 5.12.31 | (*) 250mm X 250mm |  | nr | 1 | 0 | 0 | 150 | 150 | 150 | 150 | 88 | 88 | 424 | 424 | 188.58 | 188.58 | 0 | 0
| Note | Note Details
3.56.46 | - | Supply air grill double deflection with adjustable blades fabricated of extruded aluminum and are polyester powder coated complete with opposed blade volume damper and all accessories according to the drawings and specification.
| Item Code | Description | Item Remarks | Unit of Measurement | Quantity/Base Price | Unit Price/Discount % | Total | Unit Price/Discount % | Total | Unit Price/Discount % | Total | Unit Price/Discount % | Total | Unit Price/Discount % | Total | Unit Price/Discount % | Total | Unit Price/Discount % | Total
3.56.47 | 5.12.32 | (*) 300mm X 200mm |  | nr | 1 | 0 | 0 | 80 | 80 | 80 | 80 | 187 | 187 | 529 | 529 | 5358.58 | 5358.58 | 0 | 0
3.56.48 | 5.12.33 | (*) 600mm X 150mm |  | nr | 4 | 0 | 0 | 120 | 480 | 120 | 480 | 250 | 1000 | 588 | 2352 | 0 | 0 | 0 | 0
| Note | Note Details
3.56.49 | - | Return air grill fabricated of extruded aluminum and are polyester powder coated complete with opposed blade volume damper and all accessories according to the drawings and specification.
| Item Code | Description | Item Remarks | Unit of Measurement | Quantity/Base Price | Unit Price/Discount % | Total | Unit Price/Discount % | Total | Unit Price/Discount % | Total | Unit Price/Discount % | Total | Unit Price/Discount % | Total | Unit Price/Discount % | Total | Unit Price/Discount % | Total
3.56.50 | 5.12.34 | (*) 600mm X 150mm |  | nr | 4 | 0 | 0 | 115 | 460 | 115 | 460 | 250 | 1000 | 471 | 1884 | 163.79 | 655.16 | 0 | 0
3.56.51 | 5.12.35 | (*) 500mm X 150mm |  | nr | 54 | 0 | 0 | 110 | 5940 | 110 | 5940 | 229 | 12366 | 471 | 25434 | 163.79 | 8844.66 | 0 | 0
3.56.52 | 5.12.36 | (*) 300mm X 200mm |  | nr | 1 | 0 | 0 | 75 | 75 | 75 | 75 | 198 | 198 | 412 | 412 | 163.79 | 163.79 | 0 | 0
| Note | Note Details
3.56.53 | - | Supply Linear Slot Diffuser fabricated of extruded aluminum and polyester powder coated complete , opposed blade volume dampers ,plenum box with acoustical internal insulation, the spigot flexible duct shall control the flow from face of linear diffuser and all accessories according to drawings and specification.
| Item Code | Description | Item Remarks | Unit of Measurement | Quantity/Base Price | Unit Price/Discount % | Total | Unit Price/Discount % | Total | Unit Price/Discount % | Total | Unit Price/Discount % | Total | Unit Price/Discount % | Total | Unit Price/Discount % | Total | Unit Price/Discount % | Total
3.56.54 | 5.12.37 | (*) 25mm 2 slots, 12000 mm length |  | nr | 90 | 0 | 0 | 1800 | 162000 | 1800 | 162000 | 276 | 24840 | 2235 | 201150 | 590.06 | 53105.4 | 0 | 0
| Note | Note Details
3.56.55 | - | Supply air ceiling diffuser fabricated of extruded aluminum and are polyester powder coated complete all accessories according to the drawings and specification.
| Item Code | Description | Item Remarks | Unit of Measurement | Quantity/Base Price | Unit Price/Discount % | Total | Unit Price/Discount % | Total | Unit Price/Discount % | Total | Unit Price/Discount % | Total | Unit Price/Discount % | Total | Unit Price/Discount % | Total | Unit Price/Discount % | Total
3.56.56 | 5.12.38 | (*) 300mm X 300mm |  | nr | 1 | 0 | 0 | 145 | 145 | 145 | 145 | 104 | 104 | 471 | 471 | 0 | 0 | 0 | 0
| Note | Note Details
3.56.57 | - | Return air ceiling diffuser fabricated of extruded aluminum and are polyester powder coated complete all accessories according to the drawings and specification.
| Item Code | Description | Item Remarks | Unit of Measurement | Quantity/Base Price | Unit Price/Discount % | Total | Unit Price/Discount % | Total | Unit Price/Discount % | Total | Unit Price/Discount % | Total | Unit Price/Discount % | Total | Unit Price/Discount % | Total | Unit Price/Discount % | Total
3.56.58 | 5.12.39 | (*) 300mm X 300mm |  | nr | 1 | 0 | 0 | 140 | 140 | 140 | 140 | 104 | 104 | 324 | 324 | 0 | 0 | 0 | 0
| Note | Note Details
3.56.59 | - | Return Linear Slot Diffuser fabricated of extruded aluminum and polyester powder coated complete, and all accessories according to drawings and specification.
| Item Code | Description | Item Remarks | Unit of Measurement | Quantity/Base Price | Unit Price/Discount % | Total | Unit Price/Discount % | Total | Unit Price/Discount % | Total | Unit Price/Discount % | Total | Unit Price/Discount % | Total | Unit Price/Discount % | Total | Unit Price/Discount % | Total
3.56.60 | 5.12.40 | (*) 25mm 2 slots 1200 mm length |  | nr | 34 | 0 | 0 | 1800 | 61200 | 1800 | 61200 | 276 | 9384 | 1529 | 51986 | 526.57 | 17903.38 | 0 | 0
3.56.61 | 5.12.41 | (*) Drain UPVC pipes from HVAC equipment to the nearest plumbing floor drain point including all fitting, bend and all ancillary connections as per drawings and specification. |  | Item | 1 | 0 | 0 | 2500 | 2500 | 2500 | 2500 | 36400 | 36400 | 1765 | 1765 | 0 | 0 | 0 | 0
3.56.62 | 5.12.42 | (*) Balancing, Testing, Commissioning of HVAC System: Shall include all equipment's and tools required in performing Testing, commissioning and operation of HVAC equipment, adjusting and air balancing of HVAC system. . |  | Item | 1 | 0 | 0 | 50000 | 50000 | 50000 | 50000 | 52000 | 52000 | 8316 | 8316 | 0 | 0 | 0 | 0
| Note | Note Details
3.56.63 | - | Contractor's Adjustment
| Item Code | Description | Item Remarks | Unit of Measurement | Quantity/Base Price | Unit Price/Discount % | Total | Unit Price/Discount % | Total | Unit Price/Discount % | Total | Unit Price/Discount % | Total | Unit Price/Discount % | Total | Unit Price/Discount % | Total | Unit Price/Discount % | Total
3.56.64 | 5.12.43 | (*) The Contractor may price here any new items or additional quantity for an existing BOQ item, which are shown in the Drawings or any other Tender/Contract Documents but overlooked or not specifically mentioned herein and is necessary for the satisfactory completion of the Works/this section. Should the Contractor fail to insert any item here, it will be deemed that his lump sum Tender Price includes all such items and no claims for additional items will be entertained. |  | Sum | 1 | 0 | 0 | 0 | 0 | 0 | 0 | 0 | 0 | 0 | 0 | 0 | 0 | 0 | 0
| Note | Note Details
3.56.65 | - | Please attach one PDF file to be named "Additional Items for (insert bill no/name & Section No/name)" for the details of these additional items in the additional attachment area in the Commercial Envelope.
3.57 BILL NO. 5.13 – EXTERNAL WORKS AND CAR PARKING | [5 empty] | 6 (out of 6) | 114329 | 6 (out of 6) | 225475 | 6 (out of 6) | 225475 | 6 (out of 6) | 180720 | 6 (out of 6) | 163775 | 6 (out of 6) | 177026.1 | 6 (out of 6) | 213666.96
| Note | Note Details
3.57.1 | - | EXTERIOR PAVING AND TILES
3.57.2 | - | All Paving and tiles of approved colour and patterns laid as per manufacturer’s Specification. Pavings and tiles are laid as per standard pattern over 50mm black sand distributed / installation materials as shown in the drawings.
3.57.3 | - | Characteristic strength of paving blocks not be less than 49N/mm2 and coloured throughout.
| Item Code | Description | Item Remarks | Unit of Measurement | Quantity/Base Price | Unit Price/Discount % | Total | Unit Price/Discount % | Total | Unit Price/Discount % | Total | Unit Price/Discount % | Total | Unit Price/Discount % | Total | Unit Price/Discount % | Total | Unit Price/Discount % | Total
3.57.4 | 5.13.01 | (*) 60mm thick interlocking concrete pavers |  | m2 | 1140 | 54 | 61560 | 125 | 142500 | 125 | 142500 | 72 | 82080 | 65 | 74100 | 86.04 | 98085.6 | 78.94 | 89991.6
3.57.5 | 5.13.02 | (*) 60mm thick precast granix tiles |  | m2 | 325 | 65 | 21125 | 125 | 40625 | 125 | 40625 | 216 | 70200 | 190 | 61750 | 129.06 | 41944.5 | 186.77 | 60700.25
3.57.6 | 5.13.03 | (*) Concrete curb stone 600 x 200 x 150mm |  | m | 300 | 87 | 26100 | 60 | 18000 | 60 | 18000 | 78 | 23400 | 68 | 20400 | 73.13 | 21939 | 82.75 | 24825
| Note | Note Details
3.57.7 | - | BICYCLE RACKS
| Item Code | Description | Item Remarks | Unit of Measurement | Quantity/Base Price | Unit Price/Discount % | Total | Unit Price/Discount % | Total | Unit Price/Discount % | Total | Unit Price/Discount % | Total | Unit Price/Discount % | Total | Unit Price/Discount % | Total | Unit Price/Discount % | Total
3.57.8 | 5.13.04 | (*) Supply and install bicycle racks and accessories as mentioned in drawing |  | nr | 6 | 864 | 5184 | 4000 | 24000 | 4000 | 24000 | 540 | 3240 | 180 | 1080 | 2151 | 12906 | 472.77 | 2836.62
| Note | Note Details
3.57.9 | - | SIGNAGE FOR JUMA MOSQUE & IMAM BUILDING
| Item Code | Description | Item Remarks | Unit of Measurement | Quantity/Base Price | Unit Price/Discount % | Total | Unit Price/Discount % | Total | Unit Price/Discount % | Total | Unit Price/Discount % | Total | Unit Price/Discount % | Total | Unit Price/Discount % | Total | Unit Price/Discount % | Total
3.57.10 | 5.13.05 | (*) Address numbering signs for Juma Mosque and Imam Building to comply with the authority requirements, specification and drawings |  | nr | 1 | 360 | 360 | 350 | 350 | 350 | 350 | 1800 | 1800 | 6445 | 6445 | 2151 | 2151 | 210.12 | 210.12
| Note | Note Details
3.57.11 | - | Contractor's Adjustment
| Item Code | Description | Item Remarks | Unit of Measurement | Quantity/Base Price | Unit Price/Discount % | Total | Unit Price/Discount % | Total | Unit Price/Discount % | Total | Unit Price/Discount % | Total | Unit Price/Discount % | Total | Unit Price/Discount % | Total | Unit Price/Discount % | Total
3.57.12 | 5.13.06 | (*) The Contractor may price here any new items or additional quantity for an existing BOQ item, which are shown in the Drawings or any other Tender/Contract Documents but overlooked or not specifically mentioned herein and is necessary for the satisfactory completion of the Works/this section. Should the Contractor fail to insert any item here, it will be deemed that his lump sum Tender Price includes all such items and no claims for additional items will be entertained. |  | Sum | 1 | 0 | 0 | 0 | 0 | 0 | 0 | 0 | 0 | 0 | 0 | 0 | 0 | 35103.37 | 35103.37
| Note | Note Details
3.57.13 | - | Please attach one PDF file to be named "Additional Items for (insert bill no/name & Section No/name)" for the details of these additional items in the additional attachment area in the Commercial Envelope.
3.58 BILL NO. 6 - LOCAL MOSQUE, 2 Nos. | [5 empty] | 0 (out of 0) | 0 | 0 (out of 0) | 0 | 0 (out of 0) | 0 | 0 (out of 0) | 0 | 0 (out of 0) | 0 | 0 (out of 0) | 0 | 0 (out of 0) | 0
3.59 BILL NO. 6.01 – EARTHWORK & EXCAVATION | [5 empty] | 7 (out of 7) | 190702 | 7 (out of 7) | 197750 | 7 (out of 7) | 197750 | 7 (out of 7) | 152260 | 7 (out of 7) | 122932 | 7 (out of 7) | 141315.1 | 7 (out of 7) | 260623.76
| Note | Note Details
3.59.1 | - | EARTHWORKS
3.59.2 | - | SOIL INVESTIGATION
| Item Code | Description | Item Remarks | Unit of Measurement | Quantity/Base Price | Unit Price/Discount % | Total | Unit Price/Discount % | Total | Unit Price/Discount % | Total | Unit Price/Discount % | Total | Unit Price/Discount % | Total | Unit Price/Discount % | Total | Unit Price/Discount % | Total
3.59.3 | 6.01.01 | (*) Borehole, minimum 30 meters deep each including necessary site and laboratory test, Soil Investigation Report. |  | nr | 2 | 111 | 222 | 2700 | 5400 | 2700 | 5400 | 4200 | 8400 | 6961 | 13922 | 4302 | 8604 | 4398.75 | 8797.5
| Note | Note Details
3.59.4 | - | EARTHWORKS AND EXCAVATIONS
| Item Code | Description | Item Remarks | Unit of Measurement | Quantity/Base Price | Unit Price/Discount % | Total | Unit Price/Discount % | Total | Unit Price/Discount % | Total | Unit Price/Discount % | Total | Unit Price/Discount % | Total | Unit Price/Discount % | Total | Unit Price/Discount % | Total
3.59.5 | 6.01.02 | (*) General site clearance, levelling and preparation over the total area of the Plot |  | m2 | 3250 | 4 | 13000 | 3 | 9750 | 3 | 9750 | 4 | 13000 | 3 | 9750 | 1.81 | 5882.5 | 3.41 | 11082.5
3.59.6 | 6.01.03 | (*) Excavation up to a depth of 210cm from the existing ground to remove the loose top soil |  | m3 | 3100 | 8 | 24800 | 15 | 46500 | 15 | 46500 | 8 | 24800 | 6 | 18600 | 8.6 | 26660 | 15.15 | 46965
3.59.7 | 6.01.04 | (*) Backfilling & compaction with imported material up to the bottom of the raft slab, placed on the existing ground level as per the drawings |  | m3 | 1740 | 52 | 90480 | 40 | 69600 | 40 | 69600 | 24 | 41760 | 19 | 33060 | 28.39 | 49398.6 | 33.31 | 57959.4
3.59.8 | 6.01.05 | (*) Disposal of excavated surplus material to approved tip , including hauling (to designated location as may be instructed by the Engineer) |  | m3 | 3000 | 15 | 45000 | 15 | 45000 | 15 | 45000 | 20 | 60000 | 13 | 39000 | 10.76 | 32280 | 17.09 | 51270
3.59.9 | 6.01.06 | (*) Applying Chemical Anti-Termite material under building foundations, beams, ground slabs on grid and external perimeter of the building as specified, Allow for materials, labours, tools etc all as approved by the Engineer. |  | m2 | 4300 | 4 | 17200 | 5 | 21500 | 5 | 21500 | 1 | 4300 | 2 | 8600 | 4.3 | 18490 | 2.93 | 12599
| Note | Note Details
3.59.10 | - | Contractor's Adjustment
| Item Code | Description | Item Remarks | Unit of Measurement | Quantity/Base Price | Unit Price/Discount % | Total | Unit Price/Discount % | Total | Unit Price/Discount % | Total | Unit Price/Discount % | Total | Unit Price/Discount % | Total | Unit Price/Discount % | Total | Unit Price/Discount % | Total
3.59.11 | 6.01.07 | (*) The Contractor may price here any new items or additional quantity for an existing BOQ item, which are shown in the Drawings or any other Tender/Contract Documents but overlooked or not specifically mentioned herein and is necessary for the satisfactory completion of the Works/this section. Should the Contractor fail to insert any item here, it will be deemed that his lump sum Tender Price includes all such items and no claims for additional items will be entertained. |  | Sum | 1 | 0 | 0 | 0 | 0 | 0 | 0 | 0 | 0 | 0 | 0 | 0 | 0 | 71950.36 | 71950.36
| Note | Note Details
3.59.12 | - | Please attach one PDF file to be named "Additional Items for (insert bill no/name & Section No/name)" for the details of these additional items in the additional attachment area in the Commercial Envelope.
3.60 BILL NO. 6.02 – CONCRETE WORKS | [5 empty] | 19 (out of 19) | 2986051 | 19 (out of 19) | 2763335 | 19 (out of 19) | 2763335 | 19 (out of 19) | 3001806 | 19 (out of 19) | 3234046 | 19 (out of 19) | 2876512.87 | 19 (out of 19) | 4658852.82
| Note | Note Details
3.60.1 | - | SUB-STRUCTURE
3.60.2 | - | Plain in situ cement concrete in SRCas blinding layer including form work with compressive strength 20 N/mm2,in accordance with drawings Specification
| Item Code | Description | Item Remarks | Unit of Measurement | Quantity/Base Price | Unit Price/Discount % | Total | Unit Price/Discount % | Total | Unit Price/Discount % | Total | Unit Price/Discount % | Total | Unit Price/Discount % | Total | Unit Price/Discount % | Total | Unit Price/Discount % | Total
3.60.3 | 6.02.01 | (*) 100mm thick blinding under foundations as shown in drawings. |  | m3 | 132 | 270 | 35640 | 31 | 4092 | 31 | 4092 | 455 | 60060 | 475 | 62700 | 440.96 | 58206.72 | 343.61 | 45356.52
3.60.4 | 6.02.02 | (*) 50mm thick blinding under tie beams as shown in drawings. |  | m3 | 26 | 280 | 7280 | 23 | 598 | 23 | 598 | 455 | 11830 | 475 | 12350 | 440.96 | 11464.96 | 343.61 | 8933.86
3.60.5 | 6.02.03 | (*) 100mm thick blinding under slab on grade as shown in drawings. |  | m3 | 290 | 270 | 78300 | 31 | 8990 | 31 | 8990 | 392 | 113680 | 381 | 110490 | 440.96 | 127878.4 | 343.61 | 99646.9
| Note | Note Details
3.60.6 | - | Reinforced in situ cement concrete in MSRC including form work and reinforcement as detailed in drawing with compressive strength 40N/mm2 as specified.
| Item Code | Description | Item Remarks | Unit of Measurement | Quantity/Base Price | Unit Price/Discount % | Total | Unit Price/Discount % | Total | Unit Price/Discount % | Total | Unit Price/Discount % | Total | Unit Price/Discount % | Total | Unit Price/Discount % | Total | Unit Price/Discount % | Total
3.60.7 | 6.02.04 | (*) Footings |  | m3 | 664 | 536 | 355904 | 770 | 511280 | 770 | 511280 | 882 | 585648 | 798 | 529872 | 914.18 | 607015.52 | 922.01 | 612214.64
3.60.8 | 6.02.05 | (*) Tie beams |  | m3 | 270 | 1335 | 360450 | 1310 | 353700 | 1310 | 353700 | 1148 | 309960 | 1324 | 357480 | 914.18 | 246828.6 | 1705.49 | 460482.3
3.60.9 | 6.02.06 | (*) Ground beams |  | m3 | 90 | 1335 | 120150 | 1150 | 103500 | 1150 | 103500 | 1092 | 98280 | 1212 | 109080 | 914.18 | 82276.2 | 1845.51 | 166095.9
3.60.10 | 6.02.07 | (*) Columns neck and walls neck under the ground level |  | m3 | 60 | 1503 | 90180 | 2010 | 120600 | 2010 | 120600 | 1442 | 86520 | 2732 | 163920 | 967.95 | 58077 | 2379.99 | 142799.4
3.60.11 | 6.02.08 | (*) Steps and Ramp including foundation. |  | m3 | 10 | 948 | 9480 | 1000 | 10000 | 1000 | 10000 | 994 | 9940 | 1045 | 10450 | 914.18 | 9141.8 | 1727.66 | 17276.6
3.60.12 | 6.02.09 | (*) Slab on grade placed on the existing ground level after removing the loose top soil and compacting with imported material. |  | m3 | 470 | 443 | 208210 | 515 | 242050 | 515 | 242050 | 728 | 342160 | 756 | 355320 | 623.79 | 293181.3 | 679.53 | 319379.1
| Note | Note Details
3.60.13 | - | SUNDRIES
| Item Code | Description | Item Remarks | Unit of Measurement | Quantity/Base Price | Unit Price/Discount % | Total | Unit Price/Discount % | Total | Unit Price/Discount % | Total | Unit Price/Discount % | Total | Unit Price/Discount % | Total | Unit Price/Discount % | Total | Unit Price/Discount % | Total
3.60.14 | 6.02.10 | (*) 1 layers of 1000 gauge sheet laid under foundation, tie beams, ground beam, grade slab, etc. as shown in drawings |  | m2 | 4700 | 5 | 23500 | 5 | 23500 | 5 | 23500 | 3 | 14100 | 3 | 14100 | 3.23 | 15181 | 4.96 | 23312
3.60.15 | 6.02.11 | (*) Prepare surface & apply Fluid applied rubberized asphalt as per drawings and specifications |  | m2 | 11800 | 26 | 306800 | 7 | 82600 | 7 | 82600 | 10 | 118000 | 15 | 177000 | 26.89 | 317302 | 15.16 | 178888
| Note | Note Details
3.60.16 | - | SUPER-STRUCTURE
3.60.17 | - | Reinforced in situ cement concrete in OPC including form work and reinforcement as detailed in drawing with compressive strength 40N/mm2 as specified.
| Item Code | Description | Item Remarks | Unit of Measurement | Quantity/Base Price | Unit Price/Discount % | Total | Unit Price/Discount % | Total | Unit Price/Discount % | Total | Unit Price/Discount % | Total | Unit Price/Discount % | Total | Unit Price/Discount % | Total | Unit Price/Discount % | Total
3.60.18 | 6.02.12 | (*) Reinforced Concrete Columns and Walls |  | m3 | 240 | 1902 | 456480 | 1570 | 376800 | 1570 | 376800 | 1302 | 312480 | 1556 | 373440 | 967.95 | 232308 | 1924.93 | 461983.2
3.60.19 | 6.02.13 | (*) Reinforced Concrete Beams |  | m3 | 300 | 1426 | 427800 | 1200 | 360000 | 1200 | 360000 | 1204 | 361200 | 1236 | 370800 | 967.95 | 290385 | 1720.68 | 516204
| Note | Note Details
3.60.20 | - | Reinforcement Slabs
| Item Code | Description | Item Remarks | Unit of Measurement | Quantity/Base Price | Unit Price/Discount % | Total | Unit Price/Discount % | Total | Unit Price/Discount % | Total | Unit Price/Discount % | Total | Unit Price/Discount % | Total | Unit Price/Discount % | Total | Unit Price/Discount % | Total
3.60.21 | 6.02.14 | (*) Solid Slab with 120mm thick |  | m3 | 3 | 1195 | 3585 | 1275 | 3825 | 1275 | 3825 | 1148 | 3444 | 1278 | 3834 | 1021.73 | 3065.19 | 1409.01 | 4227.03
3.60.22 | 6.02.15 | (*) Solid Slab with 180mm thick |  | m3 | 466 | 966 | 450156 | 1100 | 512600 | 1100 | 512600 | 1120 | 521920 | 1144 | 533104 | 1021.73 | 476126.18 | 1295.68 | 603786.88
3.60.23 | 6.02.16 | (*) Solid Slab with 200mm thick |  | m3 | 30 | 918 | 27540 | 1040 | 31200 | 1040 | 31200 | 1120 | 33600 | 1120 | 33600 | 1021.73 | 30651.9 | 1230.54 | 36916.2
3.60.24 | 6.02.17 | (*) MEP Pads |  | m3 | 8 | 1292 | 10336 | 1000 | 8000 | 1000 | 8000 | 1078 | 8624 | 952 | 7616 | 967.95 | 7743.6 | 1007.66 | 8061.28
3.60.25 | 6.02.18 | (*) Upstand |  | m3 | 10 | 1426 | 14260 | 1000 | 10000 | 1000 | 10000 | 1036 | 10360 | 889 | 8890 | 967.95 | 9679.5 | 1689.23 | 16892.3
| Note | Note Details
3.60.26 | - | Contractor's Adjustment
| Item Code | Description | Item Remarks | Unit of Measurement | Quantity/Base Price | Unit Price/Discount % | Total | Unit Price/Discount % | Total | Unit Price/Discount % | Total | Unit Price/Discount % | Total | Unit Price/Discount % | Total | Unit Price/Discount % | Total | Unit Price/Discount % | Total
3.60.27 | 6.02.19 | (*) The Contractor may price here any new items or additional quantity for an existing BOQ item, which are shown in the Drawings or any other Tender/Contract Documents but overlooked or not specifically mentioned herein and is necessary for the satisfactory completion of the Works/this section. Should the Contractor fail to insert any item here, it will be deemed that his lump sum Tender Price includes all such items and no claims for additional items will be entertained. |  | Sum | 1 | 0 | 0 | 0 | 0 | 0 | 0 | 0 | 0 | 0 | 0 | 0 | 0 | 936396.71 | 936396.71
| Note | Note Details
3.60.28 | - | Please attach one PDF file to be named "Additional Items for (insert bill no/name & Section No/name)" for the details of these additional items in the additional attachment area in the Commercial Envelope.
3.61 BILL NO. 6.03 – BLOCK WORKS | [5 empty] | 24 (out of 24) | 265860 | 24 (out of 24) | 380340 | 24 (out of 24) | 380340 | 24 (out of 24) | 322010 | 24 (out of 24) | 345238 | 24 (out of 24) | 384987.15 | 24 (out of 24) | 410559.34
| Note | Note Details
3.61.1 | - | CONCRETE MASONRY UNITS
3.61.2 | - | Hollow / Solid concrete masonry units bedded in mortar including reinforcement and anchoring where necessary as per drawings and Specification.
| Item Code | Description | Item Remarks | Unit of Measurement | Quantity/Base Price | Unit Price/Discount % | Total | Unit Price/Discount % | Total | Unit Price/Discount % | Total | Unit Price/Discount % | Total | Unit Price/Discount % | Total | Unit Price/Discount % | Total | Unit Price/Discount % | Total
3.61.3 | 6.03.01 | (*) Wall Type W04 |  | m2 | 70 | 129 | 9030 | 185 | 12950 | 185 | 12950 | 178 | 12460 | 175 | 12250 | 182.84 | 12798.8 | 155.83 | 10908.1
3.61.4 | 6.03.02 | (*) Wall Type W05 |  | m2 | 80 | 125 | 10000 | 185 | 14800 | 185 | 14800 | 144 | 11520 | 175 | 14000 | 182.84 | 14627.2 | 155.83 | 12466.4
3.61.5 | 6.03.03 | (*) Wall Type W06 |  | m2 | 860 | 104 | 89440 | 135 | 116100 | 135 | 116100 | 119 | 102340 | 142 | 122120 | 136.59 | 117467.4 | 129.64 | 111490.4
3.61.6 | 6.03.04 | (*) Wall Type W07 |  | m2 | 50 | 104 | 5200 | 135 | 6750 | 135 | 6750 | 119 | 5950 | 142 | 7100 | 136.59 | 6829.5 | 129.64 | 6482
3.61.7 | 6.03.05 | (*) Wall Type W08 |  | m2 | 220 | 108 | 23760 | 135 | 29700 | 135 | 29700 | 119 | 26180 | 142 | 31240 | 136.59 | 30049.8 | 129.64 | 28520.8
3.61.8 | 6.03.06 | (*) Wall Type W10 |  | m2 | 460 | 63 | 28980 | 108 | 49680 | 108 | 49680 | 61 | 28060 | 76 | 34960 | 86.04 | 39578.4 | 84.15 | 38709
3.61.9 | 6.03.07 | (*) Wall Type W11 |  | m2 | 100 | 63 | 6300 | 108 | 10800 | 108 | 10800 | 61 | 6100 | 76 | 7600 | 86.04 | 8604 | 84.15 | 8415
3.61.10 | 6.03.08 | (*) Wall Type W12 |  | m2 | 30 | 63 | 1890 | 80 | 2400 | 80 | 2400 | 61 | 1830 | 76 | 2280 | 86.04 | 2581.2 | 84.15 | 2524.5
3.61.11 | 6.03.09 | (*) Wall Type W13 |  | m2 | 60 | 63 | 3780 | 80 | 4800 | 80 | 4800 | 61 | 3660 | 76 | 4560 | 86.04 | 5162.4 | 84.15 | 5049
3.61.12 | 6.03.10 | (*) Wall Type W14 |  | m2 | 480 | 53 | 25440 | 77 | 36960 | 77 | 36960 | 55 | 26400 | 66 | 31680 | 77.44 | 37171.2 | 69.04 | 33139.2
3.61.13 | 6.03.11 | (*) Wall Type W15 |  | m2 | 300 | 49 | 14700 | 77 | 23100 | 77 | 23100 | 55 | 16500 | 66 | 19800 | 77.44 | 23232 | 69.04 | 20712
3.61.14 | 6.03.12 | (*) Wall Type W16 |  | m2 | 210 | 49 | 10290 | 77 | 16170 | 77 | 16170 | 55 | 11550 | 66 | 13860 | 77.44 | 16262.4 | 69.04 | 14498.4
3.61.15 | 6.03.13 | (*) Wall Type W17 |  | m2 | 180 | 49 | 8820 | 77 | 13860 | 77 | 13860 | 55 | 9900 | 66 | 11880 | 77.44 | 13939.2 | 69.04 | 12427.2
3.61.16 | 6.03.14 | (*) Wall Type W19 |  | m2 | 10 | 125 | 1250 | 185 | 1850 | 185 | 1850 | 144 | 1440 | 175 | 1750 | 182.84 | 1828.4 | 155.83 | 1558.3
3.61.17 | 6.03.15 | (*) Wall Type W20 |  | m2 | 20 | 104 | 2080 | 135 | 2700 | 135 | 2700 | 119 | 2380 | 142 | 2840 | 136.59 | 2731.8 | 129.64 | 2592.8
3.61.18 | 6.03.16 | (*) Wall Type W21 |  | m2 | 30 | 92 | 2760 | 108 | 3240 | 108 | 3240 | 95 | 2850 | 116 | 3480 | 136.59 | 4097.7 | 109.9 | 3297
3.61.19 | 6.03.17 | (*) Wall Type W22 |  | m2 | 20 | 92 | 1840 | 108 | 2160 | 108 | 2160 | 95 | 1900 | 116 | 2320 | 136.59 | 2731.8 | 109.9 | 2198
3.61.20 | 6.03.18 | (*) Wall Type W23 |  | m2 | 130 | 68 | 8840 | 77 | 10010 | 77 | 10010 | 95 | 12350 | 93 | 12090 | 86.04 | 11185.2 | 105.09 | 13661.7
3.61.21 | 6.03.19 | (*) Wall Type W24 |  | m2 | 30 | 70 | 2100 | 77 | 2310 | 77 | 2310 | 80 | 2400 | 75 | 2250 | 86.04 | 2581.2 | 82.56 | 2476.8
| Note | Note Details
3.61.22 | - | DAMP PROOF COURSE
| Item Code | Description | Item Remarks | Unit of Measurement | Quantity/Base Price | Unit Price/Discount % | Total | Unit Price/Discount % | Total | Unit Price/Discount % | Total | Unit Price/Discount % | Total | Unit Price/Discount % | Total | Unit Price/Discount % | Total | Unit Price/Discount % | Total
3.61.23 | 6.03.20 | (*) Dampproof course for all type of walls |  | item | 1 | 9360 | 9360 | 20000 | 20000 | 20000 | 20000 | 4200 | 4200 | 3589 | 3589 | 15395.03 | 15395.03 | 0 | 0
| Note | Note Details
3.61.24 | - | SUNDRIES
| Item Code | Description | Item Remarks | Unit of Measurement | Quantity/Base Price | Unit Price/Discount % | Total | Unit Price/Discount % | Total | Unit Price/Discount % | Total | Unit Price/Discount % | Total | Unit Price/Discount % | Total | Unit Price/Discount % | Total | Unit Price/Discount % | Total
3.61.25 | 6.03.21 | (*) Allow for horizontal reinforcing galvanized steel mesh. |  | Item | 1 | 0 | 0 | 0 | 0 | 0 | 0 | 12024 | 12024 | 0 | 0 | 0 | 0 | 0 | 0
3.61.26 | 6.03.22 | (*) Allow for galvanized ties between block partitions and concrete columns. |  | Item | 1 | 0 | 0 | 0 | 0 | 0 | 0 | 8016 | 8016 | 0 | 0 | 0 | 0 | 0 | 0
3.61.27 | 6.03.23 | (*) Allow for insulation between tops of concrete block partitions and underside of structure. |  | Item | 1 | 0 | 0 | 0 | 0 | 0 | 0 | 12000 | 12000 | 3589 | 3589 | 16132.52 | 16132.52 | 13207.42 | 13207.42
| Note | Note Details
3.61.28 | - | Contractor's Adjustment
| Item Code | Description | Item Remarks | Unit of Measurement | Quantity/Base Price | Unit Price/Discount % | Total | Unit Price/Discount % | Total | Unit Price/Discount % | Total | Unit Price/Discount % | Total | Unit Price/Discount % | Total | Unit Price/Discount % | Total | Unit Price/Discount % | Total
3.61.29 | 6.03.24 | (*) The Contractor may price here any new items or additional quantity for an existing BOQ item, which are shown in the Drawings or any other Tender/Contract Documents but overlooked or not specifically mentioned herein and is necessary for the satisfactory completion of the Works/this section. Should the Contractor fail to insert any item here, it will be deemed that his lump sum Tender Price includes all such items and no claims for additional items will be entertained. |  | Sum | 1 | 0 | 0 | 0 | 0 | 0 | 0 | 0 | 0 | 0 | 0 | 0 | 0 | 66225.32 | 66225.32
| Note | Note Details
3.61.30 | - | Please attach one PDF file to be named "Additional Items for (insert bill no/name & Section No/name)" for the details of these additional items in the additional attachment area in the Commercial Envelope.
3.62 BILL NO. 6.04 – WATERPROOFING AND ROOFING | [5 empty] | 9 (out of 9) | 469230 | 9 (out of 9) | 228410 | 9 (out of 9) | 228410 | 9 (out of 9) | 303340 | 9 (out of 9) | 597120 | 9 (out of 9) | 495584.6 | 9 (out of 9) | 632576.98
| Note | Note Details
3.62.1 | - | WATERPROOFING FOR ROOF AND TOP OF ROOF
| Item Code | Description | Item Remarks | Unit of Measurement | Quantity/Base Price | Unit Price/Discount % | Total | Unit Price/Discount % | Total | Unit Price/Discount % | Total | Unit Price/Discount % | Total | Unit Price/Discount % | Total | Unit Price/Discount % | Total | Unit Price/Discount % | Total
3.62.2 | 6.04.01 | (*) concrete Screed to slope |  | m2 | 2500 | 30 | 75000 | 24 | 60000 | 24 | 60000 | 18 | 45000 | 40 | 100000 | 26.89 | 67225 | 23.2 | 58000
3.62.3 | 6.04.02 | (*) Liquid Elastomeric |  | m2 | 2500 | 44 | 110000 | 8 | 20000 | 8 | 20000 | 12 | 30000 | 26 | 65000 | 21.51 | 53775 | 0 | 0
3.62.4 | 6.04.03 | (*) Polyurethane foam of thickness 35mm with density 45-50 kg/m3 |  | m2 | 2500 | 54 | 135000 | 36 | 90000 | 36 | 90000 | 36 | 90000 | 122 | 305000 | 31.19 | 77975 | 189.52 | 473800
3.62.5 | 6.04.04 | (*) Filter membrane |  | m2 | 2500 | 15 | 37500 | 5 | 12500 | 5 | 12500 | 3 | 7500 | 5 | 12500 | 25.81 | 64525 | 0 | 0
3.62.6 | 6.04.05 | (*) Gravel Paving as per drawings |  | m2 | 2500 | 36 | 90000 | 10 | 25000 | 10 | 25000 | 42 | 105000 | 32 | 80000 | 80.66 | 201650 | 11.37 | 28425
| Note | Note Details
3.62.7 | - | FLASHINGS
| Item Code | Description | Item Remarks | Unit of Measurement | Quantity/Base Price | Unit Price/Discount % | Total | Unit Price/Discount % | Total | Unit Price/Discount % | Total | Unit Price/Discount % | Total | Unit Price/Discount % | Total | Unit Price/Discount % | Total | Unit Price/Discount % | Total
3.62.8 | 6.04.06 | (*) 100x100mm angle fillet / tile |  | m | 780 | 15 | 11700 | 25 | 19500 | 25 | 19500 | 30 | 23400 | 27 | 21060 | 16.13 | 12581.4 | 4.36 | 3400.8
| Note | Note Details
3.62.9 | - | KITCHEN, STORE, BATHROOMS, WET AREAS & BALCONIES
| Item Code | Description | Item Remarks | Unit of Measurement | Quantity/Base Price | Unit Price/Discount % | Total | Unit Price/Discount % | Total | Unit Price/Discount % | Total | Unit Price/Discount % | Total | Unit Price/Discount % | Total | Unit Price/Discount % | Total | Unit Price/Discount % | Total
3.62.10 | 6.04.09 | (*) Prepare surface and apply 2 coats of rubberised bitumen emulsion for G.F Wet areas. |  | m2 | 190 | 31 | 5890 | 5 | 950 | 5 | 950 | 8 | 1520 | 52 | 9880 | 48.4 | 9196 | 36.52 | 6938.8
3.62.11 | 6.04.10 | (*) ditto, Vertically, 300 mm high |  | m | 230 | 18 | 4140 | 2 | 460 | 2 | 460 | 4 | 920 | 16 | 3680 | 37.64 | 8657.2 | 14.21 | 3268.3
| Note | Note Details
3.62.12 | - | Contractor's Adjustment
| Item Code | Description | Item Remarks | Unit of Measurement | Quantity/Base Price | Unit Price/Discount % | Total | Unit Price/Discount % | Total | Unit Price/Discount % | Total | Unit Price/Discount % | Total | Unit Price/Discount % | Total | Unit Price/Discount % | Total | Unit Price/Discount % | Total
3.62.13 | 6.04.11 | (*) The Contractor may price here any new items or additional quantity for an existing BOQ item, which are shown in the Drawings or any other Tender/Contract Documents but overlooked or not specifically mentioned herein and is necessary for the satisfactory completion of the Works/this section. Should the Contractor fail to insert any item here, it will be deemed that his lump sum Tender Price includes all such items and no claims for additional items will be entertained. |  | Sum | 1 | 0 | 0 | 0 | 0 | 0 | 0 | 0 | 0 | 0 | 0 | 0 | 0 | 58744.08 | 58744.08
| Note | Note Details
3.62.14 | - | Please attach one PDF file to be named "Additional Items for (insert bill no/name & Section No/name)" for the details of these additional items in the additional attachment area in the Commercial Envelope.
3.63 BILL NO. 6.05 – ALUMINIUM AND METAL WORKS | [5 empty] | 17 (out of 17) | 180517 | 17 (out of 17) | 375360 | 17 (out of 17) | 375360 | 17 (out of 17) | 219670 | 17 (out of 17) | 344124 | 17 (out of 17) | 364635.09 | 17 (out of 17) | 427362.42
| Note | Note Details
3.63.1 | - | ALUMINUM & METAL WORK ALL ALUMINUM WORK IS TO BE READ IN CONJUNCTION WITH DRAWINGS
3.63.2 | - | ALUMINIUM DOORS AND WINDOWS
3.63.3 | - | Mosque
| Item Code | Description | Item Remarks | Unit of Measurement | Quantity/Base Price | Unit Price/Discount % | Total | Unit Price/Discount % | Total | Unit Price/Discount % | Total | Unit Price/Discount % | Total | Unit Price/Discount % | Total | Unit Price/Discount % | Total | Unit Price/Discount % | Total
3.63.4 | 6.05.01 | (*) Single Swing Door - SD08, 1000x2200mm |  | nr | 8 | 1426 | 11408 | 3290 | 26320 | 3290 | 26320 | 2238 | 17904 | 2581 | 20648 | 2595.56 | 20764.48 | 1622.46 | 12979.68
3.63.5 | 6.05.02 | (*) Double Swing Louver Door - SD09, 2000x2200mm |  | nr | 2 | 2852 | 5704 | 5080 | 10160 | 5080 | 10160 | 3928 | 7856 | 5162 | 10324 | 4811.04 | 9622.08 | 3244.91 | 6489.82
3.63.6 | 6.05.03 | (*) Aluminium Fixed Window W001, 600x2000mm |  | nr | 16 | 670 | 10720 | 715 | 11440 | 715 | 11440 | 932 | 14912 | 1197 | 19152 | 1209.94 | 19359.04 | 854.08 | 13665.28
3.63.7 | 6.05.04 | (*) Aluminium Fixed Window W002, 2000x1200mm |  | nr | 14 | 1340 | 18760 | 1440 | 20160 | 1440 | 20160 | 1779 | 24906 | 2393 | 33502 | 2175.47 | 30456.58 | 3131.61 | 43842.54
3.63.8 | 6.05.05 | (*) Aluminium Fixed Window W003, 5800x600mm |  | nr | 4 | 1942 | 7768 | 2120 | 8480 | 2120 | 8480 | 2676 | 10704 | 3470 | 13880 | 3000.65 | 12002.6 | 2476.82 | 9907.28
3.63.9 | 6.05.06 | (*) Aluminium Fixed Window W004, 4750x600mm |  | nr | 8 | 1591 | 12728 | 1770 | 14160 | 1770 | 14160 | 2210 | 17680 | 2845 | 22760 | 2490.54 | 19924.32 | 2028.43 | 16227.44
3.63.10 | 6.05.07 | (*) Aluminium Fixed Window W005, 500x500mm |  | nr | 4 | 270 | 1080 | 330 | 1320 | 330 | 1320 | 313 | 1252 | 352 | 1408 | 392.56 | 1570.24 | 533.8 | 2135.2
| Note | Note Details
3.63.11 | - | Imam & Mu' Athen's Residence
| Item Code | Description | Item Remarks | Unit of Measurement | Quantity/Base Price | Unit Price/Discount % | Total | Unit Price/Discount % | Total | Unit Price/Discount % | Total | Unit Price/Discount % | Total | Unit Price/Discount % | Total | Unit Price/Discount % | Total | Unit Price/Discount % | Total
3.63.12 | 6.05.08 | (*) Aluminium Sliding Window W001,1600x1400mm |  | nr | 10 | 1452 | 14520 | 2635 | 26350 | 2635 | 26350 | 2404 | 24040 | 2229 | 22290 | 1597.12 | 15971.2 | 1594.28 | 15942.8
3.63.13 | 6.05.09 | (*) Aluminium Sliding Window W001,1400x1300mm |  | nr | 2 | 1180 | 2360 | 1985 | 3970 | 1985 | 3970 | 2158 | 4316 | 1818 | 3636 | 1376.64 | 2753.28 | 1295.35 | 2590.7
| Note | Note Details
3.63.14 | - | METAL WORKS
| Item Code | Description | Item Remarks | Unit of Measurement | Quantity/Base Price | Unit Price/Discount % | Total | Unit Price/Discount % | Total | Unit Price/Discount % | Total | Unit Price/Discount % | Total | Unit Price/Discount % | Total | Unit Price/Discount % | Total | Unit Price/Discount % | Total
3.63.15 | 6.05.10 | (*) Fabrication, painting and fixing of Aluminum powder coated handrail for ramps & stairs as specified |  | m | 32 | 648 | 20736 | 0 | 0 | 0 | 0 | 550 | 17600 | 528 | 16896 | 290.39 | 9292.48 | 687.01 | 21984.32
3.63.16 | 6.05.11 | (*) Fabrication, painting and fixing of Aluminum powder coated floor mounted handrail for ramps & stairs as specified |  | m | 40 | 432 | 17280 | 800 | 32000 | 800 | 32000 | 550 | 22000 | 528 | 21120 | 290.39 | 11615.6 | 687.01 | 27480.4
3.63.17 | 6.05.12 | (*) Fabrication, painting and fixing of Aluminum powder coated wall mounted handrail for ramps & stairs as specified |  | m | 20 | 540 | 10800 | 800 | 16000 | 800 | 16000 | 350 | 7000 | 176 | 3520 | 290.39 | 5807.8 | 367.71 | 7354.2
3.63.18 | 6.05.13 | (*) Spiral stair case including handrails and centroidal column as shown in detailed drawings and mentioned in Specification |  | Item | 1 | 23261 | 23261 | 120000 | 120000 | 120000 | 120000 | 15000 | 15000 | 38673 | 38673 | 36338.85 | 36338.85 | 27369.18 | 27369.18
3.63.19 | 6.05.14 | (*) Supply and install metal crescents for the Mosque and Minerate as per drawings and Specification |  | Item | 1 | 7200 | 7200 | 40000 | 40000 | 40000 | 40000 | 5000 | 5000 | 38673 | 38673 | 32265.03 | 32265.03 | 52530 | 52530
3.63.20 | 6.05.15 | (*) Fabrication, painting and fixing of Cat Ladders as specified in the drawings |  | Item | 1 | 9107 | 9107 | 5000 | 5000 | 5000 | 5000 | 12000 | 12000 | 15469 | 15469 | 67756.57 | 67756.57 | 9638.2 | 9638.2
3.63.21 | 6.05.16 | (*) Fabrication & fixing of aluminium powder caoted pergola with all support framework as per drawings and Specification. |  | Item | 1 | 7085 | 7085 | 40000 | 40000 | 40000 | 40000 | 17500 | 17500 | 62173 | 62173 | 69134.94 | 69134.94 | 33619.2 | 33619.2
| Note | Note Details
3.63.22 | - | Contractor's Adjustment
| Item Code | Description | Item Remarks | Unit of Measurement | Quantity/Base Price | Unit Price/Discount % | Total | Unit Price/Discount % | Total | Unit Price/Discount % | Total | Unit Price/Discount % | Total | Unit Price/Discount % | Total | Unit Price/Discount % | Total | Unit Price/Discount % | Total
3.63.23 | 6.05.17 | (*) The Contractor may price here any new items or additional quantity for an existing BOQ item, which are shown in the Drawings or any other Tender/Contract Documents but overlooked or not specifically mentioned herein and is necessary for the satisfactory completion of the Works/this section. Should the Contractor fail to insert any item here, it will be deemed that his lump sum Tender Price includes all such items and no claims for additional items will be entertained. |  | Sum | 1 | 0 | 0 | 0 | 0 | 0 | 0 | 0 | 0 | 0 | 0 | 0 | 0 | 123606.18 | 123606.18
| Note | Note Details
3.63.24 | - | Please attach one PDF file to be named "Additional Items for (insert bill no/name & Section No/name)" for the details of these additional items in the additional attachment area in the Commercial Envelope.
3.64 BILL NO. 6.06 – WOODEN WORKS | [5 empty] | 15 (out of 15) | 206959 | 15 (out of 15) | 351990 | 15 (out of 15) | 351990 | 15 (out of 15) | 208840 | 15 (out of 15) | 355663 | 15 (out of 15) | 311098.23 | 15 (out of 15) | 223397.24
| Note | Note Details
3.64.1 | - | WOODEN WORKS
3.64.2 | - | Wooden joinery work is to be read in conjunction with the drawings and specification.
3.64.3 | - | Mosque
| Item Code | Description | Item Remarks | Unit of Measurement | Quantity/Base Price | Unit Price/Discount % | Total | Unit Price/Discount % | Total | Unit Price/Discount % | Total | Unit Price/Discount % | Total | Unit Price/Discount % | Total | Unit Price/Discount % | Total | Unit Price/Discount % | Total
3.64.4 | 6.06.01 | (*) Double Swing Door -MD01,2000x2200mm |  | nr | 10 | 3669 | 36690 | 11430 | 114300 | 11430 | 114300 | 5750 | 57500 | 11019 | 110190 | 5673 | 56730 | 6119.45 | 61194.5
3.64.5 | 6.06.02 | (*) Double Swing Door -MD02,1800x2200mm |  | nr | 4 | 3492 | 13968 | 11100 | 44400 | 11100 | 44400 | 5750 | 23000 | 11019 | 44076 | 5422.95 | 21691.8 | 5571.89 | 22287.56
3.64.6 | 6.06.03 | (*) Single Swing Door -D03,1000x2200mm |  | nr | 4 | 1563 | 6252 | 3390 | 13560 | 3390 | 13560 | 1610 | 6440 | 2760 | 11040 | 2707.31 | 10829.24 | 1768.76 | 7075.04
3.64.7 | 6.06.04 | (*) Single Swing Door -D04,1000x2200mm |  | nr | 4 | 1741 | 6964 | 3465 | 13860 | 3465 | 13860 | 1610 | 6440 | 2567 | 10268 | 2957.36 | 11829.44 | 1886.42 | 7545.68
3.64.8 | 6.06.05 | (*) Single Swing Door -D05,1000x2200mm |  | nr | 2 | 2082 | 4164 | 6555 | 13110 | 6555 | 13110 | 1610 | 3220 | 5209 | 10418 | 3437.46 | 6874.92 | 2494.54 | 4989.08
3.64.9 | 6.06.06 | (*) Single Swing Door -D06,900x2200mm |  | nr | 2 | 2010 | 4020 | 3560 | 7120 | 3560 | 7120 | 1610 | 3220 | 2309 | 4618 | 3342.44 | 6684.88 | 2460.05 | 4920.1
3.64.10 | 6.06.07 | (*) Single Swing Door -D07,900x2200mm |  | nr | 12 | 2010 | 24120 | 1840 | 22080 | 1840 | 22080 | 1610 | 19320 | 2309 | 27708 | 2677.3 | 32127.6 | 1738.22 | 20858.64
| Note | Note Details
3.64.11 | - | Imam & Mu' Athen's Residence
| Item Code | Description | Item Remarks | Unit of Measurement | Quantity/Base Price | Unit Price/Discount % | Total | Unit Price/Discount % | Total | Unit Price/Discount % | Total | Unit Price/Discount % | Total | Unit Price/Discount % | Total | Unit Price/Discount % | Total | Unit Price/Discount % | Total
3.64.12 | 6.06.08 | (*) Single Swing Door -D01,1000x2200mm |  | nr | 6 | 1563 | 9378 | 3530 | 21180 | 3530 | 21180 | 1610 | 9660 | 5145 | 30870 | 3652.56 | 21915.36 | 2494.54 | 14967.24
3.64.13 | 6.06.09 | (*) Single Swing Door -D02,900x2200mm (1 Hr Fire Rated) |  | nr | 4 | 3103 | 12412 | 2695 | 10780 | 2695 | 10780 | 2070 | 8280 | 4887 | 19548 | 4297.7 | 17190.8 | 1852.92 | 7411.68
3.64.14 | 6.06.10 | (*) Single Swing Door -D03,900x2200mm |  | nr | 14 | 2010 | 28140 | 2050 | 28700 | 2050 | 28700 | 1610 | 22540 | 2438 | 34132 | 2892.4 | 40493.6 | 1772.83 | 24819.62
3.64.15 | 6.06.11 | (*) Single Swing Door -D04,800x2200mm |  | nr | 12 | 2010 | 24120 | 1775 | 21300 | 1775 | 21300 | 1610 | 19320 | 2438 | 29256 | 2842.39 | 34108.68 | 1711.64 | 20539.68
| Note | Note Details
3.64.16 | - | Vanity Counters
3.64.17 | - | Vanity countertops; comprising 20 mm thick polished granite countertop; including all necessary plywood backing, timber framing, fixing accessories; all in accordance with the Specification
| Item Code | Description | Item Remarks | Unit of Measurement | Quantity/Base Price | Unit Price/Discount % | Total | Unit Price/Discount % | Total | Unit Price/Discount % | Total | Unit Price/Discount % | Total | Unit Price/Discount % | Total | Unit Price/Discount % | Total | Unit Price/Discount % | Total
3.64.18 | 6.06.12 | (*) 2350 x 600 mm Overall size; with 3 nr opening for wash basins |  | nr | 2 | 1669 | 3338 | 2350 | 4700 | 2350 | 4700 | 2300 | 4600 | 2121 | 4242 | 1555.39 | 3110.78 | 1568.85 | 3137.7
3.64.19 | 6.06.13 | (*) 3550 x 600 mm Overall size; with 5 nr opening for wash basins |  | nr | 2 | 2521 | 5042 | 3550 | 7100 | 3550 | 7100 | 3450 | 6900 | 3203 | 6406 | 2245.54 | 4491.08 | 2369.96 | 4739.92
| Note | Note Details
3.64.20 | - | Shoe Raks
| Item Code | Description | Item Remarks | Unit of Measurement | Quantity/Base Price | Unit Price/Discount % | Total | Unit Price/Discount % | Total | Unit Price/Discount % | Total | Unit Price/Discount % | Total | Unit Price/Discount % | Total | Unit Price/Discount % | Total | Unit Price/Discount % | Total
3.64.21 | 6.06.14 | (*) WBP plywood / calcium silicate board shoe raks for male & female ablution areas as per drawings and specifications |  | Item | 1 | 28351 | 28351 | 29800 | 29800 | 29800 | 29800 | 18400 | 18400 | 12891 | 12891 | 43020.05 | 43020.05 | 18910.8 | 18910.8
| Note | Note Details
3.64.22 | - | Contractor's Adjustment
| Item Code | Description | Item Remarks | Unit of Measurement | Quantity/Base Price | Unit Price/Discount % | Total | Unit Price/Discount % | Total | Unit Price/Discount % | Total | Unit Price/Discount % | Total | Unit Price/Discount % | Total | Unit Price/Discount % | Total | Unit Price/Discount % | Total
3.64.23 | 6.06.15 | (*) The Contractor may price here any new items or additional quantity for an existing BOQ item, which are shown in the Drawings or any other Tender/Contract Documents but overlooked or not specifically mentioned herein and is necessary for the satisfactory completion of the Works/this section. Should the Contractor fail to insert any item here, it will be deemed that his lump sum Tender Price includes all such items and no claims for additional items will be entertained. |  | Sum | 1 | 0 | 0 | 0 | 0 | 0 | 0 | 0 | 0 | 0 | 0 | 0 | 0 | 0 | 0
| Note | Note Details
3.64.24 | - | Please attach one PDF file to be named "Additional Items for (insert bill no/name & Section No/name)" for the details of these additional items in the additional attachment area in the Commercial Envelope.
3.65 BILL NO. 6.07 – FLOOR, WALL AND CEILING FINISHES | [5 empty] | 41 (out of 41) | 1412090 | 41 (out of 41) | 1794145 | 41 (out of 41) | 1794145 | 41 (out of 41) | 1645456.5 | 41 (out of 41) | 2393363.1 | 41 (out of 41) | 2330651.084 | 41 (out of 41) | 2063205.227
| Note | Note Details
3.65.1 | - | FLOOR, WALL AND CEILING FINISHES
3.65.2 | - | Floor Finishes
3.65.3 | - | Porcelain floor tile
3.65.4 | - | Supply and installation of floor tiles fixing and grouting, including background
| Item Code | Description | Item Remarks | Unit of Measurement | Quantity/Base Price | Unit Price/Discount % | Total | Unit Price/Discount % | Total | Unit Price/Discount % | Total | Unit Price/Discount % | Total | Unit Price/Discount % | Total | Unit Price/Discount % | Total | Unit Price/Discount % | Total
3.65.5 | 6.07.01 | (*) 450 x 450 x 8 mm thick, porcelain tiles (F01-IM) |  | m2 | 240 | 65 | 15600 | 120 | 28800 | 120 | 28800 | 102 | 24480 | 121 | 29040 | 126.05 | 30252 | 126.47 | 30352.8
3.65.6 | 6.07.02 | (*) 600 x 600 x 8 mm thick, polished porcelain tiles (F02-JM) |  | m2 | 210 | 65 | 13650 | 130 | 27300 | 130 | 27300 | 160 | 33600 | 390 | 81900 | 266.08 | 55876.8 | 113.33 | 23799.3
3.65.7 | 6.07.03 | (*) 8mm thick Anti-slip pattern porcelain tiles with coved adges, for treads and risers (F05-JM) |  | m | 80 | 33 | 2640 | 160 | 12800 | 160 | 12800 | 83 | 6640 | 184 | 14720 | 192.57 | 15405.6 | 114.51 | 9160.8
3.65.8 | 6.07.04 | (*) 8 mm thick, anti-slip porcelain tiles with antiskid strips (F06-JM) |  | m2 | 50 | 65 | 3250 | 160 | 8000 | 160 | 8000 | 134 | 6700 | 266 | 13300 | 266.08 | 13304 | 96.14 | 4807
3.65.9 | 6.07.05 | (*) 600 x 600 x 10 mm thick, porcelain tiles (F07-JM) |  | m2 | 1080 | 77 | 83160 | 160 | 172800 | 160 | 172800 | 93 | 100440 | 390 | 421200 | 186.06 | 200944.8 | 113.33 | 122396.4
| Note | Note Details
3.65.10 | - | Porcelain floor tile skirting
| Item Code | Description | Item Remarks | Unit of Measurement | Quantity/Base Price | Unit Price/Discount % | Total | Unit Price/Discount % | Total | Unit Price/Discount % | Total | Unit Price/Discount % | Total | Unit Price/Discount % | Total | Unit Price/Discount % | Total | Unit Price/Discount % | Total
3.65.11 | 6.07.06 | (*) 100 x 450 x 8mm thick porcelain tile skirting (S01-IM) |  | m | 260 | 18 | 4680 | 25 | 6500 | 25 | 6500 | 22 | 5720 | 31 | 8060 | 71.9 | 18694 | 27.96 | 7269.6
3.65.12 | 6.07.07 | (*) 100 x 600 x 8mm thick porcelain tile skirting (S01-JM) |  | m | 340 | 20 | 6800 | 35 | 11900 | 35 | 11900 | 30 | 10200 | 55 | 18700 | 71.9 | 24446 | 28.97 | 9849.8
| Note | Note Details
3.65.13 | - | Ceramic floor tile
3.65.14 | - | Supply and installation of floor tiles fixing and grouting, including background
| Item Code | Description | Item Remarks | Unit of Measurement | Quantity/Base Price | Unit Price/Discount % | Total | Unit Price/Discount % | Total | Unit Price/Discount % | Total | Unit Price/Discount % | Total | Unit Price/Discount % | Total | Unit Price/Discount % | Total | Unit Price/Discount % | Total
3.65.15 | 6.07.08 | (*) 200 x 200 x 8 mm thick, Non slip Ceramic tiles (F02-IM) |  | m2 | 40 | 56 | 2240 | 80 | 3200 | 80 | 3200 | 121 | 4840 | 80 | 3200 | 141.05 | 5642 | 80.97 | 3238.8
3.65.16 | 6.07.09 | (*) 300 x 300 x 8 mm thick, Non slip ceramic tiles (F03-JM) |  | m2 | 180 | 56 | 10080 | 90 | 16200 | 90 | 16200 | 145 | 26100 | 390 | 70200 | 141.05 | 25389 | 81.98 | 14756.4
| Note | Note Details
3.65.17 | - | Ceramic floor tile skirting
| Item Code | Description | Item Remarks | Unit of Measurement | Quantity/Base Price | Unit Price/Discount % | Total | Unit Price/Discount % | Total | Unit Price/Discount % | Total | Unit Price/Discount % | Total | Unit Price/Discount % | Total | Unit Price/Discount % | Total | Unit Price/Discount % | Total
3.65.18 | 6.07.10 | (*) 100 x 200 x 8mm thick ceramic tile skirting (S03-IM) |  | m | 30 | 16 | 480 | 16 | 480 | 16 | 480 | 20 | 600 | 31 | 930 | 71.9 | 2157 | 25.94 | 778.2
| Note | Note Details
3.65.19 | - | Granite Floor Tiles
3.65.20 | - | Supply and installation of floor tiles fixing and grouting, including background
| Item Code | Description | Item Remarks | Unit of Measurement | Quantity/Base Price | Unit Price/Discount % | Total | Unit Price/Discount % | Total | Unit Price/Discount % | Total | Unit Price/Discount % | Total | Unit Price/Discount % | Total | Unit Price/Discount % | Total | Unit Price/Discount % | Total
3.65.21 | 6.07.11 | (*) 450 x 450 x 20 mm thick, pre-polished granite tiles (F03-IM) |  | m2 | 30 | 450 | 13500 | 400 | 12000 | 400 | 12000 | 94 | 2820 | 224 | 6720 | 307.59 | 9227.7 | 268.16 | 8044.8
3.65.22 | 6.07.12 | (*) 20 mm thick Pre-polished granite tile for internal stair case tread and riser with chamfered edges with anti slip groves (F04-IM) |  | m | 70 | 450 | 31500 | 400 | 28000 | 400 | 28000 | 102 | 7140 | 192 | 13440 | 251.56 | 17609.2 | 182.43 | 12770.1
3.65.23 | 6.07.13 | (*) 20 mm thick, flamed granite tiles with anti slip strips (F05-IM) |  | m2 | 10 | 488 | 4880 | 450 | 4500 | 450 | 4500 | 102 | 1020 | 379 | 3790 | 251.56 | 2515.6 | 418.42 | 4184.2
3.65.24 | 6.07.14 | (*) 100 x 450 x 8mm thick granite skirting (S02-IM) |  | m | 40 | 113 | 4520 | 50 | 2000 | 50 | 2000 | 21 | 840 | 47 | 1880 | 72.06 | 2882.4 | 64.69 | 2587.6
| Note | Note Details
3.65.25 | - | Terrazzo tile
3.65.26 | - | Supply and installation Terrazzo tiles fixing and grouting, including background and accessories, as per Drawings and Specification.
| Item Code | Description | Item Remarks | Unit of Measurement | Quantity/Base Price | Unit Price/Discount % | Total | Unit Price/Discount % | Total | Unit Price/Discount % | Total | Unit Price/Discount % | Total | Unit Price/Discount % | Total | Unit Price/Discount % | Total | Unit Price/Discount % | Total
3.65.27 | 6.07.15 | (*) 300 x 300 x 28 mm thick to floor (F08-JM) |  | m2 | 8 | 56 | 448 | 100 | 800 | 100 | 800 | 63 | 504 | 73 | 584 | 141.05 | 1128.4 | 90.07 | 720.56
| Note | Note Details
3.65.28 | - | Terrazzo tile skirting
| Item Code | Description | Item Remarks | Unit of Measurement | Quantity/Base Price | Unit Price/Discount % | Total | Unit Price/Discount % | Total | Unit Price/Discount % | Total | Unit Price/Discount % | Total | Unit Price/Discount % | Total | Unit Price/Discount % | Total | Unit Price/Discount % | Total
3.65.29 | 6.07.16 | (*) 100 x 300 x 20mm thick terrrazzo skirting (S02-JM) |  | m | 16 | 16 | 256 | 10 | 160 | 10 | 160 | 23 | 368 | 22 | 352 | 37.64 | 602.24 | 35.04 | 560.64
| Note | Note Details
3.65.30 | - | Decorative Carpet
3.65.31 | - | Supply and installation of decorative carpet as per drawing and specification
| Item Code | Description | Item Remarks | Unit of Measurement | Quantity/Base Price | Unit Price/Discount % | Total | Unit Price/Discount % | Total | Unit Price/Discount % | Total | Unit Price/Discount % | Total | Unit Price/Discount % | Total | Unit Price/Discount % | Total | Unit Price/Discount % | Total
3.65.32 | 6.07.17 | (*) Decorative Carpet (F01-JM) |  | m2 | 1100 | 188 | 206800 | 300 | 330000 | 300 | 330000 | 253 | 278300 | 253 | 278300 | 408.69 | 449559 | 262.65 | 288915
| Note | Note Details
3.65.33 | - | Wooden Skirting
| Item Code | Description | Item Remarks | Unit of Measurement | Quantity/Base Price | Unit Price/Discount % | Total | Unit Price/Discount % | Total | Unit Price/Discount % | Total | Unit Price/Discount % | Total | Unit Price/Discount % | Total | Unit Price/Discount % | Total | Unit Price/Discount % | Total
3.65.34 | 6.07.18 | (*) 100 x 1200 x 20mm thick Wooden Skirting (S03-JM) |  | m | 280 | 60 | 16800 | 30 | 8400 | 30 | 8400 | 92 | 25760 | 129 | 36120 | 107.55 | 30114 | 187.25 | 52430
| Note | Note Details
3.65.35 | - | Threshold
| Item Code | Description | Item Remarks | Unit of Measurement | Quantity/Base Price | Unit Price/Discount % | Total | Unit Price/Discount % | Total | Unit Price/Discount % | Total | Unit Price/Discount % | Total | Unit Price/Discount % | Total | Unit Price/Discount % | Total | Unit Price/Discount % | Total
3.65.36 | 6.07.19 | (*) 30 mm thick Granite threshold, different width, from 200 - 300 mm |  | m | 30 | 165 | 4950 | 120 | 3600 | 120 | 3600 | 92 | 2760 | 135 | 4050 | 204.35 | 6130.5 | 118.98 | 3569.4
| Note | Note Details
3.65.37 | - | Paint finish to floor
| Item Code | Description | Item Remarks | Unit of Measurement | Quantity/Base Price | Unit Price/Discount % | Total | Unit Price/Discount % | Total | Unit Price/Discount % | Total | Unit Price/Discount % | Total | Unit Price/Discount % | Total | Unit Price/Discount % | Total | Unit Price/Discount % | Total
3.65.38 | 6.07.20 | (*) 50mm thick floated concrete screed with epoxy coating (F06-IM & F04-JM) |  | m2 | 150 | 57 | 8550 | 60 | 9000 | 60 | 9000 | 69 | 10350 | 74 | 11100 | 80.66 | 12099 | 63.1 | 9465
| Note | Note Details
3.65.39 | - | Wall Finishes
3.65.40 | - | Cement plaster and paint finish to internal surfaces
| Item Code | Description | Item Remarks | Unit of Measurement | Quantity/Base Price | Unit Price/Discount % | Total | Unit Price/Discount % | Total | Unit Price/Discount % | Total | Unit Price/Discount % | Total | Unit Price/Discount % | Total | Unit Price/Discount % | Total | Unit Price/Discount % | Total
3.65.41 | 6.07.21 | (*) Plaster and acrylic based washable emulsion paint finish (W01) |  | m2 | 3440 | 42 | 144480 | 48 | 165120 | 48 | 165120 | 46 | 158240 | 45 | 154800 | 47.42 | 163124.8 | 49.57 | 170520.8
3.65.42 | 6.07.22 | (*) Plaster and alkyd based paint finish (W02) |  | m2 | 300 | 46 | 13800 | 50 | 15000 | 50 | 15000 | 48 | 14400 | 49 | 14700 | 53.5 | 16050 | 52.42 | 15726
3.65.43 | 6.07.23 | (*) Plaster and haritage texture pure acralic paint (W03-JM) |  | m2 | 500 | 66 | 33000 | 80 | 40000 | 80 | 40000 | 75 | 37500 | 61 | 30500 | 83.03 | 41515 | 77.44 | 38720
| Note | Note Details
3.65.44 | - | Ceramic wall tile
3.65.45 | - | Supply and installation of wall tiles, fixing and grouting, including background
| Item Code | Description | Item Remarks | Unit of Measurement | Quantity/Base Price | Unit Price/Discount % | Total | Unit Price/Discount % | Total | Unit Price/Discount % | Total | Unit Price/Discount % | Total | Unit Price/Discount % | Total | Unit Price/Discount % | Total | Unit Price/Discount % | Total
3.65.46 | 6.07.24 | (*) 200 x 300 x 8 mm thick, Ceramic tiles (W03-IM) |  | m2 | 130 | 56 | 7280 | 90 | 11700 | 90 | 11700 | 78 | 10140 | 75 | 9750 | 117.75 | 15307.5 | 89.85 | 11680.5
3.65.47 | 6.07.25 | (*) 200 x 300 x 6 mm thick, Glazed ceramic wall tiles (W04-JM) |  | m2 | 100 | 56 | 5600 | 90 | 9000 | 90 | 9000 | 78 | 7800 | 96 | 9600 | 117.75 | 11775 | 89.85 | 8985
3.65.48 | 6.07.26 | (*) 300 x 300 x 8 mm thick, Ceramic tiles (W05-JM) |  | m2 | 550 | 56 | 30800 | 120 | 66000 | 120 | 66000 | 78 | 42900 | 385 | 211750 | 115.59 | 63574.5 | 88.85 | 48867.5
| Note | Note Details
3.65.49 | - | Cistern Enclosure including 12.5 mm thick moisture resistance gypsum backing board, Granite top, plywood backing to granite top and complete
| Item Code | Description | Item Remarks | Unit of Measurement | Quantity/Base Price | Unit Price/Discount % | Total | Unit Price/Discount % | Total | Unit Price/Discount % | Total | Unit Price/Discount % | Total | Unit Price/Discount % | Total | Unit Price/Discount % | Total | Unit Price/Discount % | Total
3.65.50 | 6.07.27 | (*) 1200 x 200 x1200 mm overall size for Toilets |  | nr | 10 | 2074 | 20740 | 400 | 4000 | 400 | 4000 | 575 | 5750 | 2063 | 20630 | 528.72 | 5287.2 | 434.31 | 4343.1
3.65.51 | 6.07.28 | (*) 1400 x 200 x1200 mm overall size for Toilets |  | nr | 2 | 3387 | 6774 | 460 | 920 | 460 | 920 | 690 | 1380 | 2320 | 4640 | 565.18 | 1130.36 | 506.69 | 1013.38
3.65.52 | 6.07.29 | (*) 1700 x 200 x1200 mm overall size for Toilets |  | nr | 8 | 4039 | 32312 | 560 | 4480 | 560 | 4480 | 805 | 6440 | 2578 | 20624 | 659.39 | 5275.12 | 615.27 | 4922.16
3.65.53 | 6.07.30 | (*) 2300 x 200 x 1200 mm overall size for Disable Toilets |  | nr | 4 | 5310 | 21240 | 760 | 3040 | 760 | 3040 | 978 | 3912 | 2836 | 11344 | 790.22 | 3160.88 | 832.42 | 3329.68
| Note | Note Details
3.65.54 | - | Cement plaster and paint to external surfaces
| Item Code | Description | Item Remarks | Unit of Measurement | Quantity/Base Price | Unit Price/Discount % | Total | Unit Price/Discount % | Total | Unit Price/Discount % | Total | Unit Price/Discount % | Total | Unit Price/Discount % | Total | Unit Price/Discount % | Total | Unit Price/Discount % | Total
3.65.55 | 6.07.31 | (*) Plaster and haritage texture pure acralic paint to External facades |  | m2 | 3000 | 66 | 198000 | 80 | 240000 | 80 | 240000 | 75 | 225000 | 89 | 267000 | 83.03 | 249090 | 77.44 | 232320
3.65.56 | 6.07.32 | (*) Plaster and haritage texture pure acralic paint to External facades |  | m2 | 500 | 57 | 28500 | 80 | 40000 | 80 | 40000 | 75 | 37500 | 95 | 47500 | 83.03 | 41515 | 77.44 | 38720
3.65.57 | 6.07.33 | (*) Internal side of parapet (without plaster) |  | m2 | 600 | 27 | 16200 | 50 | 30000 | 50 | 30000 | 17 | 10200 | 28 | 16800 | 53.78 | 32268 | 28.43 | 17058
| Note | Note Details
3.65.58 | - | GRC Decorative Works
| Item Code | Description | Item Remarks | Unit of Measurement | Quantity/Base Price | Unit Price/Discount % | Total | Unit Price/Discount % | Total | Unit Price/Discount % | Total | Unit Price/Discount % | Total | Unit Price/Discount % | Total | Unit Price/Discount % | Total | Unit Price/Discount % | Total
3.65.59 | 6.07.34 | (*) GRC decorative for external facades as specified |  | m2 | 380 | 450 | 171000 | 425 | 161500 | 425 | 161500 | 575 | 218500 | 486 | 184680 | 483.98 | 183912.4 | 426.42 | 162039.6
| Note | Note Details
3.65.60 | - | Ceiling Finishes
3.65.61 | - | Plaster board ceiling to internal surfaces
3.65.62 | - | Supply and installation Plaster board including supporting framework, fittings and accessories as specified
| Item Code | Description | Item Remarks | Unit of Measurement | Quantity/Base Price | Unit Price/Discount % | Total | Unit Price/Discount % | Total | Unit Price/Discount % | Total | Unit Price/Discount % | Total | Unit Price/Discount % | Total | Unit Price/Discount % | Total | Unit Price/Discount % | Total
3.65.63 | 6.07.35 | (*) 12 mm thick plaster board with emulsion paint (C01) |  | m2 | 1360 | 73 | 99280 | 100 | 136000 | 100 | 136000 | 115 | 156400 | 137 | 186320 | 256.51 | 348853.6 | 126.98 | 172692.8
| Note | Note Details
3.65.64 | - | Suspended acoustical ceiling to internal surfaces
3.65.65 | - | Supply and installation of metal tiles installed with clip system galvanized metal suspension system, supporting framework, fittings and accessories
| Item Code | Description | Item Remarks | Unit of Measurement | Quantity/Base Price | Unit Price/Discount % | Total | Unit Price/Discount % | Total | Unit Price/Discount % | Total | Unit Price/Discount % | Total | Unit Price/Discount % | Total | Unit Price/Discount % | Total | Unit Price/Discount % | Total
3.65.66 | 6.07.36 | (*) 600 x 600 mm aluminium ceiling tiles (C02) |  | m2 | 380 | 81 | 30780 | 85 | 32300 | 85 | 32300 | 92 | 34960 | 116 | 44080 | 172.08 | 65390.4 | 134.56 | 51132.8
| Note | Note Details
3.65.67 | - | Cement plaster and paint finish to internal surfaces
| Item Code | Description | Item Remarks | Unit of Measurement | Quantity/Base Price | Unit Price/Discount % | Total | Unit Price/Discount % | Total | Unit Price/Discount % | Total | Unit Price/Discount % | Total | Unit Price/Discount % | Total | Unit Price/Discount % | Total | Unit Price/Discount % | Total
3.65.68 | 6.07.37 | (*) Plaster and washable emulsion paint to soffits and ceiling (C03) |  | m2 | 760 | 42 | 31920 | 60 | 45600 | 60 | 45600 | 46 | 34960 | 45 | 34200 | 54.85 | 41686 | 49.57 | 37673.2
3.65.69 | 6.07.38 | (*) Plaster and pure acrylic paint with crack bridgeable and anti carbonation properties to ceiling (C04-JM) |  | m2 | 1220 | 44 | 53680 | 70 | 85400 | 70 | 85400 | 52 | 63440 | 58 | 70760 | 69.91 | 85290.2 | 57.15 | 69723
| Note | Note Details
3.65.70 | - | Ablution Area Works
| Item Code | Description | Item Remarks | Unit of Measurement | Quantity/Base Price | Unit Price/Discount % | Total | Unit Price/Discount % | Total | Unit Price/Discount % | Total | Unit Price/Discount % | Total | Unit Price/Discount % | Total | Unit Price/Discount % | Total | Unit Price/Discount % | Total
3.65.71 | 6.07.39 | (*) Ablusion countertops; comprising 20 mm thick polished granite countertop; including light weight concrete fill, concrete top, all necessary fixing accessories; all in accordance with the Specification |  | m | 20.7 | 600 | 12420 | 350 | 7245 | 350 | 7245 | 575 | 11902.5 | 773 | 16001.1 | 225.32 | 4664.124 | 192.91 | 3993.237
3.65.72 | 6.07.40 | (*) Ablusion seat tops; comprising 20 mm thick polished granite seat top; including ablusion seat as per drawing and all necessary fixing accessories; all in accordance with the Specification |  | nr | 26 | 750 | 19500 | 400 | 10400 | 400 | 10400 | 575 | 14950 | 773 | 20098 | 241.99 | 6291.74 | 852.5 | 22165
| Note | Note Details
3.65.73 | - | Contractor's Adjustment
| Item Code | Description | Item Remarks | Unit of Measurement | Quantity/Base Price | Unit Price/Discount % | Total | Unit Price/Discount % | Total | Unit Price/Discount % | Total | Unit Price/Discount % | Total | Unit Price/Discount % | Total | Unit Price/Discount % | Total | Unit Price/Discount % | Total
3.65.74 | 6.07.41 | (*) The Contractor may price here any new items or additional quantity for an existing BOQ item, which are shown in the Drawings or any other Tender/Contract Documents but overlooked or not specifically mentioned herein and is necessary for the satisfactory completion of the Works/this section. Should the Contractor fail to insert any item here, it will be deemed that his lump sum Tender Price includes all such items and no claims for additional items will be entertained. |  | Sum | 1 | 0 | 0 | 0 | 0 | 0 | 0 | 0 | 0 | 0 | 0 | 21510.02 | 21510.02 | 337923.07 | 337923.07
| Note | Note Details
3.65.75 | - | Please attach one PDF file to be named "Additional Items for (insert bill no/name & Section No/name)" for the details of these additional items in the additional attachment area in the Commercial Envelope.
3.66 BILL NO. 6.08 – KITCHEN CABINETS | [5 empty] | 3 (out of 3) | 37467 | 3 (out of 3) | 26100 | 3 (out of 3) | 26100 | 3 (out of 3) | 29210 | 3 (out of 3) | 28107 | 3 (out of 3) | 104127.34 | 3 (out of 3) | 49682.92
| Note | Note Details
3.66.1 | - | KITCHEN CABINETS
| Item Code | Description | Item Remarks | Unit of Measurement | Quantity/Base Price | Unit Price/Discount % | Total | Unit Price/Discount % | Total | Unit Price/Discount % | Total | Unit Price/Discount % | Total | Unit Price/Discount % | Total | Unit Price/Discount % | Total | Unit Price/Discount % | Total
3.66.2 | 6.08.01 | (*) Supply & fix kitchen cabinet (Base and wall units) with Moisture resistant white Melamine MDF shutters in post formed laminated MDF, drawers including Kitchen sink, Cooker Hood, Mixer and Counter Top all complete as per detail drawings and Specification. |  | Item | 1 | 15596 | 15596 | 12000 | 12000 | 12000 | 12000 | 11500 | 11500 | 8384 | 8384 | 43364.21 | 43364.21 | 26411.51 | 26411.51
| Note | Note Details
3.66.3 | - | WARDROBES
| Item Code | Description | Item Remarks | Unit of Measurement | Quantity/Base Price | Unit Price/Discount % | Total | Unit Price/Discount % | Total | Unit Price/Discount % | Total | Unit Price/Discount % | Total | Unit Price/Discount % | Total | Unit Price/Discount % | Total | Unit Price/Discount % | Total
3.66.4 | 6.08.02 | (*) Supply & fix wardrobes with Moisture resistant MDF, shutters in post formed laminated MDF including all complete accessories as per detail drawings and Specification. |  | Item | 1 | 21871 | 21871 | 14100 | 14100 | 14100 | 14100 | 17710 | 17710 | 19723 | 19723 | 60763.13 | 60763.13 | 23271.41 | 23271.41
| Note | Note Details
3.66.5 | - | Contractor's Adjustment
| Item Code | Description | Item Remarks | Unit of Measurement | Quantity/Base Price | Unit Price/Discount % | Total | Unit Price/Discount % | Total | Unit Price/Discount % | Total | Unit Price/Discount % | Total | Unit Price/Discount % | Total | Unit Price/Discount % | Total | Unit Price/Discount % | Total
3.66.6 | 6.08.03 | (*) The Contractor may price here any new items or additional quantity for an existing BOQ item, which are shown in the Drawings or any other Tender/Contract Documents but overlooked or not specifically mentioned herein and is necessary for the satisfactory completion of the Works/this section. Should the Contractor fail to insert any item here, it will be deemed that his lump sum Tender Price includes all such items and no claims for additional items will be entertained. |  | Sum | 1 | 0 | 0 | 0 | 0 | 0 | 0 | 0 | 0 | 0 | 0 | 0 | 0 | 0 | 0
| Note | Note Details
3.66.7 | - | Please attach one PDF file to be named "Additional Items for (insert bill no/name & Section No/name)" for the details of these additional items in the additional attachment area in the Commercial Envelope.
3.67 BILL NO. 6.09 – ELECTRICAL INSTALLATION | [5 empty] | 107 (out of 107) | 1599418 | 107 (out of 107) | 2305560 | 107 (out of 107) | 2305560 | 107 (out of 107) | 2169197 | 107 (out of 107) | 1153079 | 107 (out of 107) | 3422866.75 | 107 (out of 107) | 2991502.49
| Note | Note Details
3.67.1 | - | ELECTRICAL WORKS
3.67.2 | - | ELECTRICAL INSTALLATIONS
| Item Code | Description | Item Remarks | Unit of Measurement | Quantity/Base Price | Unit Price/Discount % | Total | Unit Price/Discount % | Total | Unit Price/Discount % | Total | Unit Price/Discount % | Total | Unit Price/Discount % | Total | Unit Price/Discount % | Total | Unit Price/Discount % | Total
3.67.3 | 6.09.01 | (*) Allow for all works required & shown on drawings for house connection and incoming main installation including liaising and paying connection charges for acquiring main supply, coordination with AADC & ETISALT/ Service provider for obtaining permanent power and telephone connection to the masjid and imam building, approvals from local authorities for various services like electricity, telephone, etc. also for complying with latest wiring regulations of the relevant authorities |  | Item | 1 | 1599418 | 1599418 | 36410 | 36410 | 36410 | 36410 | 15000 | 15000 | 0 | 0 | 0 | 0 | 0 | 0
| Note | Note Details
3.67.4 | - | MAIN DISTRIBUTION BOARD
| Item Code | Description | Item Remarks | Unit of Measurement | Quantity/Base Price | Unit Price/Discount % | Total | Unit Price/Discount % | Total | Unit Price/Discount % | Total | Unit Price/Discount % | Total | Unit Price/Discount % | Total | Unit Price/Discount % | Total | Unit Price/Discount % | Total
3.67.5 | 6.09.02 | (*) Supply, install, test & connect low voltage main distribution board comprising all breakers bus-bars, meters, indicator all in accordance with specification and as detailed in drawing. |  | nr | 2 | 0 | 0 | 10000 | 20000 | 10000 | 20000 | 46500 | 93000 | 8118 | 16236 | 11194.16 | 22388.32 | 0 | 0
| Note | Note Details
3.67.6 | - | FINAL DISTRIBUTION BOARDS
3.67.7 | - | Supply, install, test and connect all final distribution board MCB boards, including MCBIS-9ka contactor, cable termination etc… as per Specification and drawings.
| Item Code | Description | Item Remarks | Unit of Measurement | Quantity/Base Price | Unit Price/Discount % | Total | Unit Price/Discount % | Total | Unit Price/Discount % | Total | Unit Price/Discount % | Total | Unit Price/Discount % | Total | Unit Price/Discount % | Total | Unit Price/Discount % | Total
3.67.8 | 6.09.03 | (*) LP-LM-G |  | nr | 2 | 0 | 0 | 3763 | 7526 | 3763 | 7526 | 3950 | 7900 | 2376 | 4752 | 3541.41 | 7082.82 | 0 | 0
3.67.9 | 6.09.04 | (*) PP-LM-G |  | nr | 2 | 0 | 0 | 3401 | 6802 | 3401 | 6802 | 1950 | 3900 | 2941 | 5882 | 2245.65 | 4491.3 | 0 | 0
3.67.10 | 6.09.05 | (*) UDB-LM-G |  | nr | 2 | 0 | 0 | 1606 | 3212 | 1606 | 3212 | 1650 | 3300 | 1271 | 2542 | 1032.48 | 2064.96 | 0 | 0
3.67.11 | 6.09.06 | (*) DB-LM-R |  | nr | 2 | 0 | 0 | 3521 | 7042 | 3521 | 7042 | 2850 | 5700 | 1918 | 3836 | 1238.98 | 2477.96 | 0 | 0
3.67.12 | 6.09.07 | (*) MCC-LM-R |  | nr | 2 | 0 | 0 | 7080 | 14160 | 7080 | 14160 | 35000 | 70000 | 4941 | 9882 | 5781.89 | 11563.78 | 0 | 0
3.67.13 | 6.09.08 | (*) DB-IR-G |  | nr | 2 | 0 | 0 | 2885 | 5770 | 2885 | 5770 | 4150 | 8300 | 2118 | 4236 | 1238.98 | 2477.96 | 0 | 0
3.67.14 | 6.09.09 | (*) DB-IR-R |  | nr | 2 | 0 | 0 | 3413 | 6826 | 3413 | 6826 | 1950 | 3900 | 2118 | 4236 | 1238.98 | 2477.96 | 0 | 0
3.67.15 | 6.09.10 | (*) LCP-LM-G |  | nr | 2 | 0 | 0 | 6000 | 12000 | 6000 | 12000 | 25000 | 50000 | 2941 | 5882 | 3887.29 | 7774.58 | 0 | 0
| Note | Note Details
3.67.16 | - | UNINTERRUPTABLE POWER SUPPLY (UPS)
3.67.17 | - | Supply, installation, testing and commissioning of UPS system 50Hz. UPS unit including all necessary accessories, ancillary works and all materials required to complete installation as per Specification and drawings
| Item Code | Description | Item Remarks | Unit of Measurement | Quantity/Base Price | Unit Price/Discount % | Total | Unit Price/Discount % | Total | Unit Price/Discount % | Total | Unit Price/Discount % | Total | Unit Price/Discount % | Total | Unit Price/Discount % | Total | Unit Price/Discount % | Total
3.67.18 | 6.09.11 | (*) UPS, 8KVA - 30 Min. |  | nr | 2 | 0 | 0 | 30000 | 60000 | 30000 | 60000 | 16974 | 33948 | 29412 | 58824 | 26844.51 | 53689.02 | 0 | 0
| Note | Note Details
3.67.19 | - | CAPACITOR BANK (POWER FACTOR CORRECTION UNIT)
3.67.20 | - | Supply, installation, testing and commissioning of capacitor bank for 400V power supply system on main distribution board to improve power factor of the system to 0.92 as per Specification and drawings.
| Item Code | Description | Item Remarks | Unit of Measurement | Quantity/Base Price | Unit Price/Discount % | Total | Unit Price/Discount % | Total | Unit Price/Discount % | Total | Unit Price/Discount % | Total | Unit Price/Discount % | Total | Unit Price/Discount % | Total | Unit Price/Discount % | Total
3.67.21 | 6.09.12 | (*) 40 KVAR |  | nr | 2 | 0 | 0 | 8000 | 16000 | 8000 | 16000 | 10671 | 21342 | 7059 | 14118 | 12623.81 | 25247.62 | 0 | 0
| Note | Note Details
3.67.22 | - | LOW VOLTAGE CABLES
3.67.23 | - | Supply, installation, testing and commissioning of low voltage armoured XLPE insulated, PVC sheathed, copper conductors multicore cables as specified below including all conduits, cable trays, pull boxes, termination, identification, related civil works, fitting & fixation accessories as per Specification and drawings.
| Item Code | Description | Item Remarks | Unit of Measurement | Quantity/Base Price | Unit Price/Discount % | Total | Unit Price/Discount % | Total | Unit Price/Discount % | Total | Unit Price/Discount % | Total | Unit Price/Discount % | Total | Unit Price/Discount % | Total | Unit Price/Discount % | Total
3.67.24 | 6.09.13 | (*) MDB to LP-LM-G (4Cx10mm2 XLPE/SWA/PVC +1Cx10mm2 Y/G) |  | m | 20 | 0 | 0 | 35 | 700 | 35 | 700 | 27 | 540 | 35 | 700 | 52.4 | 1048 | 0 | 0
3.67.25 | 6.09.14 | (*) MDB to PP-LM-G (4Cx16mm2 XLPE/SWA/PVC +1Cx16mm2 Y/G) |  | m | 20 | 0 | 0 | 47 | 940 | 47 | 940 | 34 | 680 | 45 | 900 | 69.81 | 1396.2 | 0 | 0
3.67.26 | 6.09.15 | (*) MDB to MCC-LM-R (4Cx35mm2 XLPE/SWA/PVC +1Cx16mm2 Y/G) |  | m | 140 | 0 | 0 | 79 | 11060 | 79 | 11060 | 55 | 7700 | 64 | 8960 | 125.03 | 17504.2 | 0 | 0
3.67.27 | 6.09.16 | (*) MDB to UDB-LM-G (4Cx10mm2 XLPE/SWA/PVC +1Cx10mm2 Y/G) |  | m | 20 | 0 | 0 | 35 | 700 | 35 | 700 | 27 | 540 | 35 | 700 | 52.41 | 1048.2 | 0 | 0
3.67.28 | 6.09.17 | (*) MDB to DB-LM-R (4Cx10mm2 XLPE/SWA/PVC +1Cx16mm2 Y/G) |  | m | 160 | 0 | 0 | 35 | 5600 | 35 | 5600 | 27 | 4320 | 35 | 5600 | 52.41 | 8385.6 | 0 | 0
3.67.29 | 6.09.18 | (*) MDB to DB-IR-G (4Cx25mm2 XLPE/SWA/PVC +1Cx16mm2 Y/G) |  | m | 100 | 0 | 0 | 60 | 6000 | 60 | 6000 | 41 | 4100 | 53 | 5300 | 96.31 | 9631 | 0 | 0
3.67.30 | 6.09.19 | (*) MDB to DB-IR-R (4Cx10mm2 XLPE/SWA/PVC +1Cx10mm2 Y/G) |  | m | 110 | 0 | 0 | 35 | 3850 | 35 | 3850 | 27 | 2970 | 35 | 3850 | 52.41 | 5765.1 | 0 | 0
3.67.31 | 6.09.20 | (*) MDB to CAPACITOR BANK (4Cx35mm2 XLPE/SWA/PVC +1Cx16mm2 Y/G) |  | m | 20 | 0 | 0 | 79 | 1580 | 79 | 1580 | 55 | 1100 | 64 | 1280 | 125.03 | 2500.6 | 0 | 0
3.67.32 | 6.09.21 | (*) MDB to SPD (4Cx16mm2 XLPE/SWA/PVC +1Cx16mm2 Y/G) |  | m | 20 | 0 | 0 | 47 | 940 | 47 | 940 | 34 | 680 | 45 | 900 | 69.81 | 1396.2 | 0 | 0
| Note | Note Details
3.67.33 | - | LIGHTING SWITCHES
3.67.34 | - | Supply, installation, connecting, testing and commissioning of lighting switches 10A, 230V & sensors as specified below including pvc conduits, conduit fittings, boxes, earthing terminations, copper conductors up to switches, accessories and all necessary civil works as per Specification and drawings.
| Item Code | Description | Item Remarks | Unit of Measurement | Quantity/Base Price | Unit Price/Discount % | Total | Unit Price/Discount % | Total | Unit Price/Discount % | Total | Unit Price/Discount % | Total | Unit Price/Discount % | Total | Unit Price/Discount % | Total | Unit Price/Discount % | Total
3.67.35 | 6.09.22 | (*) 1 gang 1 way Switch |  | nr | 22 | 0 | 0 | 240 | 5280 | 240 | 5280 | 128 | 2816 | 171 | 3762 | 326.68 | 7186.96 | 0 | 0
3.67.36 | 6.09.23 | (*) 2 gang 1 way Switch |  | nr | 10 | 0 | 0 | 280 | 2800 | 280 | 2800 | 95 | 950 | 176 | 1760 | 335.76 | 3357.6 | 0 | 0
3.67.37 | 6.09.24 | (*) 1 gang 2 way switch |  | nr | 8 | 0 | 0 | 280 | 2240 | 280 | 2240 | 95 | 760 | 176 | 1408 | 327.09 | 2616.72 | 0 | 0
3.67.38 | 6.09.25 | (*) 1 gang 1 way switch W/P |  | nr | 6 | 0 | 0 | 320 | 1920 | 320 | 1920 | 183 | 1098 | 207 | 1242 | 330.39 | 1982.34 | 0 | 0
3.67.39 | 6.09.26 | (*) Movement sensor |  | nr | 2 | 0 | 0 | 2000 | 4000 | 2000 | 4000 | 507 | 1014 | 294 | 588 | 681.44 | 1362.88 | 0 | 0
3.67.40 | 6.09.27 | (*) Occupancy sensor |  | nr | 10 | 0 | 0 | 1800 | 18000 | 1800 | 18000 | 507 | 5070 | 353 | 3530 | 681.44 | 6814.4 | 0 | 0
3.67.41 | 6.09.28 | (*) Door bell |  | nr | 2 | 0 | 0 | 300 | 600 | 300 | 600 | 132 | 264 | 71 | 142 | 375.82 | 751.64 | 0 | 0
3.67.42 | 6.09.29 | (*) Bell push button |  | nr | 2 | 0 | 0 | 320 | 640 | 320 | 640 | 96 | 192 | 24 | 48 | 334.52 | 669.04 | 0 | 0
| Note | Note Details
3.67.43 | - | POWER SOCKETS
3.67.44 | - | Supply, installation, connecting, testing and commissioning of normal and power sockets as specified below including pvc conduits, conduit fittings, boxes, earthing terminations, copper conductors, all fixings supports and all necessary works from the panel boards to socket outlets as per Specification and drawings.
| Item Code | Description | Item Remarks | Unit of Measurement | Quantity/Base Price | Unit Price/Discount % | Total | Unit Price/Discount % | Total | Unit Price/Discount % | Total | Unit Price/Discount % | Total | Unit Price/Discount % | Total | Unit Price/Discount % | Total | Unit Price/Discount % | Total
3.67.45 | 6.09.30 | (*) 13A single switched socket |  | nr | 66 | 0 | 0 | 280 | 18480 | 280 | 18480 | 161 | 10626 | 169 | 11154 | 351.04 | 23168.64 | 0 | 0
3.67.46 | 6.09.31 | (*) 13A weather proof single switched socket |  | nr | 62 | 0 | 0 | 400 | 24800 | 400 | 24800 | 194 | 12028 | 194 | 12028 | 465.86 | 28883.32 | 0 | 0
3.67.47 | 6.09.32 | (*) 13A twin switched socket |  | nr | 74 | 0 | 0 | 320 | 23680 | 320 | 23680 | 171 | 12654 | 181 | 13394 | 360.13 | 26649.62 | 0 | 0
3.67.48 | 6.09.33 | (*) 15A weather proof single switched socket |  | nr | 2 | 0 | 0 | 480 | 960 | 480 | 960 | 230 | 460 | 224 | 448 | 536.89 | 1073.78 | 0 | 0
3.67.49 | 6.09.34 | (*) Shaver socket outlet |  | nr | 4 | 0 | 0 | 280 | 1120 | 280 | 1120 | 255 | 1020 | 306 | 1224 | 483.2 | 1932.8 | 0 | 0
3.67.50 | 6.09.35 | (*) 20A DP switch with outlet for A/C |  | nr | 14 | 0 | 0 | 350 | 4900 | 350 | 4900 | 189 | 2646 | 186 | 2604 | 341.13 | 4775.82 | 0 | 0
3.67.51 | 6.09.36 | (*) 20A Flex outlet |  | nr | 8 | 0 | 0 | 300 | 2400 | 300 | 2400 | 141 | 1128 | 129 | 1032 | 346.91 | 2775.28 | 0 | 0
3.67.52 | 6.09.37 | (*) 45A cooker control unit |  | nr | 2 | 0 | 0 | 400 | 800 | 400 | 800 | 395 | 790 | 214 | 428 | 355.17 | 710.34 | 0 | 0
3.67.53 | 6.09.38 | (*) DP socket outlet for cooker control |  | nr | 2 | 0 | 0 | 300 | 600 | 300 | 600 | 189 | 378 | 186 | 372 | 342.78 | 685.56 | 0 | 0
3.67.54 | 6.09.39 | (*) 20A DP switch with neon indicator for WH |  | nr | 18 | 0 | 0 | 350 | 6300 | 350 | 6300 | 189 | 3402 | 186 | 3348 | 341.13 | 6140.34 | 0 | 0
3.67.55 | 6.09.40 | (*) Hand dryer outlet |  | nr | 6 | 0 | 0 | 320 | 1920 | 320 | 1920 | 189 | 1134 | 169 | 1014 | 347.33 | 2083.98 | 0 | 0
3.67.56 | 6.09.41 | (*) Exhaust fan point (with 3A fused spur flexible outlet) |  | nr | 10 | 0 | 0 | 300 | 3000 | 300 | 3000 | 161 | 1610 | 127 | 1270 | 342.78 | 3427.8 | 0 | 0
3.67.57 | 6.09.42 | (*) Electrical Outlet For (Water Tape sensor, wifi Access point , Intercom unit) |  | nr | 48 | 0 | 0 | 280 | 13440 | 280 | 13440 | 161 | 7728 | 169 | 8112 | 355.17 | 17048.16 | 0 | 0
3.67.58 | 6.09.43 | (*) KWH meter outside the electrical room with GRP enclosure as per AADC requirements. |  | nr | 2 | 0 | 0 | 2500 | 5000 | 2500 | 5000 | 161 | 322 | 2941 | 5882 | 0 | 0 | 0 | 0
| Note | Note Details
3.67.59 | - | ISOLATORS
3.67.60 | - | Supply, installation, connecting, testing and commissioning of isolators as specified below including pvc conduits, conduit fittings, boxes, earthing terminations, copper conductors, all fixings supports and all necessary works from the panel boards to isolators as per Specification and drawings.
| Item Code | Description | Item Remarks | Unit of Measurement | Quantity/Base Price | Unit Price/Discount % | Total | Unit Price/Discount % | Total | Unit Price/Discount % | Total | Unit Price/Discount % | Total | Unit Price/Discount % | Total | Unit Price/Discount % | Total | Unit Price/Discount % | Total
3.67.61 | 6.09.44 | (*) 16 A Weather proof SPN isolator |  | nr | 4 | 0 | 0 | 325 | 1300 | 325 | 1300 | 995 | 3980 | 294 | 1176 | 475.77 | 1903.08 | 0 | 0
3.67.62 | 6.09.45 | (*) 20A Weather proof SPN Isolator |  | nr | 38 | 0 | 0 | 330 | 12540 | 330 | 12540 | 995 | 37810 | 235 | 8930 | 481.55 | 18298.9 | 0 | 0
3.67.63 | 6.09.46 | (*) 32A Weather proof SPN Isolator |  | nr | 4 | 0 | 0 | 370 | 1480 | 370 | 1480 | 996 | 3984 | 304 | 1216 | 532.93 | 2131.72 | 0 | 0
3.67.64 | 6.09.47 | (*) 40A Weather proof SPN Isolator |  | nr | 6 | 0 | 0 | 375 | 2250 | 375 | 2250 | 996 | 5976 | 304 | 1824 | 576.54 | 3459.24 | 0 | 0
3.67.65 | 6.09.48 | (*) 20A Weather proof TP Isolator |  | nr | 10 | 0 | 0 | 360 | 3600 | 360 | 3600 | 1419 | 14190 | 471 | 4710 | 495.26 | 4952.6 | 0 | 0
3.67.66 | 6.09.49 | (*) 32A Weather proof TP Isolator |  | nr | 2 | 0 | 0 | 380 | 760 | 380 | 760 | 1419 | 2838 | 562 | 1124 | 544.92 | 1089.84 | 0 | 0
3.67.67 | 6.09.50 | (*) 40A Weather proof TP Isolator |  | nr | 2 | 0 | 0 | 410 | 820 | 410 | 820 | 1419 | 2838 | 539 | 1078 | 573.23 | 1146.46 | 0 | 0
3.67.68 | 6.09.51 | (*) 63A Weather proof TP Isolator |  | nr | 2 | 0 | 0 | 560 | 1120 | 560 | 1120 | 1812 | 3624 | 953 | 1906 | 687.22 | 1374.44 | 0 | 0
| Note | Note Details
3.67.69 | - | LIGHT FITTINGS
3.67.70 | - | Supply, installation, connecting, testing and commissioning of lighting fixtures including all lamps, mounting brackets, suspension cords, accessories and all necessary auxiliary works as per Specification and drawings.
| Item Code | Description | Item Remarks | Unit of Measurement | Quantity/Base Price | Unit Price/Discount % | Total | Unit Price/Discount % | Total | Unit Price/Discount % | Total | Unit Price/Discount % | Total | Unit Price/Discount % | Total | Unit Price/Discount % | Total | Unit Price/Discount % | Total
3.67.71 | 6.09.52 | (*) Type F1 |  | nr | 56 | 0 | 0 | 900 | 50400 | 900 | 50400 | 189 | 10584 | 135 | 7560 | 623.63 | 34923.28 | 0 | 0
3.67.72 | 6.09.53 | (*) Type F2 |  | nr | 12 | 0 | 0 | 511 | 6132 | 511 | 6132 | 213 | 2556 | 112 | 1344 | 623.63 | 7483.56 | 0 | 0
3.67.73 | 6.09.54 | (*) Type F3 |  | nr | 232 | 0 | 0 | 550 | 127600 | 550 | 127600 | 222 | 51504 | 147 | 34104 | 842.24 | 195399.68 | 0 | 0
3.67.74 | 6.09.55 | (*) Type F4 |  | nr | 82 | 0 | 0 | 1142 | 93644 | 1142 | 93644 | 195 | 15990 | 265 | 21730 | 1465.5 | 120171 | 0 | 0
3.67.75 | 6.09.56 | (*) Type F5 |  | nr | 80 | 0 | 0 | 462 | 36960 | 462 | 36960 | 317 | 25360 | 359 | 28720 | 427.57 | 34205.6 | 0 | 0
3.67.76 | 6.09.57 | (*) Type F6 |  | nr | 28 | 0 | 0 | 620 | 17360 | 620 | 17360 | 225 | 6300 | 359 | 10052 | 1465.5 | 41034 | 0 | 0
3.67.77 | 6.09.58 | (*) Type F7 |  | nr | 18 | 0 | 0 | 153 | 2754 | 153 | 2754 | 320 | 5760 | 206 | 3708 | 1465.5 | 26379 | 0 | 0
3.67.78 | 6.09.59 | (*) Type F8 |  | nr | 4 | 0 | 0 | 330 | 1320 | 330 | 1320 | 279 | 1116 | 288 | 1152 | 1561.99 | 6247.96 | 0 | 0
3.67.79 | 6.09.60 | (*) Type F9 |  | nr | 4 | 0 | 0 | 282 | 1128 | 282 | 1128 | 295 | 1180 | 265 | 1060 | 829.5 | 3318 | 0 | 0
3.67.80 | 6.09.61 | (*) Type F10 |  | nr | 30 | 0 | 0 | 568 | 17040 | 568 | 17040 | 315 | 9450 | 218 | 6540 | 2103.66 | 63109.8 | 0 | 0
3.67.81 | 6.09.62 | (*) Type F11 |  | nr | 10 | 0 | 0 | 25000 | 250000 | 25000 | 250000 | 878 | 8780 | 647 | 6470 | 4129.92 | 41299.2 | 0 | 0
3.67.82 | 6.09.63 | (*) Type F12 |  | nr | 2 | 0 | 0 | 100000 | 200000 | 100000 | 200000 | 2800 | 5600 | 9412 | 18824 | 25812.03 | 51624.06 | 0 | 0
3.67.83 | 6.09.64 | (*) Type F13 |  | nr | 80 | 0 | 0 | 450 | 36000 | 450 | 36000 | 4750 | 380000 | 159 | 12720 | 1603.4 | 128272 | 0 | 0
3.67.84 | 6.09.65 | (*) Type F14 |  | nr | 18 | 0 | 0 | 492 | 8856 | 492 | 8856 | 260 | 4680 | 182 | 3276 | 676.64 | 12179.52 | 0 | 0
3.67.85 | 6.09.66 | (*) Type F15 |  | nr | 14 | 0 | 0 | 502 | 7028 | 502 | 7028 | 270 | 3780 | 676 | 9464 | 571.45 | 8000.3 | 0 | 0
3.67.86 | 6.09.67 | (*) Type F16 |  | nr | 12 | 0 | 0 | 960 | 11520 | 960 | 11520 | 295 | 3540 | 265 | 3180 | 571.45 | 6857.4 | 0 | 0
| Note | Note Details
3.67.87 | - | LIGHTING POINTS
3.67.88 | - | Supply, installation, connecting, testing and commissioning of lighting points including conduits, conduit fittings, boxes, copper conductors not less than 2.5 mm² wiring for lighting points, earthing terminations, accessories and all necessary civil works as per Specification and drawings.
| Item Code | Description | Item Remarks | Unit of Measurement | Quantity/Base Price | Unit Price/Discount % | Total | Unit Price/Discount % | Total | Unit Price/Discount % | Total | Unit Price/Discount % | Total | Unit Price/Discount % | Total | Unit Price/Discount % | Total | Unit Price/Discount % | Total
3.67.89 | 6.09.68 | (*) Lighting Point |  | nr | 682 | 0 | 0 | 345 | 235290 | 345 | 235290 | 180 | 122760 | 106 | 72292 | 309.74 | 211242.68 | 0 | 0
| Note | Note Details
3.67.90 | - | EARTHING SYSTEM
| Item Code | Description | Item Remarks | Unit of Measurement | Quantity/Base Price | Unit Price/Discount % | Total | Unit Price/Discount % | Total | Unit Price/Discount % | Total | Unit Price/Discount % | Total | Unit Price/Discount % | Total | Unit Price/Discount % | Total | Unit Price/Discount % | Total
3.67.91 | 6.09.69 | (*) Supply, installation, testing and commissioning of a complete protective earthing system for the building, earthing should be done with proper cables as per B.S including earthing pits, earthing electrodes, potential equalizing bar, bare copper conductors, fixing brackets, test links, suspensions, drilling, all necessary accessories, ancillary works and all materials required to complete installation as per Specification, drawings and to be approved from AADC & Etisalat. |  | Item | 1 | 0 | 0 | 26000 | 26000 | 26000 | 26000 | 118929 | 118929 | 9412 | 9412 | 25650.05 | 25650.05 | 0 | 0
| Note | Note Details
3.67.92 | - | LIGHTNING PROTECTION SYSTEM
| Item Code | Description | Item Remarks | Unit of Measurement | Quantity/Base Price | Unit Price/Discount % | Total | Unit Price/Discount % | Total | Unit Price/Discount % | Total | Unit Price/Discount % | Total | Unit Price/Discount % | Total | Unit Price/Discount % | Total | Unit Price/Discount % | Total
3.67.93 | 6.09.70 | (*) Supply, installation, testing and commissioning of a complete lightning protection system for the building including air terminals, tinned bare copper conductors, all necessary accessories, ancillary works and all materials required to complete installation as per Specification and drawings and to be approved from local authorities . |  | Item | 1 | 0 | 0 | 290000 | 290000 | 290000 | 290000 | 216882 | 216882 | 11765 | 11765 | 56588.79 | 56588.79 | 0 | 0
| Note | Note Details
3.67.94 | - | CENTRAL MONITORING SYSTEM (CMS)
| Item Code | Description | Item Remarks | Unit of Measurement | Quantity/Base Price | Unit Price/Discount % | Total | Unit Price/Discount % | Total | Unit Price/Discount % | Total | Unit Price/Discount % | Total | Unit Price/Discount % | Total | Unit Price/Discount % | Total | Unit Price/Discount % | Total
3.67.95 | 6.09.71 | (*) Supply, installation, testing and commissioning of a complete central monitoring system for all electrical & water meters in the building including pvc conduits, conduit fittings, boxes, earthing terminations, copper conductors, connections to all meters, all necessary accessories, ancillary works and all materials required to complete installation. |  | Item | 1 | 0 | 0 | 100000 | 100000 | 100000 | 100000 | 104300 | 104300 | 47059 | 47059 | 37169.32 | 37169.32 | 0 | 0
| Note | Note Details
3.67.96 | - | LOW CURRENT SYSTEMS
3.67.97 | - | FIRE ALARM SYSTEM
3.67.98 | - | Supply, installation, testing and handing over the following:
| Item Code | Description | Item Remarks | Unit of Measurement | Quantity/Base Price | Unit Price/Discount % | Total | Unit Price/Discount % | Total | Unit Price/Discount % | Total | Unit Price/Discount % | Total | Unit Price/Discount % | Total | Unit Price/Discount % | Total | Unit Price/Discount % | Total
3.67.99 | 6.09.72 | (*) Addressable fire alarm control panel 3 loops including complete interface with public address system. |  | nr | 2 | 0 | 0 | 8000 | 16000 | 8000 | 16000 | 24500 | 49000 | 7492 | 14984 | 7433.86 | 14867.72 | 0 | 0
3.67.100 | 6.09.73 | (*) Addressable smoke detector |  | nr | 52 | 0 | 0 | 280 | 14560 | 280 | 14560 | 275 | 14300 | 162 | 8424 | 139.38 | 7247.76 | 0 | 0
3.67.101 | 6.09.74 | (*) Addressable heat detector |  | nr | 2 | 0 | 0 | 200 | 400 | 200 | 400 | 0 | 0 | 172 | 344 | 185.85 | 371.7 | 0 | 0
3.67.102 | 6.09.75 | (*) Multi smoke & heat detector |  | nr | 6 | 0 | 0 | 250 | 1500 | 250 | 1500 | 275 | 1650 | 451 | 2706 | 325.23 | 1951.38 | 0 | 0
3.67.103 | 6.09.76 | (*) Addressable manual call point |  | nr | 14 | 0 | 0 | 120 | 1680 | 120 | 1680 | 450 | 6300 | 216 | 3024 | 139.38 | 1951.32 | 0 | 0
3.67.104 | 6.09.77 | (*) Addressable control module |  | nr | 4 | 0 | 0 | 200 | 800 | 200 | 800 | 185 | 740 | 253 | 1012 | 139.38 | 557.52 | 0 | 0
3.67.105 | 6.09.78 | (*) Addressable fire alarm bell with strobe |  | nr | 12 | 0 | 0 | 250 | 3000 | 250 | 3000 | 950 | 11400 | 361 | 4332 | 232.31 | 2787.72 | 0 | 0
3.67.106 | 6.09.79 | (*) Fire alarm point including cables, conduits boxes & all accessories up to next device and/or up to respective fire alarm control panel and from mosque to imam and mu'than building |  | nr | 90 | 0 | 0 | 100 | 9000 | 100 | 9000 | 410 | 36900 | 245 | 22050 | 402.67 | 36240.3 | 0 | 0
| Note | Note Details
3.67.107 | - | TELEPHONE, DATA AND TV SYSTEMS
3.67.108 | - | Supply, install, test and connect inclusive of all conduits, duct, wires, cables, boxes, socket outlet , utility connection as per in Etisalat requirement and as shown on drawing
| Item Code | Description | Item Remarks | Unit of Measurement | Quantity/Base Price | Unit Price/Discount % | Total | Unit Price/Discount % | Total | Unit Price/Discount % | Total | Unit Price/Discount % | Total | Unit Price/Discount % | Total | Unit Price/Discount % | Total | Unit Price/Discount % | Total
3.67.109 | 6.09.80 | (*) Data rack 42U |  | nr | 2 | 0 | 0 | 3000 | 6000 | 3000 | 6000 | 2350 | 4700 | 3176 | 6352 | 7433.86 | 14867.72 | 0 | 0
3.67.110 | 6.09.81 | (*) Data rack 19U |  | nr | 2 | 0 | 0 | 2000 | 4000 | 2000 | 4000 | 450 | 900 | 1765 | 3530 | 7433.86 | 14867.72 | 0 | 0
3.67.111 | 6.09.82 | (*) POE switch 24 ports |  | nr | 2 | 0 | 0 | 2500 | 5000 | 2500 | 5000 | 25000 | 50000 | 4953 | 9906 | 0 | 0 | 0 | 0
3.67.112 | 6.09.83 | (*) Network switch 24 ports |  | nr | 4 | 0 | 0 | 4000 | 16000 | 4000 | 16000 | 2000 | 8000 | 14118 | 56472 | 0 | 0 | 0 | 0
3.67.113 | 6.09.84 | (*) UTP patch panel 24 ports |  | nr | 6 | 0 | 0 | 200 | 1200 | 200 | 1200 | 249 | 1494 | 4953 | 29718 | 0 | 0 | 0 | 0
3.67.114 | 6.09.85 | (*) Fiber optic patch panel single mode12 ports |  | nr | 2 | 0 | 0 | 400 | 800 | 400 | 800 | 1110 | 2220 | 588 | 1176 | 0 | 0 | 0 | 0
3.67.115 | 6.09.86 | (*) Fiber optic patch panel multi mode12 ports |  | nr | 4 | 0 | 0 | 250 | 1000 | 250 | 1000 | 111 | 444 | 1412 | 5648 | 0 | 0 | 0 | 0
3.67.116 | 6.09.87 | (*) Single Outlet for Telephone |  | nr | 14 | 0 | 0 | 100 | 1400 | 100 | 1400 | 60 | 840 | 476 | 6664 | 245.32 | 3434.48 | 0 | 0
3.67.117 | 6.09.88 | (*) Outlet for Data |  | nr | 24 | 0 | 0 | 110 | 2640 | 110 | 2640 | 60 | 1440 | 476 | 11424 | 245.32 | 5887.68 | 0 | 0
3.67.118 | 6.09.89 | (*) Outlet for TV |  | nr | 2 | 0 | 0 | 110 | 220 | 110 | 220 | 60 | 120 | 476 | 952 | 245.32 | 490.64 | 0 | 0
3.67.119 | 6.09.90 | (*) Wireless access point |  | nr | 2 | 0 | 0 | 250 | 500 | 250 | 500 | 60 | 120 | 476 | 952 | 245.32 | 490.64 | 0 | 0
3.67.120 | 6.09.91 | (*) Communication outlets including cat6 cables, conduits, boxes and all accessories |  | nr | 42 | 0 | 0 | 600 | 25200 | 600 | 25200 | 300 | 12600 | 0 | 0 | 392.34 | 16478.28 | 0 | 0
| Note | Note Details
3.67.121 | - | PUBLIC ADDRESS SYSTEM
3.67.122 | - | Supply, installation, testing and handing over the following:
| Item Code | Description | Item Remarks | Unit of Measurement | Quantity/Base Price | Unit Price/Discount % | Total | Unit Price/Discount % | Total | Unit Price/Discount % | Total | Unit Price/Discount % | Total | Unit Price/Discount % | Total | Unit Price/Discount % | Total | Unit Price/Discount % | Total
3.67.123 | 6.09.92 | (*) Public Address system rack (PAR) for mosque including all equipments, cables, conduits & all accessories as shown on the drawings and for complete work. |  | nr | 2 | 0 | 0 | 25000 | 50000 | 25000 | 50000 | 70842 | 141684 | 44706 | 89412 | 8363.1 | 16726.2 | 0 | 0
3.67.124 | 6.09.93 | (*) Wall mounted public address speaker 30w |  | nr | 24 | 0 | 0 | 950 | 22800 | 950 | 22800 | 0 | 0 | 1353 | 32472 | 638.38 | 15321.12 | 0 | 0
3.67.125 | 6.09.94 | (*) Wall mounted horn speaker 50w |  | nr | 6 | 0 | 0 | 1000 | 6000 | 1000 | 6000 | 0 | 0 | 788 | 4728 | 797.98 | 4787.88 | 0 | 0
3.67.126 | 6.09.95 | (*) Ceiling public address speaker 6w |  | nr | 8 | 0 | 0 | 350 | 2800 | 350 | 2800 | 0 | 0 | 412 | 3296 | 362.4 | 2899.2 | 0 | 0
3.67.127 | 6.09.96 | (*) Volume control |  | nr | 2 | 0 | 0 | 250 | 500 | 250 | 500 | 0 | 0 | 765 | 1530 | 199.32 | 398.64 | 0 | 0
3.67.128 | 6.09.97 | (*) Floor microphone stand |  | nr | 2 | 0 | 0 | 500 | 1000 | 500 | 1000 | 0 | 0 | 641 | 1282 | 884.26 | 1768.52 | 0 | 0
3.67.129 | 6.09.98 | (*) Public address outlet including cables, conduits, boxes and all accessories |  | nr | 40 | 0 | 0 | 150 | 6000 | 150 | 6000 | 0 | 0 | 129 | 5160 | 40266.76 | 1610670.4 | 0 | 0
| Note | Note Details
3.67.130 | - | INTERCOM SYSTEM
3.67.131 | - | Supply, install, test and connect inclusive of all conduits, duct, wires, cables, boxes, socket outlet , utility connection as shown on drawing
| Item Code | Description | Item Remarks | Unit of Measurement | Quantity/Base Price | Unit Price/Discount % | Total | Unit Price/Discount % | Total | Unit Price/Discount % | Total | Unit Price/Discount % | Total | Unit Price/Discount % | Total | Unit Price/Discount % | Total | Unit Price/Discount % | Total
3.67.132 | 6.09.99 | (*) Master Intercom calling unit complete with all accessories |  | nr | 2 | 0 | 0 | 750 | 1500 | 750 | 1500 | 3550 | 7100 | 1765 | 3530 | 3006.59 | 6013.18 | 0 | 0
3.67.133 | 6.09.100 | (*) Slave Intercom receiving unit |  | nr | 4 | 0 | 0 | 550 | 2200 | 550 | 2200 | 1340 | 5360 | 1176 | 4704 | 1166.7 | 4666.8 | 0 | 0
| Note | Note Details
3.67.134 | - | IP CCTV SYSTEM
3.67.135 | - | Supply, installation, connecting, testing and commissioning of IP CCTV system as specified below comprising of CCTV server with complete network video recorder, printers, monitor, programs and CCTV IP cameras including outlet boxes, pull boxes, conduits, conduit fittings, trunking, cables and all accessories required to complete installation as per Specification and drawings.
| Item Code | Description | Item Remarks | Unit of Measurement | Quantity/Base Price | Unit Price/Discount % | Total | Unit Price/Discount % | Total | Unit Price/Discount % | Total | Unit Price/Discount % | Total | Unit Price/Discount % | Total | Unit Price/Discount % | Total | Unit Price/Discount % | Total
3.67.136 | 6.09.101 | (*) Computer workstation including software, all required licenses and antivirus |  | nr | 2 | 0 | 0 | 20000 | 40000 | 20000 | 40000 | 100292 | 200584 | 9941 | 19882 | 48134.27 | 96268.54 | 0 | 0
3.67.137 | 6.09.102 | (*) Network video recorder (NVR) |  | nr | 2 | 0 | 0 | 40000 | 80000 | 40000 | 80000 | 0 | 0 | 47059 | 94118 | 0 | 0 | 0 | 0
3.67.138 | 6.09.103 | (*) 32 inch color monitoring screen (LCD) |  | nr | 2 | 0 | 0 | 1000 | 2000 | 1000 | 2000 | 0 | 0 | 1882 | 3764 | 929.23 | 1858.46 | 0 | 0
3.67.139 | 6.09.104 | (*) Wall mounted IP camera, fixed type, weather proof, 1080p resolution |  | nr | 8 | 0 | 0 | 2000 | 16000 | 2000 | 16000 | 0 | 0 | 3529 | 28232 | 4181.55 | 33452.4 | 0 | 0
3.67.140 | 6.09.105 | (*) CCTV outlet including cat6 cables, conduits, boxes and all accessories |  | nr | 8 | 0 | 0 | 120 | 960 | 120 | 960 | 0 | 0 | 476 | 3808 | 402.67 | 3221.36 | 0 | 0
| Note | Note Details
3.67.141 | - | MASTER CLOCK SYSTEM
| Item Code | Description | Item Remarks | Unit of Measurement | Quantity/Base Price | Unit Price/Discount % | Total | Unit Price/Discount % | Total | Unit Price/Discount % | Total | Unit Price/Discount % | Total | Unit Price/Discount % | Total | Unit Price/Discount % | Total | Unit Price/Discount % | Total
3.67.142 | 6.09.106 | (*) Supply, installation, connecting, testing and commissioning of master clock system including all conduits, cat 6 cables, cable trays, cable fittings, ancillary works and all accessories required to complete installation as per Specification and drawings. |  | Item | 1 | 0 | 0 | 50000 | 50000 | 50000 | 50000 | 30000 | 30000 | 82353 | 82353 | 22301.59 | 22301.59 | 0 | 0
| Note | Note Details
3.67.143 | - | Contractor's Adjustment
| Item Code | Description | Item Remarks | Unit of Measurement | Quantity/Base Price | Unit Price/Discount % | Total | Unit Price/Discount % | Total | Unit Price/Discount % | Total | Unit Price/Discount % | Total | Unit Price/Discount % | Total | Unit Price/Discount % | Total | Unit Price/Discount % | Total
3.67.144 | 6.09.107 | (*) The Contractor may price here any new items or additional quantity for an existing BOQ item, which are shown in the Drawings or any other Tender/Contract Documents but overlooked or not specifically mentioned herein and is necessary for the satisfactory completion of the Works/this section. Should the Contractor fail to insert any item here, it will be deemed that his lump sum Tender Price includes all such items and no claims for additional items will be entertained. |  | Sum | 1 | 0 | 0 | 0 | 0 | 0 | 0 | 0 | 0 | 19336 | 19336 | 0 | 0 | 2991502.49 | 2991502.49
| Note | Note Details
3.67.145 | - | Please attach one PDF file to be named "Additional Items for (insert bill no/name & Section No/name)" for the details of these additional items in the additional attachment area in the Commercial Envelope.
3.68 BILL NO. 6.10 – SANISANITARY, WATER SUPPLY, DRAINAGE AND FIRE PROTECTION | [5 empty] | 73 (out of 73) | 493558 | 73 (out of 73) | 994284 | 73 (out of 73) | 994284 | 73 (out of 73) | 948550 | 73 (out of 73) | 734664 | 73 (out of 73) | 702806.27 | 73 (out of 73) | 0
| Note | Note Details
3.68.1 | - | SANITARY, WATER SUPPLY, DRAINAGE AND FIRE PROTECTION
| Item Code | Description | Item Remarks | Unit of Measurement | Quantity/Base Price | Unit Price/Discount % | Total | Unit Price/Discount % | Total | Unit Price/Discount % | Total | Unit Price/Discount % | Total | Unit Price/Discount % | Total | Unit Price/Discount % | Total | Unit Price/Discount % | Total
3.68.2 | 6.10.01 | (*) Allow for house connections including liaising and paying connection charges for acquiring main supply and return discharge to main lines, coordination with AADC / ADSSC for obtaining permanent connection to masjid and imam building, approvals from local authorities for various services like water, sewer, etc. also for complying with latest regulations of the relevant authorities. |  | Item | 1 | 493558 | 493558 | 15000 | 15000 | 15000 | 15000 | 0 | 0 | 10000 | 10000 | 0 | 0 | 0 | 0
| Note | Note Details
3.68.3 | - | WATER SUPPLY
3.68.4 | - | Supply and install cold & hot water pipe work from poly propylene random (PPR) with fittings including all builders work and utility connection etc.
3.68.5 | - | Pipes of all diameters as shown on the drawings in the running length fixing in support.
| Item Code | Description | Item Remarks | Unit of Measurement | Quantity/Base Price | Unit Price/Discount % | Total | Unit Price/Discount % | Total | Unit Price/Discount % | Total | Unit Price/Discount % | Total | Unit Price/Discount % | Total | Unit Price/Discount % | Total | Unit Price/Discount % | Total
3.68.6 | 6.10.02 | (*) 75mm |  | m | 80 | 0 | 0 | 85 | 6800 | 85 | 6800 | 68 | 5440 | 129 | 10320 | 211.45 | 16916 | 0 | 0
3.68.7 | 6.10.03 | (*) 63 mm |  | m | 60 | 0 | 0 | 70 | 4200 | 70 | 4200 | 55 | 3300 | 74 | 4440 | 171.8 | 10308 | 0 | 0
3.68.8 | 6.10.04 | (*) 50 mm |  | m | 200 | 0 | 0 | 60 | 12000 | 60 | 12000 | 45 | 9000 | 56 | 11200 | 132.16 | 26432 | 0 | 0
3.68.9 | 6.10.05 | (*) 40mm |  | m | 140 | 0 | 0 | 50 | 7000 | 50 | 7000 | 40 | 5600 | 53 | 7420 | 105.73 | 14802.2 | 0 | 0
3.68.10 | 6.10.06 | (*) 32 mm |  | m | 110 | 0 | 0 | 40 | 4400 | 40 | 4400 | 30 | 3300 | 32 | 3520 | 79.29 | 8721.9 | 0 | 0
3.68.11 | 6.10.07 | (*) 25 mm |  | m | 160 | 0 | 0 | 37 | 5920 | 37 | 5920 | 24 | 3840 | 28 | 4480 | 66.08 | 10572.8 | 0 | 0
3.68.12 | 6.10.08 | (*) 20 mm |  | m | 200 | 0 | 0 | 34 | 6800 | 34 | 6800 | 21 | 4200 | 21 | 4200 | 52.86 | 10572 | 0 | 0
3.68.13 | 6.10.09 | (*) 16 mm PPR Pipe embedded in walls |  | m | 500 | 0 | 0 | 29 | 14500 | 29 | 14500 | 19 | 9500 | 19 | 9500 | 26.43 | 13215 | 0 | 0
3.68.14 | 6.10.10 | (*) Insulation for exposed pipe work in roof using rigid fiber glass 25mm thick having density 28kg/m3 with glass reinforced aluminium foil/kraft paper laminate with canvas cloth foster coating. |  | Item | 1 | 0 | 0 | 16000 | 16000 | 16000 | 16000 | 20000 | 20000 | 1765 | 1765 | 5224.35 | 5224.35 | 0 | 0
3.68.15 | 6.10.11 | (*) Protection for under ground pipes by sleeves |  | Item | 1 | 0 | 0 | 5600 | 5600 | 5600 | 5600 | 18000 | 18000 | 1765 | 1765 | 2271.46 | 2271.46 | 0 | 0
| Note | Note Details
3.68.16 | - | OTHER VALVES
| Item Code | Description | Item Remarks | Unit of Measurement | Quantity/Base Price | Unit Price/Discount % | Total | Unit Price/Discount % | Total | Unit Price/Discount % | Total | Unit Price/Discount % | Total | Unit Price/Discount % | Total | Unit Price/Discount % | Total | Unit Price/Discount % | Total
3.68.17 | 6.10.12 | (*) Gate Valves |  | nr | 76 | 0 | 0 | 300 | 22800 | 300 | 22800 | 150 | 11400 | 76 | 5776 | 69.69 | 5296.44 | 0 | 0
3.68.18 | 6.10.13 | (*) Angle Valves 1/2" |  | nr | 140 | 0 | 0 | 60 | 8400 | 60 | 8400 | 180 | 25200 | 47 | 6580 | 13.94 | 1951.6 | 0 | 0
3.68.19 | 6.10.14 | (*) Float Ball Valve |  | nr | 6 | 0 | 0 | 100 | 600 | 100 | 600 | 330 | 1980 | 118 | 708 | 278.77 | 1672.62 | 0 | 0
3.68.20 | 6.10.15 | (*) Hose bib |  | nr | 6 | 0 | 0 | 200 | 1200 | 200 | 1200 | 96 | 576 | 44 | 264 | 41.3 | 247.8 | 0 | 0
3.68.21 | 6.10.16 | (*) Non Return Valves |  | nr | 14 | 0 | 0 | 150 | 2100 | 150 | 2100 | 120 | 1680 | 212 | 2968 | 167.26 | 2341.64 | 0 | 0
3.68.22 | 6.10.17 | (*) Air Vent |  | nr | 6 | 0 | 0 | 200 | 1200 | 200 | 1200 | 500 | 3000 | 588 | 3528 | 48.78 | 292.68 | 0 | 0
| Note | Note Details
3.68.23 | - | ELECTRIC WATER HEATERS
| Item Code | Description | Item Remarks | Unit of Measurement | Quantity/Base Price | Unit Price/Discount % | Total | Unit Price/Discount % | Total | Unit Price/Discount % | Total | Unit Price/Discount % | Total | Unit Price/Discount % | Total | Unit Price/Discount % | Total | Unit Price/Discount % | Total
3.68.24 | 6.10.18 | (*) EWH 50 litter |  | nr | 6 | 0 | 0 | 550 | 3300 | 550 | 3300 | 445 | 2670 | 441 | 2646 | 255.54 | 1533.24 | 0 | 0
3.68.25 | 6.10.19 | (*) EWH 30 litter |  | nr | 8 | 0 | 0 | 350 | 2800 | 350 | 2800 | 400 | 3200 | 424 | 3392 | 232.82 | 1862.56 | 0 | 0
3.68.26 | 6.10.20 | (*) Meter as per Estidama for external water usage |  | nr | 4 | 0 | 0 | 850 | 3400 | 850 | 3400 | 1800 | 7200 | 941 | 3764 | 987.31 | 3949.24 | 0 | 0
3.68.27 | 6.10.21 | (*) Meter as per Estidama for internal water usage |  | nr | 4 | 0 | 0 | 850 | 3400 | 850 | 3400 | 1800 | 7200 | 941 | 3764 | 1842.98 | 7371.92 | 0 | 0
3.68.28 | 6.10.22 | (*) UV-Filtration System |  | nr | 6 | 0 | 0 | 5500 | 33000 | 5500 | 33000 | 23500 | 141000 | 5647 | 33882 | 2808.35 | 16850.1 | 0 | 0
3.68.29 | 6.10.23 | (*) Supply & install horizontal / vertical type GRP water tank at ground floor level capacity as shown in drawings, complete with valves, fittings & all associated accessories & works as specified and shown on the drawings. |  | nr | 2 | 0 | 0 | 76500 | 153000 | 76500 | 153000 | 79000 | 158000 | 35571 | 71142 | 25099.62 | 50199.24 | 0 | 0
3.68.30 | 6.10.24 | (*) Ditto but capacity as shown in drawings to be installed at roof level |  | nr | 4 | 0 | 0 | 23650 | 94600 | 23650 | 94600 | 33200 | 132800 | 24706 | 98824 | 13032.49 | 52129.96 | 0 | 0
| Note | Note Details
3.68.31 | - | Supply & install water meter with GRP box 60x25x20 cm as per AA requirements.
| Item Code | Description | Item Remarks | Unit of Measurement | Quantity/Base Price | Unit Price/Discount % | Total | Unit Price/Discount % | Total | Unit Price/Discount % | Total | Unit Price/Discount % | Total | Unit Price/Discount % | Total | Unit Price/Discount % | Total | Unit Price/Discount % | Total
3.68.32 | 6.10.25 | (*) Meter 2'' dia. |  | nr | 2 | 0 | 0 | 5000 | 10000 | 5000 | 10000 | 4200 | 8400 | 2353 | 4706 | 263.28 | 526.56 | 0 | 0
3.68.33 | 6.10.26 | (*) Supply & install testing & commissioning of fully packaged automatic water transfer pump set (one working & one stand by) complete with control panel switches etc , complete with all connections with foundation and covers |  | Item | 1 | 0 | 0 | 12000 | 12000 | 12000 | 12000 | 16400 | 16400 | 10588 | 10588 | 11654.65 | 11654.65 | 0 | 0
3.68.34 | 6.10.27 | (*) Ditto, but booster pump set, 2 duty , 1 standby with pressure vessel with foundation and cover |  | Item | 1 | 0 | 0 | 25500 | 25500 | 25500 | 25500 | 34400 | 34400 | 11882 | 11882 | 12154.88 | 12154.88 | 0 | 0
3.68.35 | 6.10.28 | (*) External Pipes for water supply |  | Item | 1 | 0 | 0 | 14000 | 14000 | 14000 | 14000 | 20000 | 20000 | 1765 | 1765 | 16916.17 | 16916.17 | 0 | 0
| Note | Note Details
3.68.36 | - | DRAINAGE
3.68.37 | - | EXTERNAL PIPES
3.68.38 | - | Supply and install buried external drainage pipes in UPVC class 10 with all associated builder works and utility connection.
| Item Code | Description | Item Remarks | Unit of Measurement | Quantity/Base Price | Unit Price/Discount % | Total | Unit Price/Discount % | Total | Unit Price/Discount % | Total | Unit Price/Discount % | Total | Unit Price/Discount % | Total | Unit Price/Discount % | Total | Unit Price/Discount % | Total
3.68.39 | 6.10.29 | (*) 6'' dia. CL-10 |  | Item | 1 | 0 | 0 | 35200 | 35200 | 35200 | 35200 | 25000 | 25000 | 1765 | 1765 | 9726.8 | 9726.8 | 0 | 0
3.68.40 | 6.10.30 | (*) Supply and install 4" rain water pipes from rain water gutters as shown on the drawings. |  | Item | 1 | 0 | 0 | 7600 | 7600 | 7600 | 7600 | 5000 | 5000 | 1176 | 1176 | 5709.21 | 5709.21 | 0 | 0
3.68.41 | 6.10.31 | (*) Supply and install Roof Drain |  | nr | 22 | 0 | 0 | 1125 | 24750 | 1125 | 24750 | 65 | 1430 | 729 | 16038 | 208.56 | 4588.32 | 0 | 0
| Note | Note Details
3.68.42 | - | INTERNAL PIPES
3.68.43 | - | Rain water, Vent , Soil and Waste pipe work PVC with fittings
| Item Code | Description | Item Remarks | Unit of Measurement | Quantity/Base Price | Unit Price/Discount % | Total | Unit Price/Discount % | Total | Unit Price/Discount % | Total | Unit Price/Discount % | Total | Unit Price/Discount % | Total | Unit Price/Discount % | Total | Unit Price/Discount % | Total
3.68.44 | 6.10.32 | (*) 4" dia. Internal Pipes and Fittings |  | m | 240 | 0 | 0 | 60 | 14400 | 60 | 14400 | 49 | 11760 | 39 | 9360 | 171.8 | 41232 | 0 | 0
3.68.45 | 6.10.33 | (*) 3" dia. Internal Pipes and Fittings |  | m | 160 | 0 | 0 | 55 | 8800 | 55 | 8800 | 35 | 5600 | 42 | 6720 | 145.37 | 23259.2 | 0 | 0
3.68.46 | 6.10.34 | (*) 2" dia. Internal Pipes and Fittings |  | m | 120 | 0 | 0 | 50 | 6000 | 50 | 6000 | 32 | 3840 | 35 | 4200 | 118.94 | 14272.8 | 0 | 0
3.68.47 | 6.10.35 | (*) Supply and Install vent piping in uPVC according to the approved drawings, including cover on top. |  | Item | 1 | 0 | 0 | 1400 | 1400 | 1400 | 1400 | 20000 | 20000 | 1176 | 1176 | 3436.1 | 3436.1 | 0 | 0
| Note | Note Details
3.68.48 | - | Supply and install floor traps 4" in bathrooms, toilets, kitchens, balconies, and all wet rooms, with approved Chromium plate cover and grating.
| Item Code | Description | Item Remarks | Unit of Measurement | Quantity/Base Price | Unit Price/Discount % | Total | Unit Price/Discount % | Total | Unit Price/Discount % | Total | Unit Price/Discount % | Total | Unit Price/Discount % | Total | Unit Price/Discount % | Total | Unit Price/Discount % | Total
3.68.49 | 6.10.36 | (*) Floor Drain (PVC) 110x75x50mm |  | nr | 40 | 0 | 0 | 500 | 20000 | 500 | 20000 | 97 | 3880 | 2065 | 82600 | 69.69 | 2787.6 | 0 | 0
3.68.50 | 6.10.37 | (*) Floor Drain (PVC) 110x75x75mm |  | nr | 4 | 0 | 0 | 520 | 2080 | 520 | 2080 | 101 | 404 | 229 | 916 | 90.6 | 362.4 | 0 | 0
3.68.51 | 6.10.38 | (*) Galvanized steel grating for abulation area and pump room |  | Item | 1 | 0 | 0 | 7000 | 7000 | 7000 | 7000 | 8500 | 8500 | 0 | 0 | 557.54 | 557.54 | 0 | 0
3.68.52 | 6.10.39 | (*) Supply and fix 110mm type Floor Clean Outs with covers as required |  | nr | 26 | 0 | 0 | 550 | 14300 | 550 | 14300 | 320 | 8320 | 176 | 4576 | 76.66 | 1993.16 | 0 | 0
3.68.53 | 6.10.40 | (*) Supply and fix 75mm type Floor Clean Outs with covers as required |  | nr | 12 | 0 | 0 | 520 | 6240 | 520 | 6240 | 320 | 3840 | 129 | 1548 | 55.75 | 669 | 0 | 0
3.68.54 | 6.10.41 | (*) Supply and install Gully Trap (GT) with medium DI cover and all builder's work as per the relevant authority requirements. Cover and frame shall be light duty. |  | nr | 10 | 0 | 0 | 1600 | 16000 | 1600 | 16000 | 750 | 7500 | 586 | 5860 | 115.64 | 1156.4 | 0 | 0
3.68.55 | 6.10.42 | (*) Supply and install Inspection Chamber (IC) with medium DI cover and all builder's work as per the relevant authority requirements. Cover and frame shall be light duty. |  | nr | 16 | 0 | 0 | 3800 | 60800 | 3800 | 60800 | 2000 | 32000 | 1289 | 20624 | 206.5 | 3304 | 0 | 0
3.68.56 | 6.10.43 | (*) Allow for all builder's work in connection with plumbing and drainage installation |  | Item | 1 | 0 | 0 | 4000 | 4000 | 4000 | 4000 | 20000 | 20000 | 0 | 0 | 0 | 0 | 0 | 0
| Note | Note Details
3.68.57 | - | SANITARY WARE
3.68.58 | - | Supply and installation of sanitary fittings including all necessary adhesive, fixing, nailing, screwing and the like as per specifications and as shown on drawings.
| Item Code | Description | Item Remarks | Unit of Measurement | Quantity/Base Price | Unit Price/Discount % | Total | Unit Price/Discount % | Total | Unit Price/Discount % | Total | Unit Price/Discount % | Total | Unit Price/Discount % | Total | Unit Price/Discount % | Total | Unit Price/Discount % | Total
3.68.59 | 6.10.44 | (*) Water Closet (WC) with concealed flush tank, flush plate, etc. |  | nr | 26 | 0 | 0 | 1500 | 39000 | 1500 | 39000 | 930 | 24180 | 1412 | 36712 | 2168.44 | 56379.44 | 0 | 0
3.68.60 | 6.10.45 | (*) Below counter wash basin |  | nr | 10 | 0 | 0 | 400 | 4000 | 400 | 4000 | 150 | 1500 | 412 | 4120 | 510.22 | 5102.2 | 0 | 0
3.68.61 | 6.10.46 | (*) Wall hang wash basin |  | nr | 10 | 0 | 0 | 750 | 7500 | 750 | 7500 | 175 | 1750 | 588 | 5880 | 605.68 | 6056.8 | 0 | 0
3.68.62 | 6.10.47 | (*) Bath Tub |  | nr | 4 | 0 | 0 | 713 | 2852 | 713 | 2852 | 300 | 1200 | 706 | 2824 | 637.77 | 2551.08 | 0 | 0
3.68.63 | 6.10.48 | (*) Sink mounted normal mixer |  | nr | 10 | 0 | 0 | 350 | 3500 | 350 | 3500 | 175 | 1750 | 353 | 3530 | 510.22 | 5102.2 | 0 | 0
3.68.64 | 6.10.49 | (*) Self closing with timer mixer |  | nr | 10 | 0 | 0 | 770 | 7700 | 770 | 7700 | 300 | 3000 | 565 | 5650 | 382.67 | 3826.7 | 0 | 0
3.68.65 | 6.10.50 | (*) Adjustable shower mixer |  | nr | 8 | 0 | 0 | 750 | 6000 | 750 | 6000 | 350 | 2800 | 271 | 2168 | 376.29 | 3010.32 | 0 | 0
3.68.66 | 6.10.51 | (*) Shower mixer |  | nr | 6 | 0 | 0 | 550 | 3300 | 550 | 3300 | 300 | 1800 | 341 | 2046 | 255.12 | 1530.72 | 0 | 0
3.68.67 | 6.10.52 | (*) Stainless steel self closing tap |  | nr | 38 | 0 | 0 | 650 | 24700 | 650 | 24700 | 180 | 6840 | 624 | 23712 | 344.39 | 13086.82 | 0 | 0
3.68.68 | 6.10.53 | (*) Liquid soap dispenser |  | nr | 10 | 0 | 0 | 191 | 1910 | 191 | 1910 | 50 | 500 | 306 | 3060 | 255.12 | 2551.2 | 0 | 0
3.68.69 | 6.10.54 | (*) Crome plated soap dish |  | nr | 8 | 0 | 0 | 100 | 800 | 100 | 800 | 60 | 480 | 153 | 1224 | 95.67 | 765.36 | 0 | 0
3.68.70 | 6.10.55 | (*) Toilet paper holder with cover |  | nr | 26 | 0 | 0 | 100 | 2600 | 100 | 2600 | 40 | 1040 | 82 | 2132 | 114.8 | 2984.8 | 0 | 0
3.68.71 | 6.10.56 | (*) Shut of spray with 1200mm hose, angle stop, bracket, etc. |  | nr | 26 | 0 | 0 | 120 | 3120 | 120 | 3120 | 60 | 1560 | 88 | 2288 | 153.07 | 3979.82 | 0 | 0
3.68.72 | 6.10.57 | (*) Combine paper tower dispenser and waste bin |  | nr | 4 | 0 | 0 | 1200 | 4800 | 1200 | 4800 | 650 | 2600 | 565 | 2260 | 1275.56 | 5102.24 | 0 | 0
3.68.73 | 6.10.58 | (*) Hand drayer |  | nr | 4 | 0 | 0 | 2138 | 8552 | 2138 | 8552 | 800 | 3200 | 447 | 1788 | 1148 | 4592 | 0 | 0
3.68.74 | 6.10.59 | (*) Towel rail |  | nr | 12 | 0 | 0 | 100 | 1200 | 100 | 1200 | 70 | 840 | 106 | 1272 | 102.04 | 1224.48 | 0 | 0
3.68.75 | 6.10.60 | (*) Horizontal grab rail |  | nr | 4 | 0 | 0 | 400 | 1600 | 400 | 1600 | 120 | 480 | 182 | 728 | 267.87 | 1071.48 | 0 | 0
3.68.76 | 6.10.61 | (*) Vertical grab rail |  | nr | 4 | 0 | 0 | 250 | 1000 | 250 | 1000 | 120 | 480 | 182 | 728 | 739.82 | 2959.28 | 0 | 0
3.68.77 | 6.10.62 | (*) Ablution Tap |  | nr | 38 | 0 | 0 | 650 | 24700 | 650 | 24700 | 200 | 7600 | 347 | 13186 | 344.39 | 13086.82 | 0 | 0
| Note | Note Details
3.68.78 | - | 6 mm Thick quality mirror; complete with plywood backing, framing, clips, support and all necessary accessories as required; fixed to concrete/block wall; all in accordance with the Specifications and subject to Engineer's approval
| Item Code | Description | Item Remarks | Unit of Measurement | Quantity/Base Price | Unit Price/Discount % | Total | Unit Price/Discount % | Total | Unit Price/Discount % | Total | Unit Price/Discount % | Total | Unit Price/Discount % | Total | Unit Price/Discount % | Total | Unit Price/Discount % | Total
3.68.79 | 6.10.63 | (*) 450 mm x 1150 mm High overall |  | nr | 10 | 0 | 0 | 350 | 3500 | 350 | 3500 | 200 | 2000 | 400 | 4000 | 0 | 0 | 0 | 0
3.68.80 | 6.10.64 | (*) 1630 mm x 1100 mm High overall |  | nr | 4 | 0 | 0 | 750 | 3000 | 750 | 3000 | 350 | 1400 | 1387 | 5548 | 0 | 0 | 0 | 0
| Note | Note Details
3.68.81 | - | FIRE FIGHTING SYSTEM
3.68.82 | - | Supply & Install fire protection requirement and materials as specified shown on the drawing with requirement of civil defence, fire extinguishers.
3.68.83 | - | Fire Extinguishers
| Item Code | Description | Item Remarks | Unit of Measurement | Quantity/Base Price | Unit Price/Discount % | Total | Unit Price/Discount % | Total | Unit Price/Discount % | Total | Unit Price/Discount % | Total | Unit Price/Discount % | Total | Unit Price/Discount % | Total | Unit Price/Discount % | Total
3.68.84 | 6.10.65 | (*) CO2 fire extinguisher- 2.2 Kg |  | nr | 18 | 0 | 0 | 320 | 5760 | 320 | 5760 | 180 | 3240 | 247 | 4446 | 340.72 | 6132.96 | 0 | 0
3.68.85 | 6.10.66 | (*) Dry Powder Extinguisher |  | nr | 10 | 0 | 0 | 300 | 3000 | 300 | 3000 | 120 | 1200 | 176 | 1760 | 204.43 | 2044.3 | 0 | 0
| Note | Note Details
3.68.86 | - | Fire Hose Cabinet
| Item Code | Description | Item Remarks | Unit of Measurement | Quantity/Base Price | Unit Price/Discount % | Total | Unit Price/Discount % | Total | Unit Price/Discount % | Total | Unit Price/Discount % | Total | Unit Price/Discount % | Total | Unit Price/Discount % | Total | Unit Price/Discount % | Total
3.68.87 | 6.10.67 | (*) Fire cabinet including (FHC-2) hose reel (25m-30m length) +FE-1) include all accessories |  | nr | 4 | 0 | 0 | 13000 | 52000 | 13000 | 52000 | 4500 | 18000 | 17647 | 70588 | 7950.1 | 31800.4 | 0 | 0
| Note | Note Details
3.68.88 | - | Fire protection pipework
3.68.89 | - | Supply and install firefighting pipe work with fittings including all builders work and utility connection etc as shown in the drawings.
| Item Code | Description | Item Remarks | Unit of Measurement | Quantity/Base Price | Unit Price/Discount % | Total | Unit Price/Discount % | Total | Unit Price/Discount % | Total | Unit Price/Discount % | Total | Unit Price/Discount % | Total | Unit Price/Discount % | Total | Unit Price/Discount % | Total
3.68.90 | 6.10.68 | (*) 40mm dia. |  | m | 90 | 0 | 0 | 90 | 8100 | 90 | 8100 | 55 | 4950 | 21 | 1890 | 371.69 | 33452.1 | 0 | 0
3.68.91 | 6.10.69 | (*) 100mm dia. |  | m | 60 | 0 | 0 | 150 | 9000 | 150 | 9000 | 185 | 11100 | 59 | 3540 | 619.49 | 37169.4 | 0 | 0
| Note | Note Details
3.68.92 | - | Fire Department Connection
| Item Code | Description | Item Remarks | Unit of Measurement | Quantity/Base Price | Unit Price/Discount % | Total | Unit Price/Discount % | Total | Unit Price/Discount % | Total | Unit Price/Discount % | Total | Unit Price/Discount % | Total | Unit Price/Discount % | Total | Unit Price/Discount % | Total
3.68.93 | 6.10.70 | (*) Supply & Installing FDC (65x65x100mm) |  | nr | 2 | 0 | 0 | 10000 | 20000 | 10000 | 20000 | 5000 | 10000 | 4706 | 9412 | 5368.9 | 10737.8 | 0 | 0
| Note | Note Details
3.68.94 | - | Alarm Check Valve
| Item Code | Description | Item Remarks | Unit of Measurement | Quantity/Base Price | Unit Price/Discount % | Total | Unit Price/Discount % | Total | Unit Price/Discount % | Total | Unit Price/Discount % | Total | Unit Price/Discount % | Total | Unit Price/Discount % | Total | Unit Price/Discount % | Total
3.68.95 | 6.10.71 | (*) Supply & Installing ACV 200mm |  | nr | 2 | 0 | 0 | 6500 | 13000 | 6500 | 13000 | 5600 | 11200 | 10471 | 20942 | 4646.17 | 9292.34 | 0 | 0
3.68.96 | 6.10.72 | (*) Allow for testing and commissioning |  | Item | 1 | 0 | 0 | 10000 | 10000 | 10000 | 10000 | 7500 | 7500 | 5882 | 5882 | 18171.67 | 18171.67 | 0 | 0
| Note | Note Details
3.68.97 | - | Contractor's Adjustment
| Item Code | Description | Item Remarks | Unit of Measurement | Quantity/Base Price | Unit Price/Discount % | Total | Unit Price/Discount % | Total | Unit Price/Discount % | Total | Unit Price/Discount % | Total | Unit Price/Discount % | Total | Unit Price/Discount % | Total | Unit Price/Discount % | Total
3.68.98 | 6.10.73 | (*) The Contractor may price here any new items or additional quantity for an existing BOQ item, which are shown in the Drawings or any other Tender/Contract Documents but overlooked or not specifically mentioned herein and is necessary for the satisfactory completion of the Works/this section. Should the Contractor fail to insert any item here, it will be deemed that his lump sum Tender Price includes all such items and no claims for additional items will be entertained. |  | Sum | 1 | 0 | 0 | 0 | 0 | 0 | 0 | 0 | 0 | 0 | 0 | 0 | 0 | 0 | 0
| Note | Note Details
3.68.99 | - | Please attach one PDF file to be named "Additional Items for (insert bill no/name & Section No/name)" for the details of these additional items in the additional attachment area in the Commercial Envelope.
3.69 BILL NO. 6.11 – AIR CONDITIONING WORKS | [5 empty] | 34 (out of 34) | 1274376 | 34 (out of 34) | 1920360 | 34 (out of 34) | 1920360 | 34 (out of 34) | 1505556 | 34 (out of 34) | 1267266 | 34 (out of 34) | 1231409.47 | 34 (out of 34) | 0
| Note | Note Details
3.69.1 | - | AIR CONDITIONING AND VENTILATION SYSTEM
3.69.2 | - | The Contractor is referred to the Drawings and Specification for all details related to this section of the Works and he is to include for complying with all the requirements contained therein, whether or not they are specifically mentioned within the item descriptions
3.69.3 | - | Air handling units (DX-TYPE and the fins to be coated by anti corrosion material) with refrigerant 410A at maximum EER complete with cooling coil, with motorize volume dampers, air filter, flex connections, fixing, supporting, fresh air sand trap louver, vibration isolator and sound attenuator with all required accessories according to drawings and specification.
| Item Code | Description | Item Remarks | Unit of Measurement | Quantity/Base Price | Unit Price/Discount % | Total | Unit Price/Discount % | Total | Unit Price/Discount % | Total | Unit Price/Discount % | Total | Unit Price/Discount % | Total | Unit Price/Discount % | Total | Unit Price/Discount % | Total
3.69.4 | 6.11.01 | (*) AHU/LM/01 Supply air 2560 L/S, Total Cooling Capacity 52.50 kW |  | nr | 4 | 0 | 0 | 160000 | 640000 | 160000 | 640000 | 123600 | 494400 | 69412 | 277648 | 25812.03 | 103248.12 | 0 | 0
3.69.5 | 6.11.02 | (*) AHU/LM/02 Supply air 800 L/S, Total Cooling Capacity 17.70 kW |  | nr | 2 | 0 | 0 | 85000 | 170000 | 85000 | 170000 | 46350 | 92700 | 46824 | 93648 | 7743.61 | 15487.22 | 0 | 0
| Note | Note Details
3.69.6 | - | Condesnsing unit (DX-TYPE) and the fins to be coated by anti corrosion material) with refrigerant 410A at maximum EER complete with fans, compressor, reffregrant piping, condenser with DC inverter, control panel to be connected and interface with BMS system, flex, connections, fixing, supporting and vibration isolator with all required accessories according to drawings and specification.
| Item Code | Description | Item Remarks | Unit of Measurement | Quantity/Base Price | Unit Price/Discount % | Total | Unit Price/Discount % | Total | Unit Price/Discount % | Total | Unit Price/Discount % | Total | Unit Price/Discount % | Total | Unit Price/Discount % | Total | Unit Price/Discount % | Total
3.69.7 | 6.11.03 | (*) CU-A1, Total Cooling Capacity 52.50 kW |  | nr | 4 | 0 | 0 | 4500 | 18000 | 4500 | 18000 | 47895 | 191580 | 0 | 0 | 25812.03 | 103248.12 | 0 | 0
3.69.8 | 6.11.04 | (*) CU-A2, Total Cooling Capacity 17.70 kW |  | nr | 2 | 0 | 0 | 2500 | 5000 | 2500 | 5000 | 22145 | 44290 | 0 | 0 | 7743.61 | 15487.22 | 0 | 0
| Note | Note Details
3.69.9 | - | Modular type VRF outdoor units equipped with highly efficient scroll compressors with all inverter type compressor(s), special acryl precoated heat exchanger, low noise condenser fan. The outdoor and indoor units shall be integrated with special super wiring system with a central monitoring remote controller into one common wiring including structural frame work platforms required as per site conditions. All refrigerant piping system shall be imported. Refrigerant should be R410A.
| Item Code | Description | Item Remarks | Unit of Measurement | Quantity/Base Price | Unit Price/Discount % | Total | Unit Price/Discount % | Total | Unit Price/Discount % | Total | Unit Price/Discount % | Total | Unit Price/Discount % | Total | Unit Price/Discount % | Total | Unit Price/Discount % | Total
3.69.10 | 6.11.05 | (*) OTU/IR/01, Cooling Capacity 10.60 kW |  | nr | 2 | 0 | 0 | 9500 | 19000 | 9500 | 19000 | 14935 | 29870 | 0 | 0 | 6194.89 | 12389.78 | 0 | 0
| Note | Note Details
3.69.11 | - | Split air conditioning unit concealed type(VRF) with cooling coil, electronic expansion valve and multispeed fan motor, The blower shall be dynamicaly balanced and designed for silent operation,the filters shall be Plasma and synthetic washable media type arranged for convenient cleaning and replacement, room thermostat (wireless type), with all required accessories according to drawings and specification (cooling only).
| Item Code | Description | Item Remarks | Unit of Measurement | Quantity/Base Price | Unit Price/Discount % | Total | Unit Price/Discount % | Total | Unit Price/Discount % | Total | Unit Price/Discount % | Total | Unit Price/Discount % | Total | Unit Price/Discount % | Total | Unit Price/Discount % | Total
3.69.12 | 6.11.06 | (*) IDU/IR/01, Cooling Capacity 1.10 kW |  | nr | 2 | 0 | 0 | 2500 | 5000 | 2500 | 5000 | 3605 | 7210 | 3529 | 7058 | 1050.03 | 2100.06 | 0 | 0
3.69.13 | 6.11.07 | (*) IDU/IR/02, Cooling Capacity 1.90 kW |  | nr | 6 | 0 | 0 | 3000 | 18000 | 3000 | 18000 | 3605 | 21630 | 4412 | 26472 | 1814.07 | 10884.42 | 0 | 0
3.69.14 | 6.11.08 | (*) IDU/IR/03, Cooling Capacity 2.20 kW |  | nr | 2 | 0 | 0 | 3100 | 6200 | 3100 | 6200 | 3605 | 7210 | 5294 | 10588 | 2101.1 | 4202.2 | 0 | 0
3.69.15 | 6.11.09 | (*) FCU-G1, Cooling Capacity 1.60 kW |  | nr | 2 | 0 | 0 | 2500 | 5000 | 2500 | 5000 | 3605 | 7210 | 3824 | 7648 | 1528.07 | 3056.14 | 0 | 0
| Note | Note Details
3.69.16 | - | HVAC unitary air conditioners (Mini-Split) with HVAC refrigerant piping and specialities
3.69.17 | - | Split air conditioning unit concealed type consisting of indoor (fan coil) & outdoor (condensing unit with DC inverter), and use refrigerant 410 A at maximum EER as per estidama requirement (the fins to be coated by anti corrosion material) complete with cooling coil, air filter, fans, electrical motor, room thermostat (wireless type), with all required accessories according to drawings and specification (cooling only).
| Item Code | Description | Item Remarks | Unit of Measurement | Quantity/Base Price | Unit Price/Discount % | Total | Unit Price/Discount % | Total | Unit Price/Discount % | Total | Unit Price/Discount % | Total | Unit Price/Discount % | Total | Unit Price/Discount % | Total | Unit Price/Discount % | Total
3.69.18 | 6.11.10 | (*) FCU/LM/01, Cooling Capacity 1.30 kW |  | nr | 4 | 0 | 0 | 3000 | 12000 | 3000 | 12000 | 3605 | 14420 | 3529 | 14116 | 2147.56 | 8590.24 | 0 | 0
3.69.19 | 6.11.11 | (*) FCU/LM/02, Cooling Capacity 1.50 kW |  | nr | 2 | 0 | 0 | 3000 | 6000 | 3000 | 6000 | 3605 | 7210 | 3529 | 7058 | 1238.98 | 2477.96 | 0 | 0
3.69.20 | 6.11.12 | (*) FCU/LM/03, Cooling Capacity 2.70 kW |  | nr | 2 | 0 | 0 | 4500 | 9000 | 4500 | 9000 | 3605 | 7210 | 5882 | 11764 | 2230.16 | 4460.32 | 0 | 0
3.69.21 | 6.11.13 | (*) FCU/LM/04, Cooling Capacity 4.90 kW |  | nr | 2 | 0 | 0 | 6500 | 13000 | 6500 | 13000 | 5409 | 10818 | 7059 | 14118 | 4047.33 | 8094.66 | 0 | 0
| Note | Note Details
3.69.22 | - | Decorative-Split air conditioning unit high wall type consisting of indoor (fan coil ) &outdoor (condensing unit), and use refrigerant 410 A at maximum EER as per estidama requirement (the fins to be coated by anti corrosion material) complete with cooling coil, air filter, fans, electrical motor, room thermostat (wireless type), with all required accessories according to drawings and specification (cooling only).
| Item Code | Description | Item Remarks | Unit of Measurement | Quantity/Base Price | Unit Price/Discount % | Total | Unit Price/Discount % | Total | Unit Price/Discount % | Total | Unit Price/Discount % | Total | Unit Price/Discount % | Total | Unit Price/Discount % | Total | Unit Price/Discount % | Total
3.69.23 | 6.11.14 | (*) AC-04/CU-04, Cooling Capacity 4.90 kW |  | nr | 2 | 0 | 0 | 3000 | 6000 | 3000 | 6000 | 12875 | 25750 | 0 | 0 | 4047.33 | 8094.66 | 0 | 0
| Note | Note Details
3.69.24 | - | HVAC Fans
3.69.25 | - | Exhaust air centrifugal inline fan complete with back draft damper, electric motor, weather proof housing,direct drive motor, and all required accessories according to drawings and specification.
| Item Code | Description | Item Remarks | Unit of Measurement | Quantity/Base Price | Unit Price/Discount % | Total | Unit Price/Discount % | Total | Unit Price/Discount % | Total | Unit Price/Discount % | Total | Unit Price/Discount % | Total | Unit Price/Discount % | Total | Unit Price/Discount % | Total
3.69.26 | 6.11.15 | (*) EF/LM/01, air flow rate 500 l/s |  | nr | 2 | 0 | 0 | 3000 | 6000 | 3000 | 6000 | 11845 | 23690 | 1806 | 3612 | 1952.42 | 3904.84 | 0 | 0
3.69.27 | 6.11.16 | (*) EF/LM/02, air flow rate 305 l/s |  | nr | 2 | 0 | 0 | 2100 | 4200 | 2100 | 4200 | 7285 | 14570 | 1176 | 2352 | 1314.35 | 2628.7 | 0 | 0
3.69.28 | 6.11.17 | (*) EF/IR/01, air flow rate 25 l/s |  | nr | 8 | 0 | 0 | 650 | 5200 | 650 | 5200 | 412 | 3296 | 235 | 1880 | 235.41 | 1883.28 | 0 | 0
3.69.29 | 6.11.18 | (*) EF/IR/02, air flow rate 50 l/s |  | nr | 2 | 0 | 0 | 1000 | 2000 | 1000 | 2000 | 412 | 824 | 294 | 588 | 300.45 | 600.9 | 0 | 0
| Note | Note Details
3.69.30 | - | Sheet Metal Ductwork and Accessories
| Item Code | Description | Item Remarks | Unit of Measurement | Quantity/Base Price | Unit Price/Discount % | Total | Unit Price/Discount % | Total | Unit Price/Discount % | Total | Unit Price/Discount % | Total | Unit Price/Discount % | Total | Unit Price/Discount % | Total | Unit Price/Discount % | Total
3.69.31 | 6.11.19 | (*) Galvanized sheet metal Rectangular duct work (G 90) for supply air, return air, fresh air and exhaust duct as per SMACNA standard including Tee, Elbow, Branches, transition, support and hanger. The length shall be taken along the center line over all fitting and it is understood that the unit rate of duct work will include all hanger support, volume and fire smoke dampers and all other accessories as per drawings and specification. |  | Kg | 5020 | 0 | 0 | 95 | 476900 | 95 | 476900 | 27 | 135540 | 41 | 205820 | 61.95 | 310989 | 0 | 0
3.69.32 | 6.11.20 | (*) Thermal insulation (Fiber Glass) 25 mm thickness of 24 kg/m3 density with reinforced Aluminum Vapour barrier as per drawings and specification. |  | m2 | 680 | 0 | 0 | 35 | 23800 | 35 | 23800 | 57 | 38760 | 53 | 36040 | 108.41 | 73718.8 | 0 | 0
3.69.33 | 6.11.21 | (*) 50mm thk. Insulation to exposedl ducts |  | m2 | 600 | 0 | 0 | 55 | 33000 | 55 | 33000 | 57 | 34200 | 100 | 60000 | 103.25 | 61950 | 0 | 0
3.69.34 | 6.11.23 | (*) 0.8 mm thick Aluminum cladding for the exposed duct as per drawings and specification. |  | Item | 1 | 0 | 0 | 10000 | 10000 | 10000 | 10000 | 51500 | 51500 | 2353 | 2353 | 289094.71 | 289094.71 | 0 | 0
3.69.35 | 6.11.24 | (*) Acoustical duct lining for supply and return duct work 25mm thickness at 48 kg/m³ density(for 3m length) |  | Item | 1 | 1274376 | 1274376 | 2500 | 2500 | 2500 | 2500 | 30900 | 30900 | 1765 | 1765 | 0 | 0 | 0 | 0
| Note | Note Details
3.69.36 | - | Air Terminals
3.69.37 | - | Exhaust air ceiling diffuser fabricated of extruded aluminum and are polyester powder coated complete all accessories according to the drawings and specification.
| Item Code | Description | Item Remarks | Unit of Measurement | Quantity/Base Price | Unit Price/Discount % | Total | Unit Price/Discount % | Total | Unit Price/Discount % | Total | Unit Price/Discount % | Total | Unit Price/Discount % | Total | Unit Price/Discount % | Total | Unit Price/Discount % | Total
3.69.38 | 6.11.25 | (*) 150mm X 150mm |  | nr | 46 | 0 | 0 | 80 | 3680 | 80 | 3680 | 72 | 3312 | 353 | 16238 | 278.77 | 12823.42 | 0 | 0
| Note | Note Details
3.69.39 | - | Supply air grill double deflection with adjustable blades fabricated of extruded aluminum and are polyester powder coated complete with opposed blade volume damper and all accessories according to the drawings and specification.
| Item Code | Description | Item Remarks | Unit of Measurement | Quantity/Base Price | Unit Price/Discount % | Total | Unit Price/Discount % | Total | Unit Price/Discount % | Total | Unit Price/Discount % | Total | Unit Price/Discount % | Total | Unit Price/Discount % | Total | Unit Price/Discount % | Total
3.69.40 | 6.11.26 | (*) 600mm X 150mm |  | nr | 6 | 0 | 0 | 120 | 720 | 120 | 720 | 247 | 1482 | 588 | 3528 | 6430.29 | 38581.74 | 0 | 0
3.69.41 | 6.11.27 | (*) 900mm X 150mm |  | nr | 2 | 0 | 0 | 160 | 320 | 160 | 320 | 366 | 732 | 847 | 1694 | 0 | 0 | 0 | 0
| Note | Note Details
3.69.42 | - | Return air grill fabricated of extruded aluminum and are polyester powder coated complete with opposed blade volume damper and all accessories according to the drawings and specification.
| Item Code | Description | Item Remarks | Unit of Measurement | Quantity/Base Price | Unit Price/Discount % | Total | Unit Price/Discount % | Total | Unit Price/Discount % | Total | Unit Price/Discount % | Total | Unit Price/Discount % | Total | Unit Price/Discount % | Total | Unit Price/Discount % | Total
3.69.43 | 6.11.28 | (*) 500mm X 150mm |  | nr | 64 | 0 | 0 | 110 | 7040 | 110 | 7040 | 227 | 14528 | 471 | 30144 | 202.37 | 12951.68 | 0 | 0
3.69.44 | 6.11.29 | (*) 600mm X 150mm |  | nr | 6 | 0 | 0 | 115 | 690 | 115 | 690 | 247 | 1482 | 471 | 2826 | 202.37 | 1214.22 | 0 | 0
3.69.45 | 6.11.30 | (*) 900mm X 150mm |  | nr | 2 | 0 | 0 | 155 | 310 | 155 | 310 | 366 | 732 | 812 | 1624 | 202.37 | 404.74 | 0 | 0
| Note | Note Details
3.69.46 | - | Supply Linear Slot Diffuser fabricated of extruded aluminum and polyester powder coated complete , opposed blade volume dampers ,plenum box with acoustical internal insulation, the spigot flexible duct shall control the flow from face of linear diffuser and all accessories according to drawings and specification.
| Item Code | Description | Item Remarks | Unit of Measurement | Quantity/Base Price | Unit Price/Discount % | Total | Unit Price/Discount % | Total | Unit Price/Discount % | Total | Unit Price/Discount % | Total | Unit Price/Discount % | Total | Unit Price/Discount % | Total | Unit Price/Discount % | Total
3.69.47 | 6.11.31 | (*) 25mm 2 slots, 12000 mm length |  | nr | 156 | 0 | 0 | 1800 | 280800 | 1800 | 280800 | 273 | 42588 | 2235 | 348660 | 613.29 | 95673.24 | 0 | 0
| Note | Note Details
3.69.48 | - | Return Linear Slot Diffuser fabricated of extruded aluminum and polyester powder coated complete, and all accessories according to drawings and specification.
| Item Code | Description | Item Remarks | Unit of Measurement | Quantity/Base Price | Unit Price/Discount % | Total | Unit Price/Discount % | Total | Unit Price/Discount % | Total | Unit Price/Discount % | Total | Unit Price/Discount % | Total | Unit Price/Discount % | Total | Unit Price/Discount % | Total
3.69.49 | 6.11.32 | (*) 25mm 2 slots 1200 mm length |  | nr | 44 | 0 | 0 | 1800 | 79200 | 1800 | 79200 | 273 | 12012 | 1529 | 67276 | 526.57 | 23169.08 | 0 | 0
3.69.50 | 6.11.33 | (*) Drain UPVC pipes from HVAC equipment to the nearest plumbing floor drain point including all fitting, bend and all ancillary connections as per drawings and specification. |  | Item | 1 | 0 | 0 | 2500 | 2500 | 2500 | 2500 | 51500 | 51500 | 1924 | 1924 | 0 | 0 | 0 | 0
3.69.51 | 6.11.34 | (*) Balancing, Testing, Commissioning of HVAC System: Shall include all equipment's and tools required in performing Testing, commissioning and operation of HVAC equipment, adjusting and air balancing of HVAC system. . |  | Item | 1 | 0 | 0 | 49300 | 49300 | 49300 | 49300 | 82400 | 82400 | 8824 | 8824 | 0 | 0 | 0 | 0
| Note | Note Details
3.69.52 | - | Contractor's Adjustment
| Item Code | Description | Item Remarks | Unit of Measurement | Quantity/Base Price | Unit Price/Discount % | Total | Unit Price/Discount % | Total | Unit Price/Discount % | Total | Unit Price/Discount % | Total | Unit Price/Discount % | Total | Unit Price/Discount % | Total | Unit Price/Discount % | Total
3.69.53 | 6.11.35 | (*) The Contractor may price here any new items or additional quantity for an existing BOQ item, which are shown in the Drawings or any other Tender/Contract Documents but overlooked or not specifically mentioned herein and is necessary for the satisfactory completion of the Works/this section. Should the Contractor fail to insert any item here, it will be deemed that his lump sum Tender Price includes all such items and no claims for additional items will be entertained. |  | Sum | 1 | 0 | 0 | 0 | 0 | 0 | 0 | 0 | 0 | 0 | 0 | 0 | 0 | 0 | 0
| Note | Note Details
3.69.54 | - | Please attach one PDF file to be named "Additional Items for (insert bill no/name & Section No/name)" for the details of these additional items in the additional attachment area in the Commercial Envelope.
3.70 BILL NO. 6.12 – EXTERNAL WORKS AND CAR PARKING | [5 empty] | 6 (out of 6) | 185520 | 6 (out of 6) | 324800 | 6 (out of 6) | 324800 | 6 (out of 6) | 242400 | 6 (out of 6) | 213996 | 6 (out of 6) | 252611.2 | 6 (out of 6) | 289468.44
| Note | Note Details
3.70.1 | - | EXTERIOR PAVING AND TILES
3.70.2 | - | All Paving and tiles of approved colour and patterns laid as per manufacturer’s Specification. Pavings and tiles are laid as per standard pattern over 50mm black sand distributed / installation materials as shown in the drawings.
3.70.3 | - | Characteristic strength of paving blocks not be less than 49N/mm2 and coloured throughout.
| Item Code | Description | Item Remarks | Unit of Measurement | Quantity/Base Price | Unit Price/Discount % | Total | Unit Price/Discount % | Total | Unit Price/Discount % | Total | Unit Price/Discount % | Total | Unit Price/Discount % | Total | Unit Price/Discount % | Total | Unit Price/Discount % | Total
3.70.4 | 6.12.01 | (*) 60mm thick interlocking concrete pavers |  | m2 | 1600 | 54 | 86400 | 125 | 200000 | 125 | 200000 | 72 | 115200 | 65 | 104000 | 86.04 | 137664 | 78.94 | 126304
3.70.5 | 6.12.02 | (*) 60mm thick precast granix tiles |  | m2 | 340 | 108 | 36720 | 125 | 42500 | 125 | 42500 | 216 | 73440 | 190 | 64600 | 129.06 | 43880.4 | 186.77 | 63501.8
3.70.6 | 6.12.03 | (*) Concrete curb stone 600 x 200 x 150mm |  | m | 560 | 87 | 48720 | 60 | 33600 | 60 | 33600 | 78 | 43680 | 68 | 38080 | 73.13 | 40952.8 | 82.75 | 46340
| Note | Note Details
3.70.7 | - | BICYCLE RACKS
| Item Code | Description | Item Remarks | Unit of Measurement | Quantity/Base Price | Unit Price/Discount % | Total | Unit Price/Discount % | Total | Unit Price/Discount % | Total | Unit Price/Discount % | Total | Unit Price/Discount % | Total | Unit Price/Discount % | Total | Unit Price/Discount % | Total
3.70.8 | 6.12.04 | (*) Supply and install bicycle racks and accessories as mentioned in drawing |  | nr | 12 | 1080 | 12960 | 4000 | 48000 | 4000 | 48000 | 540 | 6480 | 180 | 2160 | 2151 | 25812 | 472.77 | 5673.24
| Note | Note Details
3.70.9 | - | SIGNAGE FOR LOCAL MOSQUE & IMAM BUILDING
| Item Code | Description | Item Remarks | Unit of Measurement | Quantity/Base Price | Unit Price/Discount % | Total | Unit Price/Discount % | Total | Unit Price/Discount % | Total | Unit Price/Discount % | Total | Unit Price/Discount % | Total | Unit Price/Discount % | Total | Unit Price/Discount % | Total
3.70.10 | 6.12.05 | (*) Address numbering signs for Local Mosque and Imam Building to comply with the authority requrements, specification and drawings |  | nr | 2 | 360 | 720 | 350 | 700 | 350 | 700 | 1800 | 3600 | 2578 | 5156 | 2151 | 4302 | 210.12 | 420.24
| Note | Note Details
3.70.11 | - | Contractor's Adjustment
| Item Code | Description | Item Remarks | Unit of Measurement | Quantity/Base Price | Unit Price/Discount % | Total | Unit Price/Discount % | Total | Unit Price/Discount % | Total | Unit Price/Discount % | Total | Unit Price/Discount % | Total | Unit Price/Discount % | Total | Unit Price/Discount % | Total
3.70.12 | 6.12.06 | (*) The Contractor may price here any new items or additional quantity for an existing BOQ item, which are shown in the Drawings or any other Tender/Contract Documents but overlooked or not specifically mentioned herein and is necessary for the satisfactory completion of the Works/this section. Should the Contractor fail to insert any item here, it will be deemed that his lump sum Tender Price includes all such items and no claims for additional items will be entertained. |  | Sum | 1 | 0 | 0 | 0 | 0 | 0 | 0 | 0 | 0 | 0 | 0 | 0 | 0 | 47229.16 | 47229.16
| Note | Note Details
3.70.13 | - | Please attach one PDF file to be named "Additional Items for (insert bill no/name & Section No/name)" for the details of these additional items in the additional attachment area in the Commercial Envelope.
3.71 BILL NO. 7 - VILLA - 306 Villas | [5 empty] | 0 (out of 0) | 0 | 0 (out of 0) | 0 | 0 (out of 0) | 0 | 0 (out of 0) | 0 | 0 (out of 0) | 0 | 0 (out of 0) | 0 | 0 (out of 0) | 0
3.72 BILL No. 7.01 – EARTH WORKS & EXCAVATION | [5 empty] | 6 (out of 6) | 7384852 | 6 (out of 6) | 6022655 | 6 (out of 6) | 6022655 | 6 (out of 6) | 8059132 | 6 (out of 6) | 4405008 | 6 (out of 6) | 4672612.24 | 6 (out of 6) | 11917018.64
| Note | Note Details
3.72.1 | - | EARTH WORKS & EXCAVATION
| Item Code | Description | Item Remarks | Unit of Measurement | Quantity/Base Price | Unit Price/Discount % | Total | Unit Price/Discount % | Total | Unit Price/Discount % | Total | Unit Price/Discount % | Total | Unit Price/Discount % | Total | Unit Price/Discount % | Total | Unit Price/Discount % | Total
3.72.2 | 7.01.01 | (*) General site clearance, levelling and preparation over the total area of the Plot |  | m2 | 619650 | 4 | 2478600 | 3 | 1858950 | 3 | 1858950 | 4 | 2478600 | 3 | 1858950 | 1.81 | 1121566.5 | 3.41 | 2113006.5
3.72.3 | 7.01.02 | (*) Excavation up to a depth of 160cm to 350cm from the existing ground to bottom of the foundations, tie beams, etc. |  | m3 | 90224 | 8 | 721792 | 10 | 902240 | 10 | 902240 | 20 | 1804480 | 6 | 541344 | 10.76 | 970810.24 | 15.15 | 1366893.6
3.72.4 | 7.01.03 | (*) Backfilling & compaction with imported material up to the bottom of the foundation and up to bottom of the ground slab as per the drawings |  | m3 | 58344 | 52 | 3033888 | 35 | 2042040 | 35 | 2042040 | 30 | 1750320 | 19 | 1108536 | 28.39 | 1656386.16 | 0 | 0
3.72.5 | 7.01.04 | (*) Disposal of excavated surplus material to approved tip , including hauling (to designated location as may be instructed by the Engineer) |  | m3 | 58344 | 15 | 875160 | 15 | 875160 | 15 | 875160 | 30 | 1750320 | 13 | 758472 | 10.76 | 627781.44 | 17.09 | 997098.96
3.72.6 | 7.01.05 | (*) Applying Chemical Anti-Termite material under building foundations, beams, ground slabs on grid and external perimeter of the building as specified, Allow for materials, labours, tools etc all as approved by the Engineer. |  | m2 | 68853 | 4 | 275412 | 5 | 344265 | 5 | 344265 | 4 | 275412 | 2 | 137706 | 4.3 | 296067.9 | 2.93 | 201739.29
| Note | Note Details
3.72.7 | - | Contractor's Adjustment
| Item Code | Description | Item Remarks | Unit of Measurement | Quantity/Base Price | Unit Price/Discount % | Total | Unit Price/Discount % | Total | Unit Price/Discount % | Total | Unit Price/Discount % | Total | Unit Price/Discount % | Total | Unit Price/Discount % | Total | Unit Price/Discount % | Total
3.72.8 | 7.01.06 | (*) The Contractor may price here any new items or additional quantity for an existing BOQ item, which are shown in the Drawings or any other Tender/Contract Documents but overlooked or not specifically mentioned herein and is necessary for the satisfactory completion of the Works/this section. Should the Contractor fail to insert any item here, it will be deemed that his lump sum Tender Price includes all such items and no claims for additional items will be entertained. |  | Sum | 1 | 0 | 0 | 0 | 0 | 0 | 0 | 0 | 0 | 0 | 0 | 0 | 0 | 7238280.29 | 7238280.29
| Note | Note Details
3.72.9 | - | Please attach one PDF file to be named "Additional Items for (insert bill no/name & Section No/name)" for the details of these additional items in the additional attachment area in the Commercial Envelope.
3.73 BILL NO. 7.02 – CONCRETE AND BLOCK WORKS | [5 empty] | 25 (out of 25) | 235838079 | 25 (out of 25) | 181646007 | 25 (out of 25) | 181646007 | 25 (out of 25) | 250449620 | 25 (out of 25) | 264715258 | 25 (out of 25) | 223956035.65 | 25 (out of 25) | 264611625.26
| Note | Note Details
3.73.1 | - | SUB-STRUCTURE
3.73.2 | - | Plain in situ cement concrete in SRC as blinding layer including form work with compressive strength 20 N/mm2,in accordance with drawings Specification
| Item Code | Description | Item Remarks | Unit of Measurement | Quantity/Base Price | Unit Price/Discount % | Total | Unit Price/Discount % | Total | Unit Price/Discount % | Total | Unit Price/Discount % | Total | Unit Price/Discount % | Total | Unit Price/Discount % | Total | Unit Price/Discount % | Total
3.73.3 | 7.02.01 | (*) 100mm thick blinding |  | m3 | 7445 | 270 | 2010150 | 310 | 2307950 | 310 | 2307950 | 410 | 3052450 | 425 | 3164125 | 440.96 | 3282947.2 | 343.61 | 2558176.45
3.73.4 | 7.02.02 | (*) 50mm thick blinding |  | m3 | 10724 | 280 | 3002720 | 230 | 2466520 | 230 | 2466520 | 410 | 4396840 | 353 | 3785572 | 440.96 | 4728855.04 | 343.61 | 3684873.64
| Note | Note Details
3.73.5 | - | Reinforced in situ cement concrete in MSRC including form work and reinforcement as detailed in drawing with compressive strength 40N/mm2 as specified.
| Item Code | Description | Item Remarks | Unit of Measurement | Quantity/Base Price | Unit Price/Discount % | Total | Unit Price/Discount % | Total | Unit Price/Discount % | Total | Unit Price/Discount % | Total | Unit Price/Discount % | Total | Unit Price/Discount % | Total | Unit Price/Discount % | Total
3.73.6 | 7.02.03 | (*) Reinforced concrete Footings |  | m3 | 16952 | 536 | 9086272 | 665 | 11273080 | 665 | 11273080 | 850 | 14409200 | 682 | 11561264 | 914.18 | 15497179.36 | 779.27 | 13210185.04
3.73.7 | 7.02.04 | (*) Reinforced concrete neck columns |  | m3 | 1958 | 1503 | 2942874 | 1760 | 3446080 | 1760 | 3446080 | 1800 | 3524400 | 1889 | 3698662 | 914.18 | 1789964.44 | 2379.99 | 4660020.42
3.73.8 | 7.02.05 | (*) Reinforced concrete ground beams |  | m3 | 13372 | 1335 | 17851620 | 1110 | 14842920 | 1110 | 14842920 | 1500 | 20058000 | 1160 | 15511520 | 914.18 | 12224414.96 | 1966.72 | 26298979.84
3.73.9 | 7.02.06 | (*) Slab on grade placed on the existing ground level after removing the loose top soil and compacting with imported material. |  | m3 | 9211 | 496 | 4568656 | 620 | 5710820 | 620 | 5710820 | 700 | 6447700 | 751 | 6917461 | 634.55 | 5844840.05 | 712.33 | 6561271.63
3.73.10 | 7.02.07 | (*) External & internal stairs and external ramps including landings and foundations. |  | m3 | 1995 | 1022 | 2038890 | 1000 | 1995000 | 1000 | 1995000 | 1050 | 2094750 | 873 | 1741635 | 967.95 | 1931060.25 | 1124.92 | 2244215.4
| Note | Note Details
3.73.11 | - | SUNDRIES
| Item Code | Description | Item Remarks | Unit of Measurement | Quantity/Base Price | Unit Price/Discount % | Total | Unit Price/Discount % | Total | Unit Price/Discount % | Total | Unit Price/Discount % | Total | Unit Price/Discount % | Total | Unit Price/Discount % | Total | Unit Price/Discount % | Total
3.73.12 | 7.02.08 | (*) 1 layers of 1000 gauge sheet laid under foundation, ground beam etc as shown in drawings |  | m2 | 177377 | 5 | 886885 | 5 | 886885 | 5 | 886885 | 4 | 709508 | 3 | 532131 | 3.23 | 572927.71 | 4.96 | 879789.92
3.73.13 | 7.02.09 | (*) Prepare surface & apply 2 coats of Fluid applied rubberized asphalt |  | m2 | 306605 | 26 | 7971730 | 7 | 2146235 | 7 | 2146235 | 12 | 3679260 | 15 | 4599075 | 26.89 | 8244608.45 | 15.16 | 4648131.8
| Note | Note Details
3.73.14 | - | SUPER-STRUCTURE
3.73.15 | - | Precast construction including load bearing and non load bearing panels, staircase and parapet
| Item Code | Description | Item Remarks | Unit of Measurement | Quantity/Base Price | Unit Price/Discount % | Total | Unit Price/Discount % | Total | Unit Price/Discount % | Total | Unit Price/Discount % | Total | Unit Price/Discount % | Total | Unit Price/Discount % | Total | Unit Price/Discount % | Total
3.73.16 | 7.02.10 | (*) Precast insulated External Wall Panels 350mm thick |  | m2 | 65974 | 487 | 32129338 | 390 | 25729860 | 390 | 25729860 | 500 | 32987000 | 573 | 37803102 | 473.22 | 31220216.28 | 511.13 | 33721290.62
3.73.17 | 7.02.11 | (*) Precast insulated External Wall Panels 300mm thick |  | m2 | 13066 | 409 | 5343994 | 295 | 3854470 | 295 | 3854470 | 416 | 5435456 | 494 | 6454604 | 403.31 | 5269648.46 | 443.92 | 5800258.72
3.73.18 | 7.02.12 | (*) Precast insulated External Wall Panels 280mm thick |  | m2 | 161568 | 387 | 62526816 | 270 | 43623360 | 270 | 43623360 | 395 | 63819360 | 463 | 74805984 | 376.43 | 60819042.24 | 407.7 | 65871273.6
3.73.19 | 7.02.13 | (*) Precast solid External Wall Panels 200mm thick |  | m2 | 7038 | 339 | 2385882 | 171 | 1203498 | 171 | 1203498 | 345 | 2428110 | 333 | 2343654 | 268.88 | 1892377.44 | 0 | 0
3.73.20 | 7.02.14 | (*) Precast solid Internal Wall Panels 160mm thick |  | m2 | 46665 | 283 | 13206195 | 154 | 7186410 | 154 | 7186410 | 287 | 13392855 | 270 | 12599550 | 215.1 | 10037641.5 | 278.03 | 12974269.95
3.73.21 | 7.02.15 | (*) Precast Solid Internal Wall Panels 120mm thick |  | m2 | 88893 | 223 | 19823139 | 145 | 12889485 | 145 | 12889485 | 227 | 20178711 | 209 | 18578637 | 161.33 | 14341107.69 | 198.59 | 17653260.87
3.73.22 | 7.02.16 | (*) Precast Parapet wall, 120mm thick |  | m2 | 76102 | 218 | 16590236 | 165 | 12556830 | 165 | 12556830 | 227 | 17275154 | 207 | 15753114 | 161.33 | 12277535.66 | 224.29 | 17068917.58
3.73.23 | 7.02.17 | (*) Internal Precast Staircase |  | nr | 306 | 6999 | 2141694 | 5500 | 1683000 | 5500 | 1683000 | 7170 | 2194020 | 9320 | 2851920 | 7743.61 | 2369544.66 | 7715.96 | 2361083.76
3.73.24 | 7.02.18 | (*) Precast Beams, upstands, Columns and slabs |  | m3 | 3005 | 1991 | 5982955 | 1500 | 4507500 | 1500 | 4507500 | 2031 | 6103155 | 1904 | 5721520 | 1774.58 | 5332612.9 | 1986 | 5967930
3.73.25 | 7.02.19 | (*) 150mm thk precast concrete cover with painted finish including drip mould, all frame work, fixing accessories, etc. as per drawing |  | m2 | 197 | 648 | 127656 | 225 | 44325 | 225 | 44325 | 345 | 67965 | 283 | 55751 | 376.43 | 74156.71 | 640.17 | 126113.49
3.73.26 | 7.02.20 | (*) 150mm HCS-1 and 60mm structural topping |  | m2 | 4743 | 136 | 645048 | 129 | 611847 | 129 | 611847 | 166 | 787338 | 201 | 953343 | 148.42 | 703956.06 | 163.42 | 775101.06
3.73.27 | 7.02.21 | (*) 200mm HCS-2 and 60mm structural topping |  | m2 | 145809 | 153 | 22308777 | 145 | 21142305 | 145 | 21142305 | 178 | 25954002 | 232 | 33827688 | 164.55 | 23992870.95 | 176.27 | 25701752.43
| Note | Note Details
3.73.28 | - | Reinforced cast in situ cement concrete in MSRC including form work and reinforcement as detailed in drawing with compressive strength 40N/mm2 as specified.
| Item Code | Description | Item Remarks | Unit of Measurement | Quantity/Base Price | Unit Price/Discount % | Total | Unit Price/Discount % | Total | Unit Price/Discount % | Total | Unit Price/Discount % | Total | Unit Price/Discount % | Total | Unit Price/Discount % | Total | Unit Price/Discount % | Total
3.73.29 | 7.02.22 | (*) MEP equipments pads |  | m3 | 864 | 1292 | 1116288 | 1000 | 864000 | 1000 | 864000 | 938 | 810432 | 926 | 800064 | 967.95 | 836308.8 | 1007.66 | 870618.24
| Note | Note Details
3.73.30 | - | Solid concrete masonry units bedded in mortar including reinforcement and anchoring where necessary including plaster as per drawings and Specification.
| Item Code | Description | Item Remarks | Unit of Measurement | Quantity/Base Price | Unit Price/Discount % | Total | Unit Price/Discount % | Total | Unit Price/Discount % | Total | Unit Price/Discount % | Total | Unit Price/Discount % | Total | Unit Price/Discount % | Total | Unit Price/Discount % | Total
3.73.31 | 7.02.23 | (*) 100mm thk. walls |  | m2 | 5741 | 134 | 769294 | 77 | 442057 | 77 | 442057 | 74 | 424834 | 72 | 413352 | 77.44 | 444583.04 | 74.85 | 429713.85
3.73.32 | 7.02.24 | (*) 200 mm thk. Walls |  | m2 | 2490 | 153 | 380970 | 93 | 231570 | 93 | 231570 | 88 | 219120 | 97 | 241530 | 91.42 | 227635.8 | 101.56 | 252884.4
| Note | Note Details
3.73.33 | - | Contractor's Adjustment
| Item Code | Description | Item Remarks | Unit of Measurement | Quantity/Base Price | Unit Price/Discount % | Total | Unit Price/Discount % | Total | Unit Price/Discount % | Total | Unit Price/Discount % | Total | Unit Price/Discount % | Total | Unit Price/Discount % | Total | Unit Price/Discount % | Total
3.73.34 | 7.02.25 | (*) The Contractor may price here any new items or additional quantity for an existing BOQ item, which are shown in the Drawings or any other Tender/Contract Documents but overlooked or not specifically mentioned herein and is necessary for the satisfactory completion of the Works/this section. Should the Contractor fail to insert any item here, it will be deemed that his lump sum Tender Price includes all such items and no claims for additional items will be entertained. |  | Sum | 1 | 0 | 0 | 0 | 0 | 0 | 0 | 0 | 0 | 0 | 0 | 0 | 0 | 10291512.55 | 10291512.55
| Note | Note Details
3.73.35 | - | Please attach one PDF file to be named "Additional Items for (insert bill no/name & Section No/name)" for the details of these additional items in the additional attachment area in the Commercial Envelope.
3.74 BILL NO. 7.03 – WATERPROOFING AND ROOFING | [5 empty] | 11 (out of 11) | 18248248.8 | 11 (out of 11) | 23245840.8 | 11 (out of 11) | 23245840.8 | 11 (out of 11) | 23878098 | 11 (out of 11) | 26233624.8 | 11 (out of 11) | 27282554.244 | 11 (out of 11) | 37491119.34
| Note | Note Details
3.74.1 | - | WATERPROOFING AND ROOFING
| Item Code | Description | Item Remarks | Unit of Measurement | Quantity/Base Price | Unit Price/Discount % | Total | Unit Price/Discount % | Total | Unit Price/Discount % | Total | Unit Price/Discount % | Total | Unit Price/Discount % | Total | Unit Price/Discount % | Total | Unit Price/Discount % | Total
3.74.2 | 7.03.01 | (*) concrete Screed to slope |  | m2 | 91494 | 30 | 2744820 | 24 | 2195856 | 24 | 2195856 | 13 | 1189422 | 40 | 3659760 | 26.89 | 2460273.66 | 23.2 | 2122660.8
3.74.3 | 7.03.02 | (*) Liquid Elastomeric |  | m2 | 91494 | 44 | 4025736 | 8 | 731952 | 8 | 731952 | 13 | 1189422 | 26 | 2378844 | 21.51 | 1968035.94 | 0 | 0
3.74.4 | 7.03.03 | (*) Polyurethane foam of thickness 35mm with density 45-50 kg/m3 |  | m2 | 12117.6 | 22 | 266587.2 | 36 | 436233.6 | 36 | 436233.6 | 39 | 472586.4 | 45 | 545292 | 31.19 | 377947.944 | 90.02 | 1090826.352
3.74.5 | 7.03.04 | (*) Polyurethane foam of thickness 156mm with density 45-50 kg/m3 |  | m2 | 79376.4 | 54 | 4286325.6 | 143 | 11350825.2 | 143 | 11350825.2 | 169 | 13414611.6 | 122 | 9683920.8 | 103.25 | 8195613.3 | 189.52 | 15043415.328
3.74.6 | 7.03.05 | (*) Filter membrane |  | m2 | 91494 | 15 | 1372410 | 5 | 457470 | 5 | 457470 | 3 | 274482 | 5 | 457470 | 25.81 | 2361460.14 | 3.79 | 346762.26
3.74.7 | 7.03.06 | (*) 250x250x28mm Marbile Mosic on Terrazzo floor tiles (F08) |  | m2 | 91494 | 36 | 3293784 | 67 | 6130098 | 67 | 6130098 | 46 | 4208724 | 70 | 6404580 | 77.44 | 7085295.36 | 90.07 | 8240864.58
| Note | Note Details
3.74.8 | - | FLASHINGS
| Item Code | Description | Item Remarks | Unit of Measurement | Quantity/Base Price | Unit Price/Discount % | Total | Unit Price/Discount % | Total | Unit Price/Discount % | Total | Unit Price/Discount % | Total | Unit Price/Discount % | Total | Unit Price/Discount % | Total | Unit Price/Discount % | Total
3.74.9 | 7.03.07 | (*) 250x80x20 mm thk. Marbile Mosic on Terrazzo Base Skirting (S05) |  | m | 53244 | 15 | 798660 | 25 | 1331100 | 25 | 1331100 | 33 | 1757052 | 14 | 745416 | 37.64 | 2004104.16 | 35.04 | 1865669.76
| Note | Note Details
3.74.10 | - | KITCHEN, STORE, BATHROOMS, WET AREAS & BALCONIES
| Item Code | Description | Item Remarks | Unit of Measurement | Quantity/Base Price | Unit Price/Discount % | Total | Unit Price/Discount % | Total | Unit Price/Discount % | Total | Unit Price/Discount % | Total | Unit Price/Discount % | Total | Unit Price/Discount % | Total | Unit Price/Discount % | Total
3.74.11 | 7.03.10 | (*) Prepare surface and apply 2 coats of rubberised bitumen emulsion for G.F Wet areas. |  | m2 | 20502 | 31 | 635562 | 5 | 102510 | 5 | 102510 | 13 | 266526 | 52 | 1066104 | 45.17 | 926075.34 | 36.52 | 748733.04
3.74.12 | 7.03.11 | (*) Torch applied 4mm thick modified SBS bitumen waterproofing membrane insulation(double layer) for F.F wet areas including one coat of bitumen primer as specified |  | m2 | 4896 | 21 | 102816 | 55 | 269280 | 55 | 269280 | 62 | 303552 | 92 | 450432 | 80.66 | 394911.36 | 55 | 269280
3.74.13 | 7.03.12 | (*) Vertically, 300 mm high |  | m | 40086 | 18 | 721548 | 6 | 240516 | 6 | 240516 | 20 | 801720 | 21 | 841806 | 37.64 | 1508837.04 | 21.79 | 873473.94
| Note | Note Details
3.74.14 | - | Contractor's Adjustment
| Item Code | Description | Item Remarks | Unit of Measurement | Quantity/Base Price | Unit Price/Discount % | Total | Unit Price/Discount % | Total | Unit Price/Discount % | Total | Unit Price/Discount % | Total | Unit Price/Discount % | Total | Unit Price/Discount % | Total | Unit Price/Discount % | Total
3.74.15 | 7.03.13 | (*) The Contractor may price here any new items or additional quantity for an existing BOQ item, which are shown in the Drawings or any other Tender/Contract Documents but overlooked or not specifically mentioned herein and is necessary for the satisfactory completion of the Works/this section. Should the Contractor fail to insert any item here, it will be deemed that his lump sum Tender Price includes all such items and no claims for additional items will be entertained. |  | Sum | 1 | 0 | 0 | 0 | 0 | 0 | 0 | 0 | 0 | 0 | 0 | 0 | 0 | 6889433.28 | 6889433.28
| Note | Note Details
3.74.16 | - | Please attach one PDF file to be named "Additional Items for (insert bill no/name & Section No/name)" for the details of these additional items in the additional attachment area in the Commercial Envelope.
3.75 BILL NO. 7.04 – ALUMINIUM AND METAL WORKS | [5 empty] | 15 (out of 15) | 13170852 | 15 (out of 15) | 24478470 | 15 (out of 15) | 24478470 | 15 (out of 15) | 20656530 | 15 (out of 15) | 18354798 | 15 (out of 15) | 14354181.54 | 15 (out of 15) | 17533007.46
| Note | Note Details
3.75.1 | - | ALUMINUM & METAL WORK ALL ALUMINUM WORK IS TO BE READ IN CONJUNCTION WITH DRAWINGS
3.75.2 | - | ALUMINIUM DOORS AND WINDOWS
| Item Code | Description | Item Remarks | Unit of Measurement | Quantity/Base Price | Unit Price/Discount % | Total | Unit Price/Discount % | Total | Unit Price/Discount % | Total | Unit Price/Discount % | Total | Unit Price/Discount % | Total | Unit Price/Discount % | Total | Unit Price/Discount % | Total
3.75.3 | 7.04.01 | (*) Aluminium Window W001,2400x1750mm |  | nr | 612 | 2344 | 1434528 | 4930 | 3017160 | 4930 | 3017160 | 3840 | 2350080 | 4188 | 2563056 | 2559.55 | 1566444.6 | 2989.27 | 1829433.24
3.75.4 | 7.04.02 | (*) Aluminium Window W002, 1200x1200mm |  | nr | 612 | 804 | 492048 | 2210 | 1352520 | 2210 | 1352520 | 1905 | 1165860 | 1436 | 878832 | 1162.25 | 711297 | 1024.89 | 627232.68
3.75.5 | 7.04.03 | (*) Aluminium Window W003,1200x1200mm |  | nr | 918 | 804 | 738072 | 2210 | 2028780 | 2210 | 2028780 | 1905 | 1748790 | 1436 | 1318248 | 1162.25 | 1066945.5 | 1024.89 | 940849.02
3.75.6 | 7.04.04 | (*) Aluminium Window W004,3550x1750mm |  | nr | 306 | 3467 | 1060902 | 7040 | 2154240 | 7040 | 2154240 | 5227 | 1599462 | 6194 | 1895364 | 3578.77 | 1095103.62 | 4421.62 | 1353015.72
3.75.7 | 7.04.05 | (*) Aluminium Window W005,1800x1750mm |  | nr | 306 | 1758 | 537948 | 3930 | 1202580 | 3930 | 1202580 | 3386 | 1036116 | 3140 | 960840 | 2338.51 | 715584.06 | 2241.95 | 686036.7
3.75.8 | 7.04.06 | (*) Aluminium Window W006,1800x1800mm |  | nr | 306 | 1808 | 553248 | 1900 | 581400 | 1900 | 581400 | 2556 | 782136 | 3231 | 988686 | 1706.37 | 522149.22 | 2306.01 | 705639.06
3.75.9 | 7.04.07 | (*) Aluminium Window W007,1800x1200mm |  | nr | 612 | 1206 | 738072 | 3220 | 1970640 | 3220 | 1970640 | 2675 | 1637100 | 2154 | 1318248 | 1686.36 | 1032052.32 | 1537.34 | 940852.08
3.75.10 | 7.04.08 | (*) Aluminium Window W008,1800x1800mm |  | nr | 306 | 1808 | 553248 | 1900 | 581400 | 1900 | 581400 | 2594 | 793764 | 3231 | 988686 | 1706.37 | 522149.22 | 2306.01 | 705639.06
3.75.11 | 7.04.09 | (*) Aluminium Window W009, 600x750mm |  | nr | 306 | 389 | 119034 | 915 | 279990 | 915 | 279990 | 794 | 242964 | 469 | 143514 | 611.96 | 187259.76 | 800.7 | 245014.2
3.75.12 | 7.04.10 | (*) Aluminium Window V001,1000x450mm |  | nr | 1530 | 389 | 595170 | 505 | 772650 | 505 | 772650 | 637 | 974610 | 469 | 717570 | 443.11 | 677958.3 | 800.7 | 1225071
3.75.13 | 7.04.11 | (*) Aluminium Window V002, 600x750mm |  | nr | 306 | 389 | 119034 | 960 | 293760 | 960 | 293760 | 825 | 252450 | 469 | 143514 | 659.28 | 201739.68 | 800.7 | 245014.2
| Note | Note Details
3.75.14 | - | METAL WORKS
| Item Code | Description | Item Remarks | Unit of Measurement | Quantity/Base Price | Unit Price/Discount % | Total | Unit Price/Discount % | Total | Unit Price/Discount % | Total | Unit Price/Discount % | Total | Unit Price/Discount % | Total | Unit Price/Discount % | Total | Unit Price/Discount % | Total
3.75.15 | 7.04.12 | (*) Fabrication, painting and fixing of powder coated aluminium handrail in staircase area |  | m | 2754 | 540 | 1487160 | 815 | 2244510 | 815 | 2244510 | 735 | 2024190 | 411 | 1131894 | 322.65 | 888578.1 | 682.89 | 1880679.06
3.75.16 | 7.04.13 | (*) Fabrication, painting and fixing of powder coated aluminium Terrace handrail |  | m | 5814 | 576 | 3348864 | 1060 | 6162840 | 1060 | 6162840 | 672 | 3907008 | 587 | 3412818 | 322.65 | 1875887.1 | 682.89 | 3970322.46
3.75.17 | 7.04.14 | (*) Fabrication, painting and fixing of Cat Ladder |  | nr | 306 | 4554 | 1393524 | 6000 | 1836000 | 6000 | 1836000 | 7000 | 2142000 | 6188 | 1893528 | 10755.01 | 3291033.06 | 4727.7 | 1446676.2
| Note | Note Details
3.75.18 | - | Contractor's Adjustment
| Item Code | Description | Item Remarks | Unit of Measurement | Quantity/Base Price | Unit Price/Discount % | Total | Unit Price/Discount % | Total | Unit Price/Discount % | Total | Unit Price/Discount % | Total | Unit Price/Discount % | Total | Unit Price/Discount % | Total | Unit Price/Discount % | Total
3.75.19 | 7.04.16 | (*) The Contractor may price here any new items or additional quantity for an existing BOQ item, which are shown in the Drawings or any other Tender/Contract Documents but overlooked or not specifically mentioned herein and is necessary for the satisfactory completion of the Works/this section. Should the Contractor fail to insert any item here, it will be deemed that his lump sum Tender Price includes all such items and no claims for additional items will be entertained. |  | Sum | 1 | 0 | 0 | 0 | 0 | 0 | 0 | 0 | 0 | 0 | 0 | 0 | 0 | 731532.78 | 731532.78
| Note | Note Details
3.75.20 | - | Please attach one PDF file to be named "Additional Items for (insert bill no/name & Section No/name)" for the details of these additional items in the additional attachment area in the Commercial Envelope.
3.76 BILL NO. 7.05 – WOODEN WORKS | [5 empty] | 12 (out of 12) | 16827552 | 12 (out of 12) | 21516390 | 12 (out of 12) | 21516390 | 12 (out of 12) | 21493746 | 12 (out of 12) | 21704274 | 12 (out of 12) | 25537297.32 | 12 (out of 12) | 17457930.36
| Note | Note Details
3.76.1 | - | WOODEN WORKS
3.76.2 | - | Wooden joinery work is to be read in conjunction with the drawings and specification.
| Item Code | Description | Item Remarks | Unit of Measurement | Quantity/Base Price | Unit Price/Discount % | Total | Unit Price/Discount % | Total | Unit Price/Discount % | Total | Unit Price/Discount % | Total | Unit Price/Discount % | Total | Unit Price/Discount % | Total | Unit Price/Discount % | Total
3.76.3 | 7.05.01 | (*) Double swing Wooden Door-MD01,1800x2200mm |  | nr | 612 | 3399 | 2080188 | 6230 | 3812760 | 6230 | 3812760 | 6000 | 3672000 | 8488 | 5194656 | 5131.59 | 3140533.08 | 5571.89 | 3409996.68
3.76.4 | 7.05.02 | (*) Single Swing Wooden Door-D02,1100x2200mm |  | nr | 306 | 1834 | 561204 | 1995 | 610470 | 1995 | 610470 | 1836 | 561816 | 2092 | 640152 | 2867.29 | 877390.74 | 1825.99 | 558752.94
3.76.5 | 7.05.03 | (*) Single Swing Wooden Door-D03,1100x2200mm |  | nr | 306 | 1585 | 485010 | 2005 | 613530 | 2005 | 613530 | 1836 | 561816 | 2108 | 645048 | 2582.22 | 790159.32 | 1643.06 | 502776.36
3.76.6 | 7.05.04 | (*) Single Swing Wooden Door-D04,900x2200mm |  | nr | 1836 | 1542 | 2831112 | 1865 | 3424140 | 1865 | 3424140 | 1836 | 3370896 | 1963 | 3604068 | 2462.2 | 4520599.2 | 1540.46 | 2828284.56
3.76.7 | 7.05.05 | (*) Single Swing Wooden Door-D05,900x2200mm |  | nr | 1224 | 1734 | 2122416 | 1855 | 2270520 | 1855 | 2270520 | 1836 | 2247264 | 1966 | 2406384 | 2732.26 | 3344286.24 | 1754.04 | 2146944.96
3.76.8 | 7.05.06 | (*) Single Swing Wooden Door-D06,1000x2200mm (1Hr fire Rated) |  | nr | 306 | 2792 | 854352 | 2730 | 835380 | 2730 | 835380 | 2076 | 635256 | 2353 | 720018 | 3972.52 | 1215591.12 | 2331.38 | 713402.28
3.76.9 | 7.05.07 | (*) Single Swing Wooden Door-D07,900x2200mm |  | nr | 2448 | 1734 | 4244832 | 1870 | 4577760 | 1870 | 4577760 | 1836 | 4494528 | 1963 | 4805424 | 2732.26 | 6688572.48 | 1754.04 | 4293889.92
3.76.10 | 7.05.08 | (*) Sliding Wooden Door-SD01,1200x2200mm |  | nr | 918 | 2637 | 2420766 | 4685 | 4300830 | 4685 | 4300830 | 5160 | 4736880 | 3168 | 2908224 | 3992.53 | 3665142.54 | 2014.9 | 1849678.2
| Note | Note Details
3.76.11 | - | Vanity countertops; Beige Omani countertop; including all necessary plywood backing, timber framing, fixing accessories; all in accordance with the Specification
| Item Code | Description | Item Remarks | Unit of Measurement | Quantity/Base Price | Unit Price/Discount % | Total | Unit Price/Discount % | Total | Unit Price/Discount % | Total | Unit Price/Discount % | Total | Unit Price/Discount % | Total | Unit Price/Discount % | Total | Unit Price/Discount % | Total
3.76.12 | 7.05.09 | (*) 2600 x 600 mm Overall size; with 2 nr opening for wash basins in Ground Floor |  | nr | 306 | 1846 | 564876 | 1600 | 489600 | 1600 | 489600 | 1625 | 497250 | 1173 | 358938 | 1865.99 | 570992.94 | 1735.75 | 531139.5
3.76.13 | 7.05.10 | (*) 1750 x 600 mm Overall size; with 2 nr opening for wash basins in Ground Floor |  | nr | 306 | 1243 | 380358 | 1100 | 336600 | 1100 | 336600 | 1300 | 397800 | 790 | 241740 | 1344.38 | 411380.28 | 1168.29 | 357496.74
3.76.14 | 7.05.11 | (*) 1300 x 600 mm Overall size; with 1 nr opening for wash basin in First Floor |  | nr | 306 | 923 | 282438 | 800 | 244800 | 800 | 244800 | 1040 | 318240 | 587 | 179622 | 1021.73 | 312649.38 | 867.87 | 265568.22
| Note | Note Details
3.76.15 | - | Contractor's Adjustment
| Item Code | Description | Item Remarks | Unit of Measurement | Quantity/Base Price | Unit Price/Discount % | Total | Unit Price/Discount % | Total | Unit Price/Discount % | Total | Unit Price/Discount % | Total | Unit Price/Discount % | Total | Unit Price/Discount % | Total | Unit Price/Discount % | Total
3.76.16 | 7.05.12 | (*) The Contractor may price here any new items or additional quantity for an existing BOQ item, which are shown in the Drawings or any other Tender/Contract Documents but overlooked or not specifically mentioned herein and is necessary for the satisfactory completion of the Works/this section. Should the Contractor fail to insert any item here, it will be deemed that his lump sum Tender Price includes all such items and no claims for additional items will be entertained. |  | Sum | 1 | 0 | 0 | 0 | 0 | 0 | 0 | 0 | 0 | 0 | 0 | 0 | 0 | 0 | 0
| Note | Note Details
3.76.17 | - | Please attach one PDF file to be named "Additional Items for (insert bill no/name & Section No/name)" for the details of these additional items in the additional attachment area in the Commercial Envelope.
3.77 BILL NO. 7.06 – FLOOR, WALL AND CEILING FINISHES | [5 empty] | 30 (out of 30) | 50728397 | 30 (out of 30) | 51155358 | 30 (out of 30) | 51155358 | 30 (out of 30) | 58604498 | 30 (out of 30) | 53581573 | 30 (out of 30) | 80184056.01 | 30 (out of 30) | 64123587.8
| Note | Note Details
3.77.1 | - | FLOORS, WALLS AND CEILING FINISHES
3.77.2 | - | FLOOR TILING
3.77.3 | - | Polished Porcelain floor tiles including screed 50mm thk. Compacted fine sand layer, bedding and jointing in cement and mortar 1:4 pointing and grouting with matching tile grout to the approval of the engineer as shown in the drawings.
| Item Code | Description | Item Remarks | Unit of Measurement | Quantity/Base Price | Unit Price/Discount % | Total | Unit Price/Discount % | Total | Unit Price/Discount % | Total | Unit Price/Discount % | Total | Unit Price/Discount % | Total | Unit Price/Discount % | Total | Unit Price/Discount % | Total
3.77.4 | 7.06.01 | (*) 600x600mm polished Porcelain flooring tiles (F01) |  | m2 | 88740 | 69 | 6123060 | 110 | 9761400 | 110 | 9761400 | 95 | 8430300 | 115 | 10205100 | 137.66 | 12215948.4 | 113.33 | 10056904.2
3.77.5 | 7.06.02 | (*) Ditto, but 600x100x8 mm thk. Skirting (S01) |  | m | 50000 | 19 | 950000 | 21 | 1050000 | 21 | 1050000 | 25 | 1250000 | 31 | 1550000 | 31.19 | 1559500 | 28.97 | 1448500
| Note | Note Details
3.77.6 | - | Omani marble floor tiles including cement sand screed, matching tile grout to the approval of the engineer as shown in the drawings.
| Item Code | Description | Item Remarks | Unit of Measurement | Quantity/Base Price | Unit Price/Discount % | Total | Unit Price/Discount % | Total | Unit Price/Discount % | Total | Unit Price/Discount % | Total | Unit Price/Discount % | Total | Unit Price/Discount % | Total | Unit Price/Discount % | Total
3.77.7 | 7.06.03 | (*) Non-slip marble with anti skied strip for ramp (F05) |  | m2 | 3672 | 282 | 1035504 | 192 | 705024 | 192 | 705024 | 170 | 624240 | 231 | 848232 | 190.36 | 699001.92 | 193.04 | 708842.88
3.77.8 | 7.06.04 | (*) 30mm thk. Omani Marble Tread for external steps (F05) |  | m | 5814 | 128 | 744192 | 126 | 732564 | 126 | 732564 | 115 | 668610 | 102 | 593028 | 182.84 | 1063031.76 | 106.6 | 619772.4
3.77.9 | 7.06.05 | (*) 20mm thk. Omani Marble Riser for external steps (F05) |  | m | 8262 | 45 | 371790 | 54 | 446148 | 54 | 446148 | 40 | 330480 | 64 | 528768 | 86.04 | 710862.48 | 66.54 | 549753.48
3.77.10 | 7.06.06 | (*) 20mm thk. Omani Marble Skirting for external steps (S03) |  | m | 5202 | 45 | 234090 | 30 | 156060 | 30 | 156060 | 30 | 156060 | 47 | 244494 | 57 | 296514 | 49.67 | 258383.34
3.77.11 | 7.06.07 | (*) 20mm thk. Omani Marble tiles for Landing (F06) |  | m2 | 4284 | 263 | 1126692 | 170 | 728280 | 170 | 728280 | 147 | 629748 | 160 | 685440 | 236.61 | 1013637.24 | 193.04 | 826983.36
3.77.12 | 7.06.08 | (*) 30mm thk. Omani Marble Tread for internal Staircase (F06) |  | m | 10098 | 128 | 1292544 | 110 | 1110780 | 110 | 1110780 | 101 | 1019898 | 102 | 1029996 | 182.84 | 1846318.32 | 106.6 | 1076446.8
3.77.13 | 7.06.09 | (*) 20mm thk. Omani Marble Riser for internal stairs (F06) |  | m | 8874 | 45 | 399330 | 45 | 399330 | 45 | 399330 | 35 | 310590 | 64 | 567936 | 86.04 | 763518.96 | 66.54 | 590475.96
3.77.14 | 7.06.10 | (*) 600x300x20mm thk. Omani Marble tiles(F07) |  | m2 | 11322 | 165 | 1868130 | 170 | 1924740 | 170 | 1924740 | 134 | 1517148 | 160 | 1811520 | 172.08 | 1948289.76 | 142.95 | 1618479.9
| Note | Note Details
3.77.15 | - | Ceramic floor tiles including screed 50mm thk. Compacted fine sand layer, bedding and jointing in cement and mortar 1:4 pointing and grouting with matching tile grout to the approval of the engineer as shown in the drawings.
| Item Code | Description | Item Remarks | Unit of Measurement | Quantity/Base Price | Unit Price/Discount % | Total | Unit Price/Discount % | Total | Unit Price/Discount % | Total | Unit Price/Discount % | Total | Unit Price/Discount % | Total | Unit Price/Discount % | Total | Unit Price/Discount % | Total
3.77.16 | 7.06.11 | (*) 330x330mm Non slip ceramic floor tiles (F02) |  | m2 | 5814 | 69 | 401166 | 90 | 523260 | 90 | 523260 | 71 | 412794 | 79 | 459306 | 120.46 | 700354.44 | 81.98 | 476631.72
3.77.17 | 7.06.12 | (*) 330x330mm Ceramic floor tiles (F03) |  | m2 | 11934 | 65 | 775710 | 90 | 1074060 | 90 | 1074060 | 71 | 847314 | 79 | 942786 | 120.46 | 1437569.64 | 81.98 | 978349.32
3.77.18 | 7.06.13 | (*) 330x330mm Non slip ceramic floor tiles (F04) |  | m2 | 12240 | 56 | 685440 | 90 | 1101600 | 90 | 1101600 | 71 | 869040 | 79 | 966960 | 120.46 | 1474430.4 | 81.98 | 1003435.2
3.77.19 | 7.06.14 | (*) Ditto. But 330x80x8 mm thk. Skirting (S02) |  | m | 16830 | 19 | 319770 | 16 | 269280 | 16 | 269280 | 18 | 302940 | 24 | 403920 | 31.19 | 524927.7 | 23.91 | 402405.3
| Note | Note Details
3.77.20 | - | Glazed ceramic wall tiles including cement & sand mortar backing 1:4 & Joint filling mortar with matching tile grout, complete as shown on drawings & to the approval of the engineer
| Item Code | Description | Item Remarks | Unit of Measurement | Quantity/Base Price | Unit Price/Discount % | Total | Unit Price/Discount % | Total | Unit Price/Discount % | Total | Unit Price/Discount % | Total | Unit Price/Discount % | Total | Unit Price/Discount % | Total | Unit Price/Discount % | Total
3.77.21 | 7.06.15 | (*) 330x250x6mm thick Wall Glazed ceramic tiles (W02) |  | m2 | 12546 | 60 | 752760 | 70 | 878220 | 70 | 878220 | 80 | 1003680 | 75 | 940950 | 123.68 | 1551689.28 | 89.85 | 1127258.1
3.77.22 | 7.06.16 | (*) 300x600x6mm thick Wall Glazed ceramic tiles (W03) |  | m2 | 54774 | 60 | 3286440 | 70 | 3834180 | 70 | 3834180 | 94 | 5148756 | 93 | 5093982 | 129.06 | 7069132.44 | 102.87 | 5634601.38
| Note | Note Details
3.77.23 | - | THRESHOLD
3.77.24 | - | 30mm thk. Marble threshold including cement sand screed, matching tile grout to the approval of the engineer as shown in the drawings.
| Item Code | Description | Item Remarks | Unit of Measurement | Quantity/Base Price | Unit Price/Discount % | Total | Unit Price/Discount % | Total | Unit Price/Discount % | Total | Unit Price/Discount % | Total | Unit Price/Discount % | Total | Unit Price/Discount % | Total | Unit Price/Discount % | Total
3.77.25 | 7.06.17 | (*) 330mm wide Marble Threshold (TH1) |  | m | 306 | 225 | 68850 | 100 | 30600 | 100 | 30600 | 91 | 27846 | 135 | 41310 | 204.35 | 62531.1 | 173.55 | 53106.3
3.77.26 | 7.06.18 | (*) 280mm wide Marble Threshold (TH2) |  | m | 3060 | 188 | 575280 | 86 | 263160 | 86 | 263160 | 88 | 269280 | 123 | 376380 | 172.08 | 526564.8 | 151.8 | 464508
3.77.27 | 7.06.19 | (*) 160mm wide Marble Threshold (TH3) |  | m | 1530 | 150 | 229500 | 60 | 91800 | 60 | 91800 | 62 | 94860 | 97 | 148410 | 116.15 | 177709.5 | 95.62 | 146298.6
3.77.28 | 7.06.20 | (*) 120mm wide Marble Threshold (TH4) |  | m | 2754 | 113 | 311202 | 51 | 140454 | 51 | 140454 | 56 | 154224 | 84 | 231336 | 96.8 | 266587.2 | 76.23 | 209937.42
| Note | Note Details
3.77.29 | - | PAINTING AND DECORATION
| Item Code | Description | Item Remarks | Unit of Measurement | Quantity/Base Price | Unit Price/Discount % | Total | Unit Price/Discount % | Total | Unit Price/Discount % | Total | Unit Price/Discount % | Total | Unit Price/Discount % | Total | Unit Price/Discount % | Total | Unit Price/Discount % | Total
3.77.30 | 7.06.21 | (*) Acrylic based washable emulsion paint to internal walls(W01) |  | m2 | 323136 | 11 | 3554496 | 12 | 3877632 | 12 | 3877632 | 16 | 5170176 | 13 | 4200768 | 16.13 | 5212183.68 | 11.37 | 3674056.32
3.77.31 | 7.06.22 | (*) Acrylic based washable emulsion paint to internal ceiling with surface joint between hollow core slab panels to be fill with cementious material (C03) |  | m2 | 71910 | 12 | 862920 | 19 | 1366290 | 19 | 1366290 | 16 | 1150560 | 13 | 934830 | 16.13 | 1159908.3 | 11.37 | 817616.7
3.77.32 | 7.06.23 | (*) Pure acrylic based paint finish to ceiling(C04) |  | m2 | 16524 | 13 | 214812 | 19 | 313956 | 19 | 313956 | 17 | 280908 | 19 | 313956 | 18.28 | 302058.72 | 18.95 | 313129.8
3.77.33 | 7.06.24 | (*) 12mm thk. Gypsum board ceiling including painting(C01) |  | m2 | 25398 | 73 | 1854054 | 80 | 2031840 | 80 | 2031840 | 100 | 2539800 | 94 | 2387412 | 98.95 | 2513132.1 | 126.98 | 3225038.04
3.77.34 | 7.06.25 | (*) Aluminium ceiling tiles 600 x 600X 0.6mm, with all accessories as shown on drawing and as specified (C02). |  | m2 | 17748 | 81 | 1437588 | 85 | 1508580 | 85 | 1508580 | 98 | 1739304 | 116 | 2058768 | 96.8 | 1718006.4 | 134.56 | 2388170.88
3.77.35 | 7.06.26 | (*) 12mm thk. Water proofed gypsum board ceiling including painting(C05) |  | m2 | 918 | 79 | 72522 | 90 | 82620 | 90 | 82620 | 104 | 95472 | 107 | 98226 | 104.32 | 95765.76 | 139.3 | 127877.4
3.77.36 | 7.06.27 | (*) Anti-fungus paint To internal ceiling and wall over false ceiling |  | m2 | 76500 | 12 | 918000 | 8 | 612000 | 8 | 612000 | 9 | 688500 | 8 | 612000 | 18.28 | 1398420 | 11.37 | 869805
3.77.37 | 7.06.28 | (*) Exterior finish, heritage texture pure acrylic paint with special ancient look (E01 & E02) |  | m2 | 302940 | 36 | 10905840 | 25 | 7573500 | 25 | 7573500 | 46 | 13935240 | 26 | 7876440 | 66.68 | 20200039.2 | 33.17 | 10048519.8
3.77.38 | 7.06.29 | (*) GRC features on external elevation in various locations as shown in the drawings |  | Item | 1 | 9356715 | 9356715 | 8568000 | 8568000 | 8568000 | 8568000 | 8936730 | 8936730 | 7429319 | 7429319 | 11676422.51 | 11676422.51 | 7147652.04 | 7147652.04
| Note | Note Details
3.77.39 | - | Contractor's Adjustment
| Item Code | Description | Item Remarks | Unit of Measurement | Quantity/Base Price | Unit Price/Discount % | Total | Unit Price/Discount % | Total | Unit Price/Discount % | Total | Unit Price/Discount % | Total | Unit Price/Discount % | Total | Unit Price/Discount % | Total | Unit Price/Discount % | Total
3.77.40 | 7.06.30 | (*) The Contractor may price here any new items or additional quantity for an existing BOQ item, which are shown in the Drawings or any other Tender/Contract Documents but overlooked or not specifically mentioned herein and is necessary for the satisfactory completion of the Works/this section. Should the Contractor fail to insert any item here, it will be deemed that his lump sum Tender Price includes all such items and no claims for additional items will be entertained. |  | Sum | 1 | 0 | 0 | 0 | 0 | 0 | 0 | 0 | 0 | 0 | 0 | 0 | 0 | 7260648.16 | 7260648.16
| Note | Note Details
3.77.41 | - | Please attach one PDF file to be named "Additional Items for (insert bill no/name & Section No/name)" for the details of these additional items in the additional attachment area in the Commercial Envelope.
3.78 BILL NO. 7.07 – KITCHEN CABINETS AND WARDROBES | [5 empty] | 3 (out of 3) | 12400038 | 3 (out of 3) | 9388080 | 3 (out of 3) | 9388080 | 3 (out of 3) | 8154900 | 3 (out of 3) | 9584838 | 3 (out of 3) | 16995848.94 | 3 (out of 3) | 9947496.96
| Note | Note Details
3.78.1 | - | KITCHEN CABINETS
| Item Code | Description | Item Remarks | Unit of Measurement | Quantity/Base Price | Unit Price/Discount % | Total | Unit Price/Discount % | Total | Unit Price/Discount % | Total | Unit Price/Discount % | Total | Unit Price/Discount % | Total | Unit Price/Discount % | Total | Unit Price/Discount % | Total
3.78.2 | 7.07.01 | (*) Supply & fix kitchen cabinets with Moisture resistant white Melamine MDF, shutters in post formed laminated MDF including Kitchen sink, Cooker Hood, 10 liters segregated cabinets (4 bins) for recyclable and non recycable bins, Mixer and Counter Top all complete as per detail drawings and Specification. |  | Item | 306 | 10718 | 3279708 | 12350 | 3779100 | 12350 | 3779100 | 10400 | 3182400 | 8663 | 2650878 | 14138.05 | 4326243.3 | 10064.18 | 3079639.08
| Note | Note Details
3.78.3 | - | WARDROBES
| Item Code | Description | Item Remarks | Unit of Measurement | Quantity/Base Price | Unit Price/Discount % | Total | Unit Price/Discount % | Total | Unit Price/Discount % | Total | Unit Price/Discount % | Total | Unit Price/Discount % | Total | Unit Price/Discount % | Total | Unit Price/Discount % | Total
3.78.4 | 7.07.02 | (*) Supply & fix wardrobes with Moisture resistant MDF, shutters in post formed laminated MDF including all complete accessories as per detail drawings and Specification. |  | Item | 306 | 29805 | 9120330 | 18330 | 5608980 | 18330 | 5608980 | 16250 | 4972500 | 22660 | 6933960 | 41403.94 | 12669605.64 | 22443.98 | 6867857.88
| Note | Note Details
3.78.5 | - | Contractor's Adjustment
| Item Code | Description | Item Remarks | Unit of Measurement | Quantity/Base Price | Unit Price/Discount % | Total | Unit Price/Discount % | Total | Unit Price/Discount % | Total | Unit Price/Discount % | Total | Unit Price/Discount % | Total | Unit Price/Discount % | Total | Unit Price/Discount % | Total
3.78.6 | 7.07.03 | (*) The Contractor may price here any new items or additional quantity for an existing BOQ item, which are shown in the Drawings or any other Tender/Contract Documents but overlooked or not specifically mentioned herein and is necessary for the satisfactory completion of the Works/this section. Should the Contractor fail to insert any item here, it will be deemed that his lump sum Tender Price includes all such items and no claims for additional items will be entertained. |  | Sum | 1 | 0 | 0 | 0 | 0 | 0 | 0 | 0 | 0 | 0 | 0 | 0 | 0 | 0 | 0
| Note | Note Details
3.78.7 | - | Please attach one PDF file to be named "Additional Items for (insert bill no/name & Section No/name)" for the details of these additional items in the additional attachment area in the Commercial Envelope.
3.79 BILL NO. 7.08 – ELECTRICAL INSTALLATION AND FIRE FIGHTING | [5 empty] | 70 (out of 70) | 53457894 | 70 (out of 70) | 54272266 | 70 (out of 70) | 54272266 | 70 (out of 70) | 48384856 | 70 (out of 70) | 45098810 | 70 (out of 70) | 57809328.2 | 70 (out of 70) | 137801102.39
| Note | Note Details
3.79.1 | - | ELECTRICAL WORKS
3.79.2 | - | ELECTRICAL INSTALLATIONS
3.79.3 | - | All equipment, material and accessories used in the electrical installation works shall conform strictly to the requirements of the specification and shall be verified to suitable for use on 400/230V, 50HZ AC supply.
| Item Code | Description | Item Remarks | Unit of Measurement | Quantity/Base Price | Unit Price/Discount % | Total | Unit Price/Discount % | Total | Unit Price/Discount % | Total | Unit Price/Discount % | Total | Unit Price/Discount % | Total | Unit Price/Discount % | Total | Unit Price/Discount % | Total
3.79.4 | 7.08.01 | (*) Allow for all works required & shown on drawings for house connection and incoming main installation including liaising and paying connection charges for acquiring main supply, coordination with AADC & ETISALT/ Service provider for obtaining permanent power and telephone connection to the villas, approvals from local authorities for various services like electricity, telephone, etc. also for complying with latest wiring regulations of the relevant authorities |  | Item | 1 | 53457894 | 53457894 | 1530000 | 1530000 | 1530000 | 1530000 | 3504600 | 3504600 | 1710000 | 1710000 | 0 | 0 | 0 | 0
| Note | Note Details
3.79.5 | - | MAINS DISTRIBUTION BOARD
| Item Code | Description | Item Remarks | Unit of Measurement | Quantity/Base Price | Unit Price/Discount % | Total | Unit Price/Discount % | Total | Unit Price/Discount % | Total | Unit Price/Discount % | Total | Unit Price/Discount % | Total | Unit Price/Discount % | Total | Unit Price/Discount % | Total
3.79.6 | 7.08.02 | (*) Supply, install, test & connect low voltage main distribution board comprising all breakers bus-bars, meters, indicator all in accordance with specification and as detailed in drawing. |  | nr | 306 | 0 | 0 | 9800 | 2998800 | 9800 | 2998800 | 5469 | 1673514 | 5647 | 1727982 | 9082.74 | 2779318.44 | 0 | 0
| Note | Note Details
3.79.7 | - | FINAL DISTRIBUTION BOARDS
3.79.8 | - | Supply, install, test and connect all final distribution board MCB boards, including MCBIS-9ka contactor, cable termination etc… as specified and shown on drawings.
| Item Code | Description | Item Remarks | Unit of Measurement | Quantity/Base Price | Unit Price/Discount % | Total | Unit Price/Discount % | Total | Unit Price/Discount % | Total | Unit Price/Discount % | Total | Unit Price/Discount % | Total | Unit Price/Discount % | Total | Unit Price/Discount % | Total
3.79.9 | 7.08.03 | (*) DB-G (Ground Floor) |  | nr | 306 | 0 | 0 | 3000 | 918000 | 3000 | 918000 | 1886 | 577116 | 2647 | 809982 | 1238.98 | 379127.88 | 0 | 0
3.79.10 | 7.08.04 | (*) DB-F (First Floor) |  | nr | 306 | 0 | 0 | 2615 | 800190 | 2615 | 800190 | 2402 | 735012 | 2082 | 637092 | 1238.98 | 379127.88 | 0 | 0
3.79.11 | 7.08.05 | (*) DB-A/C (First Floor) |  | nr | 306 | 0 | 0 | 2378 | 727668 | 2378 | 727668 | 2948 | 902088 | 1671 | 511326 | 2219.83 | 679267.98 | 0 | 0
3.79.12 | 7.08.06 | (*) DB-S (Ground Floor) |  | nr | 306 | 0 | 0 | 1907 | 583542 | 1907 | 583542 | 1779 | 544374 | 1706 | 522036 | 1238.98 | 379127.88 | 0 | 0
| Note | Note Details
3.79.13 | - | ISOLATORS
3.79.14 | - | Supply, install, test and connect the following heavy duty, weather proof isolator for mechanical equipment as include cables, conduits & all accessories from respective DBS as specified and shown on the drawings
| Item Code | Description | Item Remarks | Unit of Measurement | Quantity/Base Price | Unit Price/Discount % | Total | Unit Price/Discount % | Total | Unit Price/Discount % | Total | Unit Price/Discount % | Total | Unit Price/Discount % | Total | Unit Price/Discount % | Total | Unit Price/Discount % | Total
3.79.15 | 7.08.07 | (*) 16 A SPN isolator |  | nr | 2754 | 0 | 0 | 290 | 798660 | 290 | 798660 | 527 | 1451358 | 212 | 583848 | 464.62 | 1279563.48 | 0 | 0
3.79.16 | 7.08.08 | (*) 20A SPN Isolator, weather proof |  | nr | 2448 | 0 | 0 | 305 | 746640 | 305 | 746640 | 527 | 1290096 | 235 | 575280 | 481.55 | 1178834.4 | 0 | 0
3.79.17 | 7.08.09 | (*) 40A SPN Isolator, weather proof |  | nr | 306 | 0 | 0 | 320 | 97920 | 320 | 97920 | 527 | 161262 | 304 | 93024 | 576.54 | 176421.24 | 0 | 0
3.79.18 | 7.08.10 | (*) 32A TP Isolator, weather proof |  | nr | 612 | 0 | 0 | 340 | 208080 | 340 | 208080 | 605 | 370260 | 562 | 343944 | 544.92 | 333491.04 | 0 | 0
| Note | Note Details
3.79.19 | - | CABLES
3.79.20 | - | Supply, install, test and connect all armoured cables as per the specification. As following from MDB to :
| Item Code | Description | Item Remarks | Unit of Measurement | Quantity/Base Price | Unit Price/Discount % | Total | Unit Price/Discount % | Total | Unit Price/Discount % | Total | Unit Price/Discount % | Total | Unit Price/Discount % | Total | Unit Price/Discount % | Total | Unit Price/Discount % | Total
3.79.21 | 7.08.11 | (*) MDB to DB-G (4CX35 mm2 + 1CX16 mm2 XLPE/SWA/PVC) |  | m | 9180 | 0 | 0 | 74 | 679320 | 74 | 679320 | 58 | 532440 | 64 | 587520 | 125.03 | 1147775.4 | 0 | 0
3.79.22 | 7.08.12 | (*) MDB to DB-F (4CX16 mm2 + 1CX16 mm2 XLPE/SWA/PVC) |  | m | 10710 | 0 | 0 | 47 | 503370 | 47 | 503370 | 39 | 417690 | 45 | 481950 | 69.81 | 747665.1 | 0 | 0
3.79.23 | 7.08.13 | (*) MDB to DB-A/C (4CX10 mm2 + 1CX10 mm2 XLPE/SWA/PVC) |  | m | 10710 | 0 | 0 | 35 | 374850 | 35 | 374850 | 27 | 289170 | 35 | 374850 | 52.41 | 561311.1 | 0 | 0
3.79.24 | 7.08.14 | (*) MDB to DB-S (4CX10 mm2 + 1CX10 mm2 XLPE/SWA/PVC) |  | m | 9180 | 0 | 0 | 35 | 321300 | 35 | 321300 | 27 | 247860 | 35 | 321300 | 52.41 | 481123.8 | 0 | 0
| Note | Note Details
3.79.25 | - | Switches including cables and conduits , box etc
| Item Code | Description | Item Remarks | Unit of Measurement | Quantity/Base Price | Unit Price/Discount % | Total | Unit Price/Discount % | Total | Unit Price/Discount % | Total | Unit Price/Discount % | Total | Unit Price/Discount % | Total | Unit Price/Discount % | Total | Unit Price/Discount % | Total
3.79.26 | 7.08.15 | (*) 1 gang 1 way Switch |  | nr | 3978 | 0 | 0 | 230 | 914940 | 230 | 914940 | 95 | 377910 | 171 | 680238 | 16.93 | 67347.54 | 0 | 0
3.79.27 | 7.08.16 | (*) 2 gang 1 way Switch |  | nr | 2754 | 0 | 0 | 255 | 702270 | 255 | 702270 | 101 | 278154 | 176 | 484704 | 26.02 | 71659.08 | 0 | 0
3.79.28 | 7.08.17 | (*) 3 gang 1 way Switch |  | nr | 2142 | 0 | 0 | 300 | 642600 | 300 | 642600 | 108 | 231336 | 182 | 389844 | 28.91 | 61925.22 | 0 | 0
3.79.29 | 7.08.18 | (*) 1 gang 2 way switch |  | nr | 3060 | 0 | 0 | 280 | 856800 | 280 | 856800 | 101 | 309060 | 176 | 538560 | 17.35 | 53091 | 0 | 0
3.79.30 | 7.08.19 | (*) 2 gang 2 way switch |  | nr | 1224 | 0 | 0 | 310 | 379440 | 310 | 379440 | 106 | 129744 | 188 | 230112 | 27.26 | 33366.24 | 0 | 0
3.79.31 | 7.08.20 | (*) 3 gang 2 way switch |  | nr | 612 | 0 | 0 | 325 | 198900 | 325 | 198900 | 117 | 71604 | 200 | 122400 | 36.34 | 22240.08 | 0 | 0
3.79.32 | 7.08.21 | (*) 1 gang 1 way switch W/P |  | nr | 612 | 0 | 0 | 300 | 183600 | 300 | 183600 | 153 | 93636 | 207 | 126684 | 20.65 | 12637.8 | 0 | 0
3.79.33 | 7.08.22 | (*) Door bell |  | nr | 306 | 0 | 0 | 300 | 91800 | 300 | 91800 | 140 | 42840 | 71 | 21726 | 66.08 | 20220.48 | 0 | 0
3.79.34 | 7.08.23 | (*) Bell push button |  | nr | 306 | 0 | 0 | 300 | 91800 | 300 | 91800 | 102 | 31212 | 24 | 7344 | 24.78 | 7582.68 | 0 | 0
| Note | Note Details
3.79.35 | - | CIRCUIT WIRE IN PVC
3.79.36 | - | Supply, install and test the following including PVC conduits and accessories, wires, switches, socket and all other necessary accessories as per drawing and specification:
| Item Code | Description | Item Remarks | Unit of Measurement | Quantity/Base Price | Unit Price/Discount % | Total | Unit Price/Discount % | Total | Unit Price/Discount % | Total | Unit Price/Discount % | Total | Unit Price/Discount % | Total | Unit Price/Discount % | Total | Unit Price/Discount % | Total
3.79.37 | 7.08.24 | (*) Light point |  | nr | 36500 | 0 | 0 | 260 | 9490000 | 260 | 9490000 | 92 | 3358000 | 106 | 3869000 | 320.07 | 11682555 | 0 | 0
3.79.38 | 7.08.25 | (*) 13A single switched socket |  | nr | 10710 | 0 | 0 | 260 | 2784600 | 260 | 2784600 | 150 | 1606500 | 169 | 1809990 | 351.04 | 3759638.4 | 0 | 0
3.79.39 | 7.08.26 | (*) 13A single switched socket, weather proof |  | nr | 2754 | 0 | 0 | 362 | 996948 | 362 | 996948 | 186 | 512244 | 194 | 534276 | 465.86 | 1282978.44 | 0 | 0
3.79.40 | 7.08.27 | (*) 13A twin switched socket |  | nr | 7650 | 0 | 0 | 310 | 2371500 | 310 | 2371500 | 161 | 1231650 | 181 | 1384650 | 359.3 | 2748645 | 0 | 0
3.79.41 | 7.08.28 | (*) Shaver socket outlet |  | nr | 1224 | 0 | 0 | 320 | 391680 | 320 | 391680 | 228 | 279072 | 306 | 374544 | 483.2 | 591436.8 | 0 | 0
3.79.42 | 7.08.29 | (*) 20A DP switch with outlet for A/C |  | nr | 918 | 0 | 0 | 350 | 321300 | 350 | 321300 | 179 | 164322 | 186 | 170748 | 341.13 | 313157.34 | 0 | 0
3.79.43 | 7.08.30 | (*) 20A Flex outlet |  | nr | 4896 | 0 | 0 | 260 | 1272960 | 260 | 1272960 | 149 | 729504 | 129 | 631584 | 346.91 | 1698471.36 | 0 | 0
3.79.44 | 7.08.31 | (*) 45A cooker control unit |  | nr | 306 | 0 | 0 | 400 | 122400 | 400 | 122400 | 136 | 41616 | 214 | 65484 | 355.17 | 108682.02 | 0 | 0
3.79.45 | 7.08.32 | (*) DP socket outlet for cooker control |  | nr | 306 | 0 | 0 | 260 | 79560 | 260 | 79560 | 162 | 49572 | 186 | 56916 | 342.78 | 104890.68 | 0 | 0
3.79.46 | 7.08.33 | (*) 20A DP switch with neon indicator for WH & DW |  | nr | 4590 | 0 | 0 | 350 | 1606500 | 350 | 1606500 | 165 | 757350 | 186 | 853740 | 341.13 | 1565786.7 | 0 | 0
3.79.47 | 7.08.34 | (*) Exhaust fan point (with 3A fused spur flexible outlet) |  | nr | 1530 | 0 | 0 | 260 | 397800 | 260 | 397800 | 149 | 227970 | 127 | 194310 | 342.78 | 524453.4 | 0 | 0
3.79.48 | 7.08.35 | (*) Kitchen Hood |  | nr | 306 | 0 | 0 | 350 | 107100 | 350 | 107100 | 319 | 97614 | 169 | 51714 | 342.78 | 104890.68 | 0 | 0
3.79.49 | 7.08.36 | (*) Electrical Outlet For (Water Tape sensor, wifi Access point , Intercom unit) |  | nr | 918 | 0 | 0 | 260 | 238680 | 260 | 238680 | 150 | 137700 | 169 | 155142 | 355.17 | 326046.06 | 0 | 0
3.79.50 | 7.08.37 | (*) KWH meter outside the electrical room with GRP enclosure as per AADC requirements. |  | nr | 306 | 0 | 0 | 2500 | 765000 | 2500 | 765000 | 2030 | 621180 | 2941 | 899946 | 0 | 0 | 0 | 0
| Note | Note Details
3.79.51 | - | MANUAL BELL
| Item Code | Description | Item Remarks | Unit of Measurement | Quantity/Base Price | Unit Price/Discount % | Total | Unit Price/Discount % | Total | Unit Price/Discount % | Total | Unit Price/Discount % | Total | Unit Price/Discount % | Total | Unit Price/Discount % | Total | Unit Price/Discount % | Total
3.79.52 | 7.08.38 | (*) Supply, install and test complete bell including wiring and accessories. |  | nr | 306 | 0 | 0 | 350 | 107100 | 350 | 107100 | 255 | 78030 | 235 | 71910 | 330.39 | 101099.34 | 0 | 0
| Note | Note Details
3.79.53 | - | LIGHT FITTINGS
3.79.54 | - | Supply, installation, connecting, testing and commissioning of lighting fixtures including all lamps, mounting brackets, suspension cords, accessories and all necessary auxiliary works as per specifications and drawings.
| Item Code | Description | Item Remarks | Unit of Measurement | Quantity/Base Price | Unit Price/Discount % | Total | Unit Price/Discount % | Total | Unit Price/Discount % | Total | Unit Price/Discount % | Total | Unit Price/Discount % | Total | Unit Price/Discount % | Total | Unit Price/Discount % | Total
3.79.55 | 7.08.45 | (*) F1 |  | nr | 1836 | 0 | 0 | 206 | 378216 | 206 | 378216 | 201 | 369036 | 218 | 400248 | 342.06 | 628022.16 | 0 | 0
3.79.56 | 7.08.46 | (*) F2 |  | nr | 2754 | 0 | 0 | 200 | 550800 | 200 | 550800 | 226 | 622404 | 194 | 534276 | 342.06 | 942033.24 | 0 | 0
3.79.57 | 7.08.47 | (*) F2A |  | nr | 8568 | 0 | 0 | 200 | 1713600 | 200 | 1713600 | 220 | 1884960 | 176 | 1507968 | 267.24 | 2289712.32 | 0 | 0
3.79.58 | 7.08.48 | (*) F3 |  | nr | 3060 | 0 | 0 | 210 | 642600 | 210 | 642600 | 236 | 722160 | 171 | 523260 | 267.24 | 817754.4 | 0 | 0
3.79.59 | 7.08.49 | (*) F4 |  | nr | 3060 | 0 | 0 | 154 | 471240 | 154 | 471240 | 207 | 633420 | 206 | 630360 | 209.51 | 641100.6 | 0 | 0
3.79.60 | 7.08.50 | (*) F5 |  | nr | 10098 | 0 | 0 | 160 | 1615680 | 160 | 1615680 | 338 | 3413124 | 241 | 2433618 | 295.02 | 2979111.96 | 0 | 0
3.79.61 | 7.08.51 | (*) F6 |  | nr | 1224 | 0 | 0 | 175 | 214200 | 175 | 214200 | 239 | 292536 | 206 | 252144 | 623.18 | 762772.32 | 0 | 0
3.79.62 | 7.08.52 | (*) F8 |  | nr | 7956 | 0 | 0 | 210 | 1670760 | 210 | 1670760 | 296 | 2354976 | 288 | 2291328 | 267.24 | 2126161.44 | 0 | 0
3.79.63 | 7.08.53 | (*) P1 |  | nr | 1224 | 0 | 0 | 100 | 122400 | 100 | 122400 | 64 | 78336 | 29 | 35496 | 16.03 | 19620.72 | 0 | 0
3.79.64 | 7.08.54 | (*) CH |  | nr | 3366 | 0 | 0 | 120 | 403920 | 120 | 403920 | 106 | 356796 | 265 | 891990 | 16.03 | 53956.98 | 0 | 0
3.79.65 | 7.08.55 | (*) EL |  | nr | 918 | 0 | 0 | 400 | 367200 | 400 | 367200 | 256 | 235008 | 159 | 145962 | 213.79 | 196259.22 | 0 | 0
3.79.66 | 7.08.56 | (*) EX |  | nr | 612 | 0 | 0 | 431 | 263772 | 431 | 263772 | 266 | 162792 | 559 | 342108 | 235.17 | 143924.04 | 0 | 0
| Note | Note Details
3.79.67 | - | EARTHING SYSTEM
| Item Code | Description | Item Remarks | Unit of Measurement | Quantity/Base Price | Unit Price/Discount % | Total | Unit Price/Discount % | Total | Unit Price/Discount % | Total | Unit Price/Discount % | Total | Unit Price/Discount % | Total | Unit Price/Discount % | Total | Unit Price/Discount % | Total
3.79.68 | 7.08.57 | (*) Supply, installation, testing and commissioning of a complete protective earthing system for the building, earthing should be done with proper cables as per B.S including earthing pits, earthing electrodes, potential equalizing bar, bare copper conductors, fixing brackets, test links, suspensions, drilling, all necessary accessories, ancillary works and all materials required to complete installation as per specifications, drawings and to be approved from local authorities. |  | Item | 1 | 0 | 0 | 612000 | 612000 | 612000 | 612000 | 1299888 | 1299888 | 936000 | 936000 | 833409.54 | 833409.54 | 0 | 0
| Note | Note Details
3.79.69 | - | LOW CURRENT SYSTEMS
3.79.70 | - | FIRE ALARM SYSTEM
3.79.71 | - | Supply, installation, connecting, testing and commissioning of fire alarm system as specified below including analogue addressable fire alarm control panel (FACP) complete with batteries and charger, software, cables, conduits, trunking, fire alarm devices like smoke detector, heat detectors, manual station, sounder, control module, monitor module ...etc. and all accessories required to complete installation as per Specification and drawings.
| Item Code | Description | Item Remarks | Unit of Measurement | Quantity/Base Price | Unit Price/Discount % | Total | Unit Price/Discount % | Total | Unit Price/Discount % | Total | Unit Price/Discount % | Total | Unit Price/Discount % | Total | Unit Price/Discount % | Total | Unit Price/Discount % | Total
3.79.72 | 7.08.58 | (*) Addressable fire alarm control panel two loops |  | nr | 306 | 0 | 0 | 4500 | 1377000 | 4500 | 1377000 | 7965 | 2437290 | 5051 | 1545606 | 5575.4 | 1706072.4 | 0 | 0
3.79.73 | 7.08.59 | (*) Addressable smoke detector |  | nr | 5202 | 0 | 0 | 150 | 780300 | 150 | 780300 | 122 | 634644 | 162 | 842724 | 139.38 | 725054.76 | 0 | 0
3.79.74 | 7.08.60 | (*) Addressable heat detector |  | nr | 306 | 0 | 0 | 180 | 55080 | 180 | 55080 | 138 | 42228 | 172 | 52632 | 185.85 | 56870.1 | 0 | 0
3.79.75 | 7.08.61 | (*) Addressable manual call point |  | nr | 612 | 0 | 0 | 120 | 73440 | 120 | 73440 | 122 | 74664 | 216 | 132192 | 139.38 | 85300.56 | 0 | 0
3.79.76 | 7.08.62 | (*) Addressable control module |  | nr | 612 | 0 | 0 | 200 | 122400 | 200 | 122400 | 196 | 119952 | 253 | 154836 | 139.38 | 85300.56 | 0 | 0
3.79.77 | 7.08.63 | (*) Addressable fire alarm bell with strobe |  | nr | 612 | 0 | 0 | 250 | 153000 | 250 | 153000 | 239 | 146268 | 361 | 220932 | 232.31 | 142173.72 | 0 | 0
3.79.78 | 7.08.64 | (*) Fire alarm outlets complete with outlet boxes, pull boxes, conduits (PVC type in case of embedded in concrete or galvanized steel in case of exposed fixation), conduit fittings, trunking, fire resistant cables (105°C) and all other accessories |  | nr | 7344 | 0 | 0 | 100 | 734400 | 100 | 734400 | 436 | 3201984 | 245 | 1799280 | 402.67 | 2957208.48 | 0 | 0
| Note | Note Details
3.79.79 | - | COMMUNICATION SYSTEMS
3.79.80 | - | Supply, installation, connecting, testing and commissioning of communication systems including all conduits, duct, wires, cables, boxes, socket outlet , utility connection and and all accessories required to complete installation as per specifications, Etisalat requirements and drawings.
| Item Code | Description | Item Remarks | Unit of Measurement | Quantity/Base Price | Unit Price/Discount % | Total | Unit Price/Discount % | Total | Unit Price/Discount % | Total | Unit Price/Discount % | Total | Unit Price/Discount % | Total | Unit Price/Discount % | Total | Unit Price/Discount % | Total
3.79.81 | 7.08.65 | (*) ONU + accessories |  | nr | 306 | 0 | 0 | 1500 | 459000 | 1500 | 459000 | 212 | 64872 | 329 | 100674 | 325.23 | 99520.38 | 0 | 0
3.79.82 | 7.08.66 | (*) Telephone socket |  | nr | 2142 | 0 | 0 | 100 | 214200 | 100 | 214200 | 23 | 49266 | 24 | 51408 | 392.34 | 840392.28 | 0 | 0
3.79.83 | 7.08.67 | (*) Data socket |  | nr | 4284 | 0 | 0 | 110 | 471240 | 110 | 471240 | 23 | 98532 | 24 | 102816 | 392.34 | 1680784.56 | 0 | 0
3.79.84 | 7.08.68 | (*) Communication outlets including cat6 cables, conduits, boxes and all accessories |  | nr | 6426 | 0 | 0 | 400 | 2570400 | 400 | 2570400 | 113 | 726138 | 447 | 2872422 | 0 | 0 | 0 | 0
| Note | Note Details
3.79.85 | - | INTERCOM SYSTEM
3.79.86 | - | Supply, installation, connecting, testing and commissioning of intercom system including all conduits, duct, wires, cables, boxes, socket outlet and and all accessories required to complete installation as per specifications and drawings.
| Item Code | Description | Item Remarks | Unit of Measurement | Quantity/Base Price | Unit Price/Discount % | Total | Unit Price/Discount % | Total | Unit Price/Discount % | Total | Unit Price/Discount % | Total | Unit Price/Discount % | Total | Unit Price/Discount % | Total | Unit Price/Discount % | Total
3.79.87 | 7.08.69 | (*) Master intercom calling unit complete with all accessories |  | nr | 306 | 0 | 0 | 600 | 183600 | 600 | 183600 | 2201 | 673506 | 1765 | 540090 | 934.4 | 285926.4 | 0 | 0
3.79.88 | 7.08.70 | (*) Slave intercom receiving unit |  | nr | 612 | 0 | 0 | 250 | 153000 | 250 | 153000 | 807 | 493884 | 1176 | 719712 | 609.16 | 372805.92 | 0 | 0
| Note | Note Details
3.79.89 | - | MATV IF SYSTEM
3.79.90 | - | Supply, installation, connecting, testing and commissioning of MATV system including all conduits, duct, wires, cables, boxes, socket outlet and and all accessories required to complete installation as per specifications and drawings.
| Item Code | Description | Item Remarks | Unit of Measurement | Quantity/Base Price | Unit Price/Discount % | Total | Unit Price/Discount % | Total | Unit Price/Discount % | Total | Unit Price/Discount % | Total | Unit Price/Discount % | Total | Unit Price/Discount % | Total | Unit Price/Discount % | Total
3.79.91 | 7.08.71 | (*) MATV socket |  | nr | 3366 | 0 | 0 | 200 | 673200 | 200 | 673200 | 400 | 1346400 | 112 | 376992 | 55.75 | 187654.5 | 0 | 0
3.79.92 | 7.08.72 | (*) MATV outlets including RG6 cables, conduits, boxes and all accessories |  | nr | 612 | 0 | 0 | 150 | 91800 | 150 | 91800 | 143 | 87516 | 235 | 143820 | 325.23 | 199040.76 | 0 | 0
3.79.93 | 7.08.73 | (*) MATV junction box |  | nr | 612 | 0 | 0 | 350 | 214200 | 350 | 214200 | 69 | 42228 | 118 | 72216 | 139.38 | 85300.56 | 0 | 0
| Note | Note Details
3.79.94 | - | Provisions for Smart System (Conduits Only)
| Item Code | Description | Item Remarks | Unit of Measurement | Quantity/Base Price | Unit Price/Discount % | Total | Unit Price/Discount % | Total | Unit Price/Discount % | Total | Unit Price/Discount % | Total | Unit Price/Discount % | Total | Unit Price/Discount % | Total | Unit Price/Discount % | Total
3.79.95 | 7.08.74 | (*) Supply, installation, testing and commissioning of provisions for smart system (conduits only) as per specifications and drawings. |  | Item | 1 | 0 | 0 | 306000 | 306000 | 306000 | 306000 | 265500 | 265500 | 540000 | 540000 | 101126.36 | 101126.36 | 0 | 0
| Note | Note Details
3.79.96 | - | SUNDRIES
| Item Code | Description | Item Remarks | Unit of Measurement | Quantity/Base Price | Unit Price/Discount % | Total | Unit Price/Discount % | Total | Unit Price/Discount % | Total | Unit Price/Discount % | Total | Unit Price/Discount % | Total | Unit Price/Discount % | Total | Unit Price/Discount % | Total
3.79.97 | 7.08.75 | (*) Allow for testing and commissioning |  | Item | 1 | 0 | 0 | 210000 | 210000 | 210000 | 210000 | 1299888 | 1299888 | 900000 | 900000 | 0 | 0 | 0 | 0
| Note | Note Details
3.79.98 | - | Contractor's Adjustment
| Item Code | Description | Item Remarks | Unit of Measurement | Quantity/Base Price | Unit Price/Discount % | Total | Unit Price/Discount % | Total | Unit Price/Discount % | Total | Unit Price/Discount % | Total | Unit Price/Discount % | Total | Unit Price/Discount % | Total | Unit Price/Discount % | Total
3.79.99 | 7.08.76 | (*) The Contractor may price here any new items or additional quantity for an existing BOQ item, which are shown in the Drawings or any other Tender/Contract Documents but overlooked or not specifically mentioned herein and is necessary for the satisfactory completion of the Works/this section. Should the Contractor fail to insert any item here, it will be deemed that his lump sum Tender Price includes all such items and no claims for additional items will be entertained. |  | Sum | 1 | 0 | 0 | 0 | 0 | 0 | 0 | 0 | 0 | 0 | 0 | 0 | 0 | 137801102.39 | 137801102.39
| Note | Note Details
3.79.100 | - | Please attach one PDF file to be named "Additional Items for (insert bill no/name & Section No/name)" for the details of these additional items in the additional attachment area in the Commercial Envelope.
3.80 BILL NO. 7.09 – SANITARY, WATER SUPPLY, DRAINAGE AND FIRE FIGHTING SYSTEM | [5 empty] | 66 (out of 66) | 55614888 | 66 (out of 66) | 54275899 | 66 (out of 66) | 54275899 | 66 (out of 66) | 49412448 | 66 (out of 66) | 42822367 | 66 (out of 66) | 59039205.91 | 66 (out of 66) | 0
| Note | Note Details
3.80.1 | - | SANITARY, WATER SUPPLY, DRAINAGE AND FIRE FIGHTING SYSTEM
| Item Code | Description | Item Remarks | Unit of Measurement | Quantity/Base Price | Unit Price/Discount % | Total | Unit Price/Discount % | Total | Unit Price/Discount % | Total | Unit Price/Discount % | Total | Unit Price/Discount % | Total | Unit Price/Discount % | Total | Unit Price/Discount % | Total
3.80.2 | 7.09.01 | (*) Allow for house connections including liaising and paying connection charges for acquiring main supply and return discharge to main lines, coordination with AADC / ADSSC for obtaining permanent connection to the villas, approvals from local authorities for various services like water, sewer, etc. also for complying with latest regulations of the relevant authorities. |  | Item | 1 | 55614888 | 55614888 | 750000 | 750000 | 750000 | 750000 | 265500 | 265500 | 1440000 | 1440000 | 0 | 0 | 0 | 0
| Note | Note Details
3.80.3 | - | Supply and install cold & hot water pipe work from poly propylene random (PPR) with fittings including all builders work and utility connection etc.
3.80.4 | - | Pipes of all diameters as shown on the drawings in the running length fixing in support.
| Item Code | Description | Item Remarks | Unit of Measurement | Quantity/Base Price | Unit Price/Discount % | Total | Unit Price/Discount % | Total | Unit Price/Discount % | Total | Unit Price/Discount % | Total | Unit Price/Discount % | Total | Unit Price/Discount % | Total | Unit Price/Discount % | Total
3.80.5 | 7.09.02 | (*) 63 mm |  | m | 3060 | 0 | 0 | 54 | 165240 | 54 | 165240 | 59 | 180540 | 74 | 226440 | 171.8 | 525708 | 0 | 0
3.80.6 | 7.09.03 | (*) 50 mm |  | m | 4590 | 0 | 0 | 44 | 201960 | 44 | 201960 | 48 | 220320 | 56 | 257040 | 132.16 | 606614.4 | 0 | 0
3.80.7 | 7.09.04 | (*) 40 mm |  | m | 29070 | 0 | 0 | 41 | 1191870 | 41 | 1191870 | 42 | 1220940 | 53 | 1540710 | 105.73 | 3073571.1 | 0 | 0
3.80.8 | 7.09.05 | (*) 32 mm |  | m | 47124 | 0 | 0 | 39 | 1837836 | 39 | 1837836 | 32 | 1507968 | 32 | 1507968 | 79.29 | 3736461.96 | 0 | 0
3.80.9 | 7.09.06 | (*) 25 mm |  | m | 16830 | 0 | 0 | 37 | 622710 | 37 | 622710 | 25 | 420750 | 28 | 471240 | 66.08 | 1112126.4 | 0 | 0
3.80.10 | 7.09.07 | (*) 20 mm |  | m | 23256 | 0 | 0 | 34 | 790704 | 34 | 790704 | 23 | 534888 | 21 | 488376 | 52.86 | 1229312.16 | 0 | 0
3.80.11 | 7.09.08 | (*) 16 mm PPR Pipe embedded in walls |  | m | 25000 | 0 | 0 | 29 | 725000 | 29 | 725000 | 20 | 500000 | 19 | 475000 | 26.43 | 660750 | 0 | 0
3.80.12 | 7.09.09 | (*) Insulation for exposed pipe work in roof using rigid fibber glass 25mm thick having density 28kg/m3 with glass reinforced aluminium foil/kraft paper laminate with canvas cloth foster coating. |  | Item | 1 | 0 | 0 | 650000 | 650000 | 650000 | 650000 | 690300 | 690300 | 270000 | 270000 | 625559.66 | 625559.66 | 0 | 0
3.80.13 | 7.09.10 | (*) Protection for under ground pipes by sleeves |  | Item | 1 | 0 | 0 | 600000 | 600000 | 600000 | 600000 | 1327500 | 1327500 | 180000 | 180000 | 208519.89 | 208519.89 | 0 | 0
| Note | Note Details
3.80.14 | - | OTHER VALVES
3.80.15 | - | Gate Valves
| Item Code | Description | Item Remarks | Unit of Measurement | Quantity/Base Price | Unit Price/Discount % | Total | Unit Price/Discount % | Total | Unit Price/Discount % | Total | Unit Price/Discount % | Total | Unit Price/Discount % | Total | Unit Price/Discount % | Total | Unit Price/Discount % | Total
3.80.16 | 7.09.11 | (*) 50 mm |  | nr | 2142 | 0 | 0 | 85 | 182070 | 85 | 182070 | 159 | 340578 | 76 | 162792 | 125.45 | 268713.9 | 0 | 0
3.80.17 | 7.09.12 | (*) 40 mm |  | nr | 1836 | 0 | 0 | 75 | 137700 | 75 | 137700 | 149 | 273564 | 66 | 121176 | 97.57 | 179138.52 | 0 | 0
3.80.18 | 7.09.13 | (*) 32 mm |  | nr | 3672 | 0 | 0 | 60 | 220320 | 60 | 220320 | 128 | 470016 | 46 | 168912 | 83.63 | 307089.36 | 0 | 0
3.80.19 | 7.09.14 | (*) 25 mm |  | nr | 4590 | 0 | 0 | 55 | 252450 | 55 | 252450 | 95 | 436050 | 31 | 142290 | 69.18 | 317536.2 | 0 | 0
3.80.20 | 7.09.15 | (*) Float Ball Valve |  | nr | 612 | 0 | 0 | 100 | 61200 | 100 | 61200 | 349 | 213588 | 118 | 72216 | 278.77 | 170607.24 | 0 | 0
3.80.21 | 7.09.16 | (*) Hose bib |  | nr | 918 | 0 | 0 | 200 | 183600 | 200 | 183600 | 102 | 93636 | 44 | 40392 | 41.82 | 38390.76 | 0 | 0
3.80.22 | 7.09.17 | (*) Non Return Valves |  | nr | 918 | 0 | 0 | 85 | 78030 | 85 | 78030 | 128 | 117504 | 212 | 194616 | 167.26 | 153544.68 | 0 | 0
3.80.23 | 7.09.18 | (*) Air Vent |  | Item | 1 | 0 | 0 | 153000 | 153000 | 153000 | 153000 | 339840 | 339840 | 30600 | 30600 | 119425.03 | 119425.03 | 0 | 0
3.80.24 | 7.09.19 | (*) Meter as per Estidama for internal water usage |  | nr | 306 | 0 | 0 | 900 | 275400 | 900 | 275400 | 1593 | 487458 | 941 | 287946 | 1842.98 | 563951.88 | 0 | 0
3.80.25 | 7.09.20 | (*) UV- filteration system |  | nr | 612 | 0 | 0 | 3500 | 2142000 | 3500 | 2142000 | 6983 | 4273596 | 5647 | 3455964 | 1930.74 | 1181612.88 | 0 | 0
| Note | Note Details
3.80.26 | - | Supply and install Electric Water Heaters and capacity as mentioned below in the drawings
| Item Code | Description | Item Remarks | Unit of Measurement | Quantity/Base Price | Unit Price/Discount % | Total | Unit Price/Discount % | Total | Unit Price/Discount % | Total | Unit Price/Discount % | Total | Unit Price/Discount % | Total | Unit Price/Discount % | Total | Unit Price/Discount % | Total
3.80.27 | 7.09.21 | (*) EWH 50 litter |  | nr | 1836 | 0 | 0 | 500 | 918000 | 500 | 918000 | 473 | 868428 | 441 | 809676 | 255.54 | 469171.44 | 0 | 0
3.80.28 | 7.09.22 | (*) EWH 30 litter |  | nr | 1224 | 0 | 0 | 400 | 489600 | 400 | 489600 | 425 | 520200 | 424 | 518976 | 232.82 | 284971.68 | 0 | 0
3.80.29 | 7.09.23 | (*) Meter as per Estidama for external water usage |  | nr | 306 | 0 | 0 | 900 | 275400 | 900 | 275400 | 1912 | 585072 | 941 | 287946 | 987.31 | 302116.86 | 0 | 0
3.80.30 | 7.09.24 | (*) Supply & install horizontal / vertical type GRP water tank at ground floor level capacity as shown in drawings, complete with valves, fittings & all associated accessories & works as specified and shown on the drawings. |  | nr | 306 | 0 | 0 | 10000 | 3060000 | 10000 | 3060000 | 10886 | 3331116 | 3176 | 971856 | 9653.7 | 2954032.2 | 0 | 0
3.80.31 | 7.09.25 | (*) Ditto but capacity as shown in drawings to be installed at roof level including 4000 x 2500 x 2000mm shade with bases and all required accessories as per drawings. |  | nr | 306 | 0 | 0 | 6000 | 1836000 | 6000 | 1836000 | 9691 | 2965446 | 1129 | 345474 | 4826.85 | 1477016.1 | 0 | 0
| Note | Note Details
3.80.32 | - | Supply & install water meter with GRP box 600x250x200 mm as per AA requirements.
| Item Code | Description | Item Remarks | Unit of Measurement | Quantity/Base Price | Unit Price/Discount % | Total | Unit Price/Discount % | Total | Unit Price/Discount % | Total | Unit Price/Discount % | Total | Unit Price/Discount % | Total | Unit Price/Discount % | Total | Unit Price/Discount % | Total
3.80.33 | 7.09.26 | (*) Meter 1'' Dia. |  | nr | 306 | 0 | 0 | 2500 | 765000 | 2500 | 765000 | 1912 | 585072 | 2353 | 720018 | 263.28 | 80563.68 | 0 | 0
3.80.34 | 7.09.27 | (*) Supply & install testing & commissioning of fully packaged automatic water transfer pump set (one working & one stand by) complete with control panel switches etc, complete with all connections with foundation and covers |  | Item | 1 | 0 | 0 | 1368738 | 1368738 | 1368738 | 1368738 | 1286240 | 1286240 | 3006000 | 3006000 | 1101048.19 | 1101048.19 | 0 | 0
3.80.35 | 7.09.28 | (*) Ditto but booster pump set, 1 duty , 1 standby with pressure vessel with foundation and cover |  | Item | 1 | 0 | 0 | 2341206 | 2341206 | 2341206 | 2341206 | 1826343 | 1826343 | 3636000 | 3636000 | 1906693.2 | 1906693.2 | 0 | 0
3.80.36 | 7.09.29 | (*) External Pipes for water supply |  | Item | 1 | 0 | 0 | 700000 | 700000 | 700000 | 700000 | 1593000 | 1593000 | 396000 | 396000 | 242641.32 | 242641.32 | 0 | 0
| Note | Note Details
3.80.37 | - | DRAINAGE
3.80.38 | - | EXTERNAL PIPES
3.80.39 | - | Supply and install buried external drainage pipes in UPVC class 10 with all associated builder works and utility connection.
| Item Code | Description | Item Remarks | Unit of Measurement | Quantity/Base Price | Unit Price/Discount % | Total | Unit Price/Discount % | Total | Unit Price/Discount % | Total | Unit Price/Discount % | Total | Unit Price/Discount % | Total | Unit Price/Discount % | Total | Unit Price/Discount % | Total
3.80.40 | 7.09.30 | (*) 6'' dia. CL-10 |  | m | 23562 | 0 | 0 | 125 | 2945250 | 125 | 2945250 | 77 | 1814274 | 25 | 589050 | 243.17 | 5729571.54 | 0 | 0
3.80.41 | 7.09.31 | (*) 4'' dia. CL-10 |  | m | 13464 | 0 | 0 | 50 | 673200 | 50 | 673200 | 61 | 821304 | 16 | 215424 | 190.31 | 2562333.84 | 0 | 0
3.80.42 | 7.09.32 | (*) 3'' dia. CL-10 |  | m | 18972 | 0 | 0 | 40 | 758880 | 40 | 758880 | 52 | 986544 | 12 | 227664 | 163.88 | 3109131.36 | 0 | 0
3.80.43 | 7.09.33 | (*) 2'' dia. CL-10 |  | m | 7344 | 0 | 0 | 35 | 257040 | 35 | 257040 | 38 | 279072 | 7 | 51408 | 126.87 | 931733.28 | 0 | 0
3.80.44 | 7.09.34 | (*) Supply and install 4" rain water pipes from rain water gutters as shown on the drawings. |  | Item | 1 | 0 | 0 | 292750 | 292750 | 292750 | 292750 | 265500 | 265500 | 126000 | 126000 | 441058.61 | 441058.61 | 0 | 0
3.80.45 | 7.09.35 | (*) Supply and install Roof Drain |  | nr | 2448 | 0 | 0 | 450 | 1101600 | 450 | 1101600 | 69 | 168912 | 729 | 1784592 | 209.08 | 511827.84 | 0 | 0
| Note | Note Details
3.80.46 | - | INTERNAL PIPES BS-4660 & 4514
3.80.47 | - | Rain , Vent , Soil and Waste pipe work PVC with fittings
| Item Code | Description | Item Remarks | Unit of Measurement | Quantity/Base Price | Unit Price/Discount % | Total | Unit Price/Discount % | Total | Unit Price/Discount % | Total | Unit Price/Discount % | Total | Unit Price/Discount % | Total | Unit Price/Discount % | Total | Unit Price/Discount % | Total
3.80.48 | 7.09.36 | (*) 4" dia. Internal Pipes and Fittings |  | m | 9333 | 0 | 0 | 45 | 419985 | 45 | 419985 | 52 | 485316 | 39 | 363987 | 171.8 | 1603409.4 | 0 | 0
3.80.49 | 7.09.37 | (*) 3" dia. Internal Pipes and Fittings |  | m | 17136 | 0 | 0 | 35 | 599760 | 35 | 599760 | 37 | 634032 | 42 | 719712 | 145.37 | 2491060.32 | 0 | 0
3.80.50 | 7.09.38 | (*) 2" dia. Internal Pipes and Fittings |  | m | 17442 | 0 | 0 | 30 | 523260 | 30 | 523260 | 34 | 593028 | 35 | 610470 | 118.94 | 2074551.48 | 0 | 0
3.80.51 | 7.09.39 | (*) 1" dia. Internal Pipes and Fittings |  | m | 8874 | 0 | 0 | 25 | 221850 | 25 | 221850 | 30 | 266220 | 31 | 275094 | 79.29 | 703619.46 | 0 | 0
3.80.52 | 7.09.40 | (*) Supply and Install vent piping in uPVC according to the approved drawings, including cover on top. |  | Item | 1 | 0 | 0 | 275000 | 275000 | 275000 | 275000 | 217710 | 217710 | 108000 | 108000 | 315433.72 | 315433.72 | 0 | 0
| Note | Note Details
3.80.53 | - | Supply and install floor traps 4" in bathrooms, toilets, kitchens, balconies, and all wet rooms, with approved Chromium plate cover and grating.
| Item Code | Description | Item Remarks | Unit of Measurement | Quantity/Base Price | Unit Price/Discount % | Total | Unit Price/Discount % | Total | Unit Price/Discount % | Total | Unit Price/Discount % | Total | Unit Price/Discount % | Total | Unit Price/Discount % | Total | Unit Price/Discount % | Total
3.80.54 | 7.09.41 | (*) Floor Trap (PVC) 110x75x50mm |  | nr | 3978 | 0 | 0 | 250 | 994500 | 250 | 994500 | 101 | 401778 | 239 | 950742 | 69.69 | 277226.82 | 0 | 0
3.80.55 | 7.09.42 | (*) Supply and fix cleanout with covers as required |  | Item | 1 | 0 | 0 | 475000 | 475000 | 475000 | 475000 | 313290 | 313290 | 0 | 0 | 351877.31 | 351877.31 | 0 | 0
3.80.56 | 7.09.43 | (*) Supply and install gully trap, including all builder's work. Cover and frame shall be light duty. |  | nr | 1836 | 0 | 0 | 1200 | 2203200 | 1200 | 2203200 | 797 | 1463292 | 465 | 853740 | 115.64 | 212315.04 | 0 | 0
3.80.57 | 7.09.44 | (*) Medium duty DI manholes cover including all related civil works for water supply and drainage as per the relevant authority requirements |  | nr | 1836 | 0 | 0 | 2800 | 5140800 | 2800 | 5140800 | 1859 | 3413124 | 1289 | 2366604 | 206.5 | 379134 | 0 | 0
3.80.58 | 7.09.45 | (*) Heavy duty DI manholes cover including all related civil works for water supply and drainage as per the relevant authority requirements |  | nr | 306 | 0 | 0 | 3000 | 918000 | 3000 | 918000 | 2336 | 714816 | 1547 | 473382 | 227.15 | 69507.9 | 0 | 0
3.80.59 | 7.09.46 | (*) Supply and install Grease Interceptor, including all builder's work. Cover and frame shall be light duty. |  | nr | 306 | 0 | 0 | 3500 | 1071000 | 3500 | 1071000 | 3717 | 1137402 | 2824 | 864144 | 2477.95 | 758252.7 | 0 | 0
3.80.60 | 7.09.47 | (*) Supply and install Lint Interceptor, including all builder's work. Cover and frame shall be light duty. |  | nr | 306 | 0 | 0 | 8000 | 2448000 | 8000 | 2448000 | 3186 | 974916 | 0 | 0 | 4129.92 | 1263755.52 | 0 | 0
| Note | Note Details
3.80.61 | - | BUILDER'S WORK
| Item Code | Description | Item Remarks | Unit of Measurement | Quantity/Base Price | Unit Price/Discount % | Total | Unit Price/Discount % | Total | Unit Price/Discount % | Total | Unit Price/Discount % | Total | Unit Price/Discount % | Total | Unit Price/Discount % | Total | Unit Price/Discount % | Total
3.80.62 | 7.09.48 | (*) Allow for all builder's work in connection with plumbing and drainage installation |  | Item | 1 | 0 | 0 | 380500 | 380500 | 380500 | 380500 | 1299888 | 1299888 | 360000 | 360000 | 0 | 0 | 0 | 0
| Note | Note Details
3.80.63 | - | SANITARY WARE
3.80.64 | - | Supply and installation of sanitary fittings including all necessary adhesive, fixing, nailing, screwing and the like as per specifications and as shown on drawings.
| Item Code | Description | Item Remarks | Unit of Measurement | Quantity/Base Price | Unit Price/Discount % | Total | Unit Price/Discount % | Total | Unit Price/Discount % | Total | Unit Price/Discount % | Total | Unit Price/Discount % | Total | Unit Price/Discount % | Total | Unit Price/Discount % | Total
3.80.65 | 7.09.49 | (*) Water Closet (WC) with concealed flush tank, flush plate, etc. |  | nr | 2448 | 0 | 0 | 1300 | 3182400 | 1300 | 3182400 | 743 | 1818864 | 1412 | 3456576 | 2168.44 | 5308341.12 | 0 | 0
3.80.66 | 7.09.50 | (*) Below counter wash basin |  | nr | 1530 | 0 | 0 | 180 | 275400 | 180 | 275400 | 191 | 292230 | 412 | 630360 | 510.22 | 780636.6 | 0 | 0
3.80.67 | 7.09.51 | (*) Wash basin with pedestal |  | nr | 1530 | 0 | 0 | 650 | 994500 | 650 | 994500 | 223 | 341190 | 588 | 899640 | 605.89 | 927011.7 | 0 | 0
3.80.68 | 7.09.52 | (*) Shower tray |  | nr | 1530 | 0 | 0 | 300 | 459000 | 300 | 459000 | 212 | 324360 | 353 | 540090 | 357.16 | 546454.8 | 0 | 0
3.80.69 | 7.09.53 | (*) Bathtub |  | nr | 306 | 0 | 0 | 520 | 159120 | 520 | 159120 | 372 | 113832 | 706 | 216036 | 637.77 | 195157.62 | 0 | 0
3.80.70 | 7.09.54 | (*) Sink Mixer |  | nr | 3060 | 0 | 0 | 310 | 948600 | 310 | 948600 | 234 | 716040 | 353 | 1080180 | 510.22 | 1561273.2 | 0 | 0
3.80.71 | 7.09.55 | (*) Shower Mixer |  | nr | 1836 | 0 | 0 | 600 | 1101600 | 600 | 1101600 | 372 | 682992 | 341 | 626076 | 255.12 | 468400.32 | 0 | 0
3.80.72 | 7.09.56 | (*) Hand spray |  | nr | 2448 | 0 | 0 | 100 | 244800 | 100 | 244800 | 64 | 156672 | 124 | 303552 | 153.07 | 374715.36 | 0 | 0
3.80.73 | 7.09.57 | (*) Soap Holder |  | nr | 2448 | 0 | 0 | 90 | 220320 | 90 | 220320 | 53 | 129744 | 88 | 215424 | 95.67 | 234200.16 | 0 | 0
3.80.74 | 7.09.58 | (*) Towel Rail |  | nr | 2448 | 0 | 0 | 90 | 220320 | 90 | 220320 | 69 | 168912 | 106 | 259488 | 102.04 | 249793.92 | 0 | 0
3.80.75 | 7.09.59 | (*) Tissue Holder |  | nr | 2448 | 0 | 0 | 90 | 220320 | 90 | 220320 | 42 | 102816 | 76 | 186048 | 114.8 | 281030.4 | 0 | 0
3.80.76 | 7.09.60 | (*) Abolution |  | nr | 306 | 0 | 0 | 220 | 67320 | 220 | 67320 | 212 | 64872 | 347 | 106182 | 344.39 | 105383.34 | 0 | 0
| Note | Note Details
3.80.77 | - | 6 mm Thick quality mirror; complete with plywood backing, framing, clips, support and all necessary accessories as required; fixed to concrete/block wall; all in accordance with the Specifications and subject to Engineer's approval
| Item Code | Description | Item Remarks | Unit of Measurement | Quantity/Base Price | Unit Price/Discount % | Total | Unit Price/Discount % | Total | Unit Price/Discount % | Total | Unit Price/Discount % | Total | Unit Price/Discount % | Total | Unit Price/Discount % | Total | Unit Price/Discount % | Total
3.80.78 | 7.09.61 | (*) 600 mm x 1000 mm High overall |  | nr | 1224 | 0 | 0 | 250 | 306000 | 250 | 306000 | 159 | 194616 | 232 | 283968 | 0 | 0 | 0 | 0
3.80.79 | 7.09.62 | (*) 1200 mm x 1000 mm High overall |  | nr | 306 | 0 | 0 | 490 | 149940 | 490 | 149940 | 212 | 64872 | 464 | 141984 | 0 | 0 | 0 | 0
3.80.80 | 7.09.63 | (*) 1700 mm x 1000 mm High overall |  | nr | 918 | 0 | 0 | 675 | 619650 | 675 | 619650 | 266 | 244188 | 657 | 603126 | 0 | 0 | 0 | 0
| Note | Note Details
3.80.81 | - | FIRE FIGHTING SYSTEM
| Item Code | Description | Item Remarks | Unit of Measurement | Quantity/Base Price | Unit Price/Discount % | Total | Unit Price/Discount % | Total | Unit Price/Discount % | Total | Unit Price/Discount % | Total | Unit Price/Discount % | Total | Unit Price/Discount % | Total | Unit Price/Discount % | Total
3.80.82 | 7.09.64 | (*) Supply & Install fire protection requirement and materials as specified shown on the drawing with requirement of civil defence, fire extinguishers. CO2 fire extinguisher- 2.2 Kg |  | Item | 1 | 0 | 0 | 340000 | 340000 | 340000 | 340000 | 270377 | 270377 | 75600 | 75600 | 208519.89 | 208519.89 | 0 | 0
3.80.83 | 7.09.65 | (*) Dry Powder Extinguisher |  | Item | 1 | 0 | 0 | 92000 | 92000 | 92000 | 92000 | 0 | 0 | 32400 | 32400 | 115598.65 | 115598.65 | 0 | 0
| Note | Note Details
3.80.84 | - | Contractor's Adjustment
| Item Code | Description | Item Remarks | Unit of Measurement | Quantity/Base Price | Unit Price/Discount % | Total | Unit Price/Discount % | Total | Unit Price/Discount % | Total | Unit Price/Discount % | Total | Unit Price/Discount % | Total | Unit Price/Discount % | Total | Unit Price/Discount % | Total
3.80.85 | 7.09.66 | (*) The Contractor may price here any new items or additional quantity for an existing BOQ item, which are shown in the Drawings or any other Tender/Contract Documents but overlooked or not specifically mentioned herein and is necessary for the satisfactory completion of the Works/this section. Should the Contractor fail to insert any item here, it will be deemed that his lump sum Tender Price includes all such items and no claims for additional items will be entertained. |  | Sum | 1 | 0 | 0 | 0 | 0 | 0 | 0 | 0 | 0 | 0 | 0 | 0 | 0 | 0 | 0
| Note | Note Details
3.80.86 | - | Please attach one PDF file to be named "Additional Items for (insert bill no/name & Section No/name)" for the details of these additional items in the additional attachment area in the Commercial Envelope.
3.81 BILL NO. 2.10 – AIR CONDITIONING WORKS | [5 empty] | 32 (out of 32) | 43378866 | 32 (out of 32) | 51713800 | 32 (out of 32) | 51713800 | 32 (out of 32) | 35681058 | 32 (out of 32) | 35159940 | 32 (out of 32) | 47713649.76 | 32 (out of 32) | 0
| Note | Note Details
3.81.1 | - | Modular type VRF outdoor units equipped with highly efficient scroll compressors with all inverter type compressor(s), special acryl precoated heat exchanger, low noise condenser fan. The outdoor and indoor units shall be integrated with special super wiring system with a central monitoring remote controller into one common wiring including structural frame work platforms required as per site conditions. All refrigerant piping system shall be imported. Refrigerant should be R410A.
| Item Code | Description | Item Remarks | Unit of Measurement | Quantity/Base Price | Unit Price/Discount % | Total | Unit Price/Discount % | Total | Unit Price/Discount % | Total | Unit Price/Discount % | Total | Unit Price/Discount % | Total | Unit Price/Discount % | Total | Unit Price/Discount % | Total
3.81.2 | 7.10.01 | (*) CU-V-1, Cooling Capacity 21.00 kW |  | nr | 306 | 0 | 0 | 33750 | 10327500 | 33750 | 10327500 | 24426 | 7474356 | 10412 | 3186072 | 0 | 0 | 0 | 0
3.81.3 | 7.10.02 | (*) CU-V-2, Cooling Capacity 21.00 kW |  | nr | 306 | 0 | 0 | 33750 | 10327500 | 33750 | 10327500 | 24426 | 7474356 | 10412 | 3186072 | 0 | 0 | 0 | 0
| Note | Note Details
3.81.4 | - | Split air conditioning unit concealed type(VRF) with cooling coil, electronic expansion valve and multispeed fan motor, The blower shall be dynamicaly balanced and designed for silent operation,the filters shall be Plasma and synthetic washable media type arranged for convenient cleaning and replacement, room thermostat (wireless type), with all required accessories according to drawings and specification (cooling only).
| Item Code | Description | Item Remarks | Unit of Measurement | Quantity/Base Price | Unit Price/Discount % | Total | Unit Price/Discount % | Total | Unit Price/Discount % | Total | Unit Price/Discount % | Total | Unit Price/Discount % | Total | Unit Price/Discount % | Total | Unit Price/Discount % | Total
3.81.5 | 7.10.03 | (*) FCU/V/01, Cooling Capacity 3.7 kW |  | nr | 306 | 0 | 0 | 6000 | 1836000 | 6000 | 1836000 | 2230 | 682380 | 4824 | 1476144 | 9740.31 | 2980534.86 | 0 | 0
3.81.6 | 7.10.04 | (*) FCU/V/02, Cooling Capacity 4.6 Kw |  | nr | 306 | 0 | 0 | 7000 | 2142000 | 7000 | 2142000 | 2655 | 812430 | 5235 | 1601910 | 9740.31 | 2980534.86 | 0 | 0
3.81.7 | 7.10.05 | (*) FCU/V/03, Cooling Capacity 3.5 kW |  | nr | 306 | 0 | 0 | 6000 | 1836000 | 6000 | 1836000 | 2230 | 682380 | 4706 | 1440036 | 9740.31 | 2980534.86 | 0 | 0
3.81.8 | 7.10.06 | (*) FCU/V/04, Cooling Capacity 2.3 kW |  | nr | 306 | 0 | 0 | 5500 | 1683000 | 5500 | 1683000 | 2124 | 649944 | 4000 | 1224000 | 9740.31 | 2980534.86 | 0 | 0
3.81.9 | 7.10.07 | (*) FCU/V/05, Cooling Capacity 3.9 kW |  | nr | 306 | 0 | 0 | 6000 | 1836000 | 6000 | 1836000 | 2336 | 714816 | 4647 | 1421982 | 9740.31 | 2980534.86 | 0 | 0
3.81.10 | 7.10.08 | (*) FCU/V/06, Cooling Capacity 4.7 kW |  | nr | 306 | 0 | 0 | 7000 | 2142000 | 7000 | 2142000 | 2655 | 812430 | 5118 | 1566108 | 9740.31 | 2980534.86 | 0 | 0
3.81.11 | 7.10.09 | (*) FCU/V/07, Cooling Capacity 2.3 kW |  | nr | 306 | 0 | 0 | 5500 | 1683000 | 5500 | 1683000 | 2124 | 649944 | 4000 | 1224000 | 9740.31 | 2980534.86 | 0 | 0
3.81.12 | 7.10.10 | (*) FCU/V/08, Cooling Capacity 2.1 kW |  | nr | 306 | 0 | 0 | 5500 | 1683000 | 5500 | 1683000 | 1859 | 568854 | 4000 | 1224000 | 9740.31 | 2980534.86 | 0 | 0
3.81.13 | 7.10.11 | (*) FCU/V/09, Cooling Capacity 1.5 kW |  | nr | 306 | 0 | 0 | 5000 | 1530000 | 5000 | 1530000 | 1859 | 568854 | 3471 | 1062126 | 9740.31 | 2980534.86 | 0 | 0
3.81.14 | 7.10.12 | (*) IDU/V/01, Cooling Capacity 1.5 kW |  | nr | 306 | 0 | 0 | 4500 | 1377000 | 4500 | 1377000 | 2124 | 649944 | 3506 | 1072836 | 9740.31 | 2980534.86 | 0 | 0
3.81.15 | 7.10.13 | (*) IDU/V/02, Cooling Capacity 3.8 kW |  | nr | 306 | 0 | 0 | 5500 | 1683000 | 5500 | 1683000 | 2443 | 747558 | 4824 | 1476144 | 9740.31 | 2980534.86 | 0 | 0
| Note | Note Details
3.81.16 | - | HVAC unitary air conditioners (Concealed/Mini-Split) with HVAC refrigerant piping and specialities
3.81.17 | - | Decorative-Split air conditioning unit high wall type consisting of indoor &outdoor (condensing unit), and use refrigerant 410 A at maximum EER as per estidama requirement (the fins to be coated by anti corrosion material) complete with cooling coil, air filter, fans, electrical motor, room thermostat (wireless type), with all required accessories according to drawings and specification (cooling only).
| Item Code | Description | Item Remarks | Unit of Measurement | Quantity/Base Price | Unit Price/Discount % | Total | Unit Price/Discount % | Total | Unit Price/Discount % | Total | Unit Price/Discount % | Total | Unit Price/Discount % | Total | Unit Price/Discount % | Total | Unit Price/Discount % | Total
3.81.18 | 7.10.14 | (*) AC-01/CU-01, Cooling Capacity 1.10 kW |  | nr | 306 | 0 | 0 | 3000 | 918000 | 3000 | 918000 | 3983 | 1218798 | 4176 | 1277856 | 0 | 0 | 0 | 0
| Note | Note Details
3.81.19 | - | HVAC Fans
3.81.20 | - | Exhaust air centrifugal inline fan complete with back draft damper, electric motor, weather proof housing,direct drive motor, control panel, and all required accessories according to drawings and specification.
| Item Code | Description | Item Remarks | Unit of Measurement | Quantity/Base Price | Unit Price/Discount % | Total | Unit Price/Discount % | Total | Unit Price/Discount % | Total | Unit Price/Discount % | Total | Unit Price/Discount % | Total | Unit Price/Discount % | Total | Unit Price/Discount % | Total
3.81.21 | 7.10.15 | (*) EF-01, air flow rate 35 l/s |  | nr | 918 | 0 | 0 | 150 | 137700 | 150 | 137700 | 531 | 487458 | 259 | 237762 | 283.93 | 260647.74 | 0 | 0
3.81.22 | 7.10.16 | (*) EF-02, air flow rate 50 l/s |  | nr | 612 | 0 | 0 | 180 | 110160 | 180 | 110160 | 690 | 422280 | 259 | 158508 | 330.39 | 202198.68 | 0 | 0
3.81.23 | 7.10.17 | (*) EF-03, air flow rate 150 l/s |  | nr | 306 | 0 | 0 | 200 | 61200 | 200 | 61200 | 956 | 292536 | 294 | 89964 | 361.37 | 110579.22 | 0 | 0
3.81.24 | 7.10.18 | (*) EF-04, air flow rate 35l/s |  | nr | 1530 | 0 | 0 | 500 | 765000 | 500 | 765000 | 531 | 812430 | 235 | 359550 | 283.93 | 434412.9 | 0 | 0
| Note | Note Details
3.81.25 | - | Sheet Metal Ductwork and Accessories
| Item Code | Description | Item Remarks | Unit of Measurement | Quantity/Base Price | Unit Price/Discount % | Total | Unit Price/Discount % | Total | Unit Price/Discount % | Total | Unit Price/Discount % | Total | Unit Price/Discount % | Total | Unit Price/Discount % | Total | Unit Price/Discount % | Total
3.81.26 | 7.10.19 | (*) Galvanized sheet metal Rectangular duct work (G 90) for supply air, return air, fresh air and exhaust duct as per SMACNA standard including Tee, Elbow, Branches, transition, support and hanger. The length shall be taken along the center line over all fitting and it is understood that the unit rate of duct work will include all hanger support, volume and fire smoke dampers and all other accessories as per drawings and specification. |  | Kg | 131580 | 0 | 0 | 60 | 7894800 | 60 | 7894800 | 30 | 3947400 | 41 | 5394780 | 61.95 | 8151381 | 0 | 0
3.81.27 | 7.10.20 | (*) Thermal insulation (Fiber Glass) 25 mm thickness of 24 kg/m3 density with reinforced Aluminum Vapour barrier as per drawings and specification. |  | m2 | 22950 | 0 | 0 | 25 | 573750 | 25 | 573750 | 17 | 390150 | 53 | 1216350 | 139.38 | 3198771 | 0 | 0
| Note | Note Details
3.81.28 | - | Air Terminals
3.81.29 | - | Exhaust air ceiling diffuser fabricated of extruded aluminum and are polyester powder coated complete all accessories according to the drawings and specification.
| Item Code | Description | Item Remarks | Unit of Measurement | Quantity/Base Price | Unit Price/Discount % | Total | Unit Price/Discount % | Total | Unit Price/Discount % | Total | Unit Price/Discount % | Total | Unit Price/Discount % | Total | Unit Price/Discount % | Total | Unit Price/Discount % | Total
3.81.30 | 7.10.21 | (*) 150mm X 150mm |  | nr | 1224 | 0 | 0 | 80 | 97920 | 80 | 97920 | 47 | 57528 | 353 | 432072 | 278.77 | 341214.48 | 0 | 0
| Note | Note Details
3.81.31 | - | Supply air grill double deflection with adjustable blades fabricated of extruded aluminum and are polyester powder coated complete with opposed blade volume damper and all accessories according to the drawings and specification.
| Item Code | Description | Item Remarks | Unit of Measurement | Quantity/Base Price | Unit Price/Discount % | Total | Unit Price/Discount % | Total | Unit Price/Discount % | Total | Unit Price/Discount % | Total | Unit Price/Discount % | Total | Unit Price/Discount % | Total | Unit Price/Discount % | Total
3.81.32 | 7.10.22 | (*) 500mm X 150mm |  | nr | 918 | 0 | 0 | 90 | 82620 | 90 | 82620 | 101 | 92718 | 588 | 539784 | 348.46 | 319886.28 | 0 | 0
3.81.33 | 7.10.23 | (*) 550mm X 200mm |  | nr | 918 | 0 | 0 | 100 | 91800 | 100 | 91800 | 101 | 92718 | 588 | 539784 | 511.08 | 469171.44 | 0 | 0
3.81.34 | 7.10.24 | (*) 600mm X 200mm |  | nr | 612 | 0 | 0 | 115 | 70380 | 115 | 70380 | 101 | 61812 | 624 | 381888 | 557.54 | 341214.48 | 0 | 0
| Note | Note Details
3.81.35 | - | Return air grill fabricated of extruded aluminum and are polyester powder coated complete with opposed blade volume damper and all accessories according to the drawings and specification.
| Item Code | Description | Item Remarks | Unit of Measurement | Quantity/Base Price | Unit Price/Discount % | Total | Unit Price/Discount % | Total | Unit Price/Discount % | Total | Unit Price/Discount % | Total | Unit Price/Discount % | Total | Unit Price/Discount % | Total | Unit Price/Discount % | Total
3.81.36 | 7.10.25 | (*) 500mm X 150mm |  | nr | 918 | 0 | 0 | 85 | 78030 | 85 | 78030 | 101 | 92718 | 559 | 513162 | 290.39 | 266578.02 | 0 | 0
3.81.37 | 7.10.26 | (*) 550mm X 200mm |  | nr | 918 | 0 | 0 | 95 | 87210 | 95 | 87210 | 101 | 92718 | 588 | 539784 | 425.9 | 390976.2 | 0 | 0
3.81.38 | 7.10.27 | (*) 600mm X 200mm |  | nr | 612 | 0 | 0 | 110 | 67320 | 110 | 67320 | 101 | 61812 | 624 | 381888 | 464.62 | 284347.44 | 0 | 0
| Note | Note Details
3.81.39 | - | Supply air ceiling diffuser fabricated of extruded aluminum and are polyester powder coated complete all accessories according to the drawings and specification.
| Item Code | Description | Item Remarks | Unit of Measurement | Quantity/Base Price | Unit Price/Discount % | Total | Unit Price/Discount % | Total | Unit Price/Discount % | Total | Unit Price/Discount % | Total | Unit Price/Discount % | Total | Unit Price/Discount % | Total | Unit Price/Discount % | Total
3.81.40 | 7.10.28 | (*) 400mm X 400mm |  | nr | 306 | 0 | 0 | 120 | 36720 | 120 | 36720 | 128 | 39168 | 524 | 160344 | 309.74 | 94780.44 | 0 | 0
| Note | Note Details
3.81.41 | - | Return air ceiling diffuser fabricated of extruded aluminum and are polyester powder coated complete all accessories according to the drawings and specification.
| Item Code | Description | Item Remarks | Unit of Measurement | Quantity/Base Price | Unit Price/Discount % | Total | Unit Price/Discount % | Total | Unit Price/Discount % | Total | Unit Price/Discount % | Total | Unit Price/Discount % | Total | Unit Price/Discount % | Total | Unit Price/Discount % | Total
3.81.42 | 7.10.29 | (*) 400mm X 400mm |  | nr | 306 | 0 | 0 | 115 | 35190 | 115 | 35190 | 128 | 39168 | 506 | 154836 | 201.33 | 61606.98 | 0 | 0
3.81.43 | 7.10.30 | (*) Drain UPVC pipes from HVAC equipment to the nearest plumbing floor drain point including all fitting, bend and all ancillary connections as per drawings and specification. |  | Item | 1 | 0 | 0 | 0 | 0 | 0 | 0 | 1593000 | 1593000 | 1080198 | 1080198 | 0 | 0 | 0 | 0
3.81.44 | 7.10.31 | (*) Balancing, Testing, Commissioning of HVAC System: Shall include all equipment's and tools required in performing Testing, commissioning and operation of HVAC equipment, adjusting and air balancing of HVAC system. . |  | Item | 1 | 43378866 | 43378866 | 520000 | 520000 | 520000 | 520000 | 3398400 | 3398400 | 540000 | 540000 | 0 | 0 | 0 | 0
| Note | Note Details
3.81.45 | - | Contractor's Adjustment
| Item Code | Description | Item Remarks | Unit of Measurement | Quantity/Base Price | Unit Price/Discount % | Total | Unit Price/Discount % | Total | Unit Price/Discount % | Total | Unit Price/Discount % | Total | Unit Price/Discount % | Total | Unit Price/Discount % | Total | Unit Price/Discount % | Total
3.81.46 | 7.10.32 | (*) The Contractor may price here any new items or additional quantity for an existing BOQ item, which are shown in the Drawings or any other Tender/Contract Documents but overlooked or not specifically mentioned herein and is necessary for the satisfactory completion of the Works/this section. Should the Contractor fail to insert any item here, it will be deemed that his lump sum Tender Price includes all such items and no claims for additional items will be entertained. |  | Sum | 1 | 0 | 0 | 0 | 0 | 0 | 0 | 0 | 0 | 0 | 0 | 0 | 0 | 0 | 0
| Note | Note Details
3.81.47 | - | Please attach one PDF file to be named "Additional Items for (insert bill no/name & Section No/name)" for the details of these additional items in the additional attachment area in the Commercial Envelope.
3.82 BILL NO. 7.11 – BOUNDARY WALL, GATES, EXTERNAL WORKS AND CAR PARKING | [5 empty] | 11 (out of 11) | 46717869 | 11 (out of 11) | 57104444 | 11 (out of 11) | 57104444 | 11 (out of 11) | 55344298 | 11 (out of 11) | 60861672 | 11 (out of 11) | 57524548.7 | 11 (out of 11) | 67575962.93
| Note | Note Details
3.82.1 | - | BOUNDARY WALL, GATES AND EXTERNAL WORK
3.82.2 | - | Boundary Wall & Gates Construct precast concrete complete boundary wall with concrete grade of C40/20 & privacy wall over all size as described on the drawings including excavation, backfill and to blinding concrete, concrete foundation, columns, slab, beams, water proofing, Exterior finish (100% pure acrylic with medium texture) paint as per drawings, electrical, etc all complete as detailed and satisfaction of the engineer from precast system.
| Item Code | Description | Item Remarks | Unit of Measurement | Quantity/Base Price | Unit Price/Discount % | Total | Unit Price/Discount % | Total | Unit Price/Discount % | Total | Unit Price/Discount % | Total | Unit Price/Discount % | Total | Unit Price/Discount % | Total | Unit Price/Discount % | Total
3.82.3 | 7.11.01 | (*) Boundary Wall, 2.2 m high |  | m | 34249 | 674 | 23083826 | 805 | 27570445 | 805 | 27570445 | 872 | 29865128 | 993 | 34009257 | 860.4 | 29467839.6 | 1186.16 | 40624793.84
| Note | Note Details
3.82.4 | - | Motorized insulated double skin aluminum insulated rolling shutter ddor
| Item Code | Description | Item Remarks | Unit of Measurement | Quantity/Base Price | Unit Price/Discount % | Total | Unit Price/Discount % | Total | Unit Price/Discount % | Total | Unit Price/Discount % | Total | Unit Price/Discount % | Total | Unit Price/Discount % | Total | Unit Price/Discount % | Total
3.82.5 | 7.11.02 | (*) Motorized insulated docuble skin rolling shutter door, size 6000x2250mm as per drawings |  | nr | 306 | 6480 | 1982880 | 10000 | 3060000 | 10000 | 3060000 | 8496 | 2599776 | 11795 | 3609270 | 10002.16 | 3060660.96 | 9364.25 | 2865460.5
| Note | Note Details
3.82.6 | - | Mild Steel decorative gates as shown on the drawings and specified with powder coated finish colour to the approval of engineer.
| Item Code | Description | Item Remarks | Unit of Measurement | Quantity/Base Price | Unit Price/Discount % | Total | Unit Price/Discount % | Total | Unit Price/Discount % | Total | Unit Price/Discount % | Total | Unit Price/Discount % | Total | Unit Price/Discount % | Total | Unit Price/Discount % | Total
3.82.7 | 7.11.03 | (*) Mild Steel hinged main entrance door, size 2100x2335mm as per drawings |  | nr | 306 | 2722 | 832932 | 2500 | 765000 | 2500 | 765000 | 2655 | 812430 | 4109 | 1257354 | 4732.21 | 1448056.26 | 4249.17 | 1300246.02
| Note | Note Details
3.82.8 | - | SHADES
| Item Code | Description | Item Remarks | Unit of Measurement | Quantity/Base Price | Unit Price/Discount % | Total | Unit Price/Discount % | Total | Unit Price/Discount % | Total | Unit Price/Discount % | Total | Unit Price/Discount % | Total | Unit Price/Discount % | Total | Unit Price/Discount % | Total
3.82.9 | 7.11.04 | (*) PVC fire rated fabric shade for Parking, size 10000x5500mm including all foundations, structures,etc. as per drawings |  | nr | 306 | 15011 | 4593366 | 15000 | 4590000 | 15000 | 4590000 | 14868 | 4549608 | 16367 | 5008302 | 12906.01 | 3949239.06 | 15040.58 | 4602417.48
3.82.10 | 7.11.05 | (*) Pre engineered structure with GRP roof / sunshade (size 6500 x 4250mm) for water tank at ground level including mesh fence with aluminium framwork. |  | nr | 306 | 8082 | 2473092 | 25000 | 7650000 | 25000 | 7650000 | 12744 | 3899664 | 11421 | 3494826 | 6990.76 | 2139172.56 | 14057.85 | 4301702.1
| Note | Note Details
3.82.11 | - | PAVEMENT AND CURB
3.82.12 | - | Exterior paving
3.82.13 | - | Precast inter locking tiles of approved colour and patterns laid as per manufacturer’s Specification. Standard uniblock with standard pattern over 50mm black sand distributed as shown in the drawings.
3.82.14 | - | Characteristic strength of paving blocks not be less than 49N/mm2 and coloured throughout.
| Item Code | Description | Item Remarks | Unit of Measurement | Quantity/Base Price | Unit Price/Discount % | Total | Unit Price/Discount % | Total | Unit Price/Discount % | Total | Unit Price/Discount % | Total | Unit Price/Discount % | Total | Unit Price/Discount % | Total | Unit Price/Discount % | Total
3.82.15 | 7.11.06 | (*) 60mm thick for walkway. |  | m2 | 96173 | 54 | 5193342 | 70 | 6732110 | 70 | 6732110 | 64 | 6155072 | 65 | 6251245 | 60.23 | 5792499.79 | 71.08 | 6835976.84
3.82.16 | 7.11.07 | (*) 80mm thick for parking. |  | m2 | 39997 | 58 | 2319826 | 72 | 2879784 | 72 | 2879784 | 69 | 2759793 | 70 | 2799790 | 63.45 | 2537809.65 | 78.94 | 3157363.18
3.82.17 | 7.11.08 | (*) Precast concrete curb of approved colour and pattern laid as per manufacturers recommendation as shown in the drawings and colour painting to the approval of the Engineer. |  | m | 63731 | 87 | 5544597 | 55 | 3505205 | 55 | 3505205 | 69 | 4397439 | 68 | 4333708 | 80.66 | 5140542.46 | 82.75 | 5273740.25
| Note | Note Details
3.82.18 | - | Signage for Villas
| Item Code | Description | Item Remarks | Unit of Measurement | Quantity/Base Price | Unit Price/Discount % | Total | Unit Price/Discount % | Total | Unit Price/Discount % | Total | Unit Price/Discount % | Total | Unit Price/Discount % | Total | Unit Price/Discount % | Total | Unit Price/Discount % | Total
3.82.19 | 7.11.09 | (*) Address numbering signs for villas to comply with the authority requrements, specification and drawings |  | nr | 306 | 108 | 33048 | 350 | 107100 | 350 | 107100 | 234 | 71604 | 64 | 19584 | 129.06 | 39492.36 | 210.12 | 64296.72
| Note | Note Details
3.82.20 | - | Waste Management System
| Item Code | Description | Item Remarks | Unit of Measurement | Quantity/Base Price | Unit Price/Discount % | Total | Unit Price/Discount % | Total | Unit Price/Discount % | Total | Unit Price/Discount % | Total | Unit Price/Discount % | Total | Unit Price/Discount % | Total | Unit Price/Discount % | Total
3.82.21 | 7.11.10 | (*) Waste Bins as per drawings |  | nr | 1224 | 540 | 660960 | 200 | 244800 | 200 | 244800 | 191 | 233784 | 64 | 78336 | 3226.5 | 3949236 | 183.86 | 225044.64
| Note | Note Details
3.82.22 | - | Contractor's Adjustment
| Item Code | Description | Item Remarks | Unit of Measurement | Quantity/Base Price | Unit Price/Discount % | Total | Unit Price/Discount % | Total | Unit Price/Discount % | Total | Unit Price/Discount % | Total | Unit Price/Discount % | Total | Unit Price/Discount % | Total | Unit Price/Discount % | Total
3.82.23 | 7.11.11 | (*) The Contractor may price here any new items or additional quantity for an existing BOQ item, which are shown in the Drawings or any other Tender/Contract Documents but overlooked or not specifically mentioned herein and is necessary for the satisfactory completion of the Works/this section. Should the Contractor fail to insert any item here, it will be deemed that his lump sum Tender Price includes all such items and no claims for additional items will be entertained. |  | Sum | 1 | 0 | 0 | 0 | 0 | 0 | 0 | 0 | 0 | 0 | 0 | 0 | 0 | -1675078.64 | -1675078.64
| Note | Note Details
3.82.24 | - | Please attach one PDF file to be named "Additional Items for (insert bill no/name & Section No/name)" for the details of these additional items in the additional attachment area in the Commercial Envelope.
3.83 Provisional Sums | [5 empty] | 6 (out of 6) | 2365000 | 6 (out of 6) | 2365000 | 6 (out of 6) | 2365000 | 6 (out of 6) | 2300500 | 6 (out of 6) | 2300500 | 6 (out of 6) | 2300500 | 6 (out of 6) | 2326300
| Note | Note Details
3.83.1 | - | Please enter AED 750,000.00 in the price field
| Item Code | Description | Item Remarks | Unit of Measurement | Quantity/Base Price | Unit Price/Discount % | Total | Unit Price/Discount % | Total | Unit Price/Discount % | Total | Unit Price/Discount % | Total | Unit Price/Discount % | Total | Unit Price/Discount % | Total | Unit Price/Discount % | Total
3.83.2 | 8.01.01 | (*) Allow a provisional sum of AED 750,000.00 to be spent whole / part for the relocation of fiber optic cable belongs GHQ. The Payment shall be made by the main Contractor to the concern third party as per instruction by the Employer. |  | P.S. | 1 | 750000 | 750000 | 750000 | 750000 | 750000 | 750000 | 750000 | 750000 | 750000 | 750000 | 750000 | 750000 | 750000 | 750000
| Note | Note Details
3.83.3 | - | Please enter the percentage as per the example (Example: if 5% please enter it as 0.05).
| Item Code | Description | Item Remarks | Unit of Measurement | Quantity/Base Price | Unit Price/Discount % | Total | Unit Price/Discount % | Total | Unit Price/Discount % | Total | Unit Price/Discount % | Total | Unit Price/Discount % | Total | Unit Price/Discount % | Total | Unit Price/Discount % | Total
3.83.4 | 8.01.02 | (*) Add for Attendance, Overheads and Profit |  | % | 750000 | 0.1 | 75000 | 0.1 | 75000 | 0.1 | 75000 | 0.07 | 52500 | 0.07 | 52500 | 0.07 | 52500 | 0.082 | 61500
| Note | Note Details
3.83.5 | - | Please enter AED 150,000.00 in the price field
| Item Code | Description | Item Remarks | Unit of Measurement | Quantity/Base Price | Unit Price/Discount % | Total | Unit Price/Discount % | Total | Unit Price/Discount % | Total | Unit Price/Discount % | Total | Unit Price/Discount % | Total | Unit Price/Discount % | Total | Unit Price/Discount % | Total
3.83.6 | 8.01.03 | (*) Allow a provisional sum of AED 150,000.00 to be spent whole / part for the relocation of Etisalat facilities / network indicated on drawings. The Payment shall be made by the main Contractor to the concern third party as per instruction by the Employer. |  | P.S. | 1 | 150000 | 150000 | 150000 | 150000 | 150000 | 150000 | 150000 | 150000 | 150000 | 150000 | 150000 | 150000 | 150000 | 150000
| Note | Note Details
3.83.7 | - | Please enter the percentage as per the example (Example: if 5% please enter it as 0.05).
| Item Code | Description | Item Remarks | Unit of Measurement | Quantity/Base Price | Unit Price/Discount % | Total | Unit Price/Discount % | Total | Unit Price/Discount % | Total | Unit Price/Discount % | Total | Unit Price/Discount % | Total | Unit Price/Discount % | Total | Unit Price/Discount % | Total
3.83.8 | 8.01.04 | (*) Add for Attendance, Overheads and Profit |  | % | 150000 | 0.1 | 15000 | 0.1 | 15000 | 0.1 | 15000 | 0.07 | 10500 | 0.07 | 10500 | 0.07 | 10500 | 0.082 | 12300
| Note | Note Details
3.83.9 | - | Please enter AED 1,250,000.00 in the price field
| Item Code | Description | Item Remarks | Unit of Measurement | Quantity/Base Price | Unit Price/Discount % | Total | Unit Price/Discount % | Total | Unit Price/Discount % | Total | Unit Price/Discount % | Total | Unit Price/Discount % | Total | Unit Price/Discount % | Total | Unit Price/Discount % | Total
3.83.10 | 8.01.05 | (*) Allow a provisional sum of AED 1,250,000.00 to be spent whole / part for the relocation of DU facilities / network indicated on drawings. The Payment shall be made by the main Contractor to the concern third party as per instruction by the Employer. |  | P.S. | 1 | 1250000 | 1250000 | 1250000 | 1250000 | 1250000 | 1250000 | 1250000 | 1250000 | 1250000 | 1250000 | 1250000 | 1250000 | 1250000 | 1250000
| Note | Note Details
3.83.11 | - | Please enter the percentage as per the example (Example: if 5% please enter it as 0.05).
| Item Code | Description | Item Remarks | Unit of Measurement | Quantity/Base Price | Unit Price/Discount % | Total | Unit Price/Discount % | Total | Unit Price/Discount % | Total | Unit Price/Discount % | Total | Unit Price/Discount % | Total | Unit Price/Discount % | Total | Unit Price/Discount % | Total
3.83.12 | 8.01.06 | (*) Add for Attendance, Overheads and Profit |  | % | 1250000 | 0.1 | 125000 | 0.1 | 125000 | 0.1 | 125000 | 0.07 | 87500 | 0.07 | 87500 | 0.07 | 87500 | 0.082 | 102500
3.84 MUSANADA IT REQUIREMENTS | [5 empty] | 22 (out of 22) | 1340092.88 | 22 (out of 22) | 1056282.4 | 22 (out of 22) | 1056282.4 | 22 (out of 22) | 737122.88 | 22 (out of 22) | 869867.88 | 22 (out of 22) | 777816.46 | 22 (out of 22) | 1352308.688
| Note | Note Details
3.84.1 | - | Operational IT Requirements And Projects Systems Requirements
3.84.2 | - | Each of the below item shall be executed in whole or in part upon receipt of written instruction from the Employer/Engineer of the Project.
3.84.3 | - | All technical requirements are as per the IT Requirements stated in the Tender Documents
| Item Code | Description | Item Remarks | Unit of Measurement | Quantity/Base Price | Unit Price/Discount % | Total | Unit Price/Discount % | Total | Unit Price/Discount % | Total | Unit Price/Discount % | Total | Unit Price/Discount % | Total | Unit Price/Discount % | Total | Unit Price/Discount % | Total
3.84.4 | IT.1 | (*) 40 Mbps internet business line |  | No. | 1 | 320000 | 320000 | 150000 | 150000 | 150000 | 150000 | 28500 | 28500 | 65550 | 65550 | 69692.48 | 69692.48 | 3000 | 3000
3.84.5 | IT.2 | (*) WS-C3560E-8PC-S POE Cisco switch |  | No. | 1 | 900 | 900 | 7500 | 7500 | 7500 | 7500 | 21850 | 21850 | 6385 | 6385 | 10755.01 | 10755.01 | 10000 | 10000
3.84.6 | IT.3 | (*) WS-C3560E-24-PS-S POE Cisco switch |  | No. | 1 | 1200 | 1200 | 18000 | 18000 | 18000 | 18000 | 30400 | 30400 | 10216 | 10216 | 16132.52 | 16132.52 | 4500 | 4500
3.84.7 | IT.4 | (*) Cisco wireless access point |  | No. | 1 | 800 | 800 | 2500 | 2500 | 2500 | 2500 | 950 | 950 | 638 | 638 | 3065.18 | 3065.18 | 5200 | 5200
3.84.8 | IT.5 | (*) Attendance system |  | No. | 1 | 5000 | 5000 | 15000 | 15000 | 15000 | 15000 | 8075 | 8075 | 14046 | 14046 | 80662.59 | 80662.59 | 10400 | 10400
3.84.9 | IT.6 | (*) Printer (MDF mutli-functional colored printers, scanners, copiers / network & wireless enabled. Minimum speed required is 40 PPM (page per minute) |  | No. | 1 | 25000 | 25000 | 16000 | 16000 | 16000 | 16000 | 21375 | 21375 | 15962 | 15962 | 26887.53 | 26887.53 | 21000 | 21000
3.84.10 | IT.7 | (*) HP laptop |  | No. | 10 | 4000 | 40000 | 6600 | 66000 | 6600 | 66000 | 9500 | 95000 | 8939 | 89390 | 4302 | 43020 | 6300 | 63000
3.84.11 | IT.8 | (*) Windows 7 enterprise license |  | No. | 10 | 800 | 8000 | 1000 | 10000 | 1000 | 10000 | 1900 | 19000 | 767 | 7670 | 510.86 | 5108.6 | 600 | 6000
3.84.12 | IT.9 | (*) Microsoft Office 2013 professional |  | No. | 10 | 1800 | 18000 | 3500 | 35000 | 3500 | 35000 | 1900 | 19000 | 1915 | 19150 | 672.19 | 6721.9 | 1750 | 17500
3.84.13 | IT.10 | (*) Adobe acrobat XI 11 professional |  | No. | 2 | 2150 | 4300 | 2500 | 5000 | 2500 | 5000 | 190 | 380 | 2528 | 5056 | 1978.92 | 3957.84 | 1980 | 3960
3.84.14 | IT.11 | (*) Primavera P6 Enterprise Project Portfolio Management – Network License |  | No. | 2 | 20000 | 40000 | 15000 | 30000 | 15000 | 30000 | 4750 | 9500 | 12131 | 24262 | 13336.21 | 26672.42 | 12000 | 24000
3.84.15 | IT.12 | (*) Autodesk AutoCAD Architecture– Network License |  | No. | 2 | 18000 | 36000 | 10000 | 20000 | 10000 | 20000 | 7125 | 14250 | 19793 | 39586 | 17046.69 | 34093.38 | 9000 | 18000
3.84.16 | IT.13 | (*) Autodesk AutoCAD Civil 3D – Network License |  | No. | 2 | 18000 | 36000 | 12000 | 24000 | 12000 | 24000 | 7125 | 14250 | 28093 | 56186 | 15057.02 | 30114.04 | 10800 | 21600
3.84.17 | IT.14 | (*) HP BL660c Gen9 server (full group of configuration) |  | No. | 1 | 150000 | 150000 | 125000 | 125000 | 125000 | 125000 | 30400 | 30400 | 57462 | 57462 | 16132.52 | 16132.52 | 405000 | 405000
3.84.18 | IT.15 | (*) EMC storage HDDs (full group of configuration) |  | No. | 1 | 225000 | 225000 | 140000 | 140000 | 140000 | 140000 | 30400 | 30400 | 58292 | 58292 | 26887.53 | 26887.53 | 360000 | 360000
3.84.19 | IT.16 | (*) Windows server 2012 r2 datacenter license |  | No. | 1 | 20000 | 20000 | 12000 | 12000 | 12000 | 12000 | 30400 | 30400 | 28731 | 28731 | 21510.02 | 21510.02 | 24000 | 24000
3.84.20 | IT.17 | (*) System center server 2012 r2 datacenter license |  | No. | 1 | 40000 | 40000 | 30000 | 30000 | 30000 | 30000 | 14250 | 14250 | 12769 | 12769 | 10755.01 | 10755.01 | 10500 | 10500
3.84.21 | IT.18 | (*) Symantec NetBackup License for VMware host |  | No. | 1 | 35000 | 35000 | 6000 | 6000 | 6000 | 6000 | 14250 | 14250 | 23624 | 23624 | 10755.01 | 10755.01 | 6000 | 6000
| Note | Note Details
3.84.22 | - | PROVISIONAL SUM
3.84.23 | - | Each of the below item shall be executed in whole or in part upon receipt of written instruction from the Employer/Engineer of the Project.
3.84.24 | - | Licenses, Professional Services and Training for Collaboration Tool
3.84.25 | - | Please enter AED 207,000.00 in the price field
| Item Code | Description | Item Remarks | Unit of Measurement | Quantity/Base Price | Unit Price/Discount % | Total | Unit Price/Discount % | Total | Unit Price/Discount % | Total | Unit Price/Discount % | Total | Unit Price/Discount % | Total | Unit Price/Discount % | Total | Unit Price/Discount % | Total
3.84.26 | IT/PS.1 | (*) Allow a Provisional Sum of AED 207,000.00 for providing Licenses, Professional Services and Training for Collaboration Tool as per the IT Requirements called for in the policies in the Tender Documents |  | P.S. | 1 | 207000 | 207000 | 207000 | 207000 | 207000 | 207000 | 207000 | 207000 | 207000 | 207000 | 207000 | 207000 | 207000 | 207000
| Note | Note Details
3.84.27 | - | Please enter the percentage as per the example (Example: if 5% please enter it as 0.05). Please note that the percentage should not exceed 7%
| Item Code | Description | Item Remarks | Unit of Measurement | Quantity/Base Price | Unit Price/Discount % | Total | Unit Price/Discount % | Total | Unit Price/Discount % | Total | Unit Price/Discount % | Total | Unit Price/Discount % | Total | Unit Price/Discount % | Total | Unit Price/Discount % | Total
3.84.28 | IT/PS.2 | (*) Add for Overheads and Profit |  | % | 207000 | 0.07 | 14490 | 0.1 | 20700 | 0.1 | 20700 | 0.07 | 14490 | 0.07 | 14490 | 0.07 | 14490 | 0.082 | 16974
| Note | Note Details
3.84.29 | - | Onsite Support Services
3.84.30 | - | Please enter AED 105,984.00 in the price field
| Item Code | Description | Item Remarks | Unit of Measurement | Quantity/Base Price | Unit Price/Discount % | Total | Unit Price/Discount % | Total | Unit Price/Discount % | Total | Unit Price/Discount % | Total | Unit Price/Discount % | Total | Unit Price/Discount % | Total | Unit Price/Discount % | Total
3.84.31 | IT/PS.3 | (*) Allow a provisional sum of AED 105,984.00 for providing Onsite Support Services as per the IT Requirements called for in the policies in the Tender Documents |  | P.S. | 1 | 105984 | 105984 | 105984 | 105984 | 105984 | 105984 | 105984 | 105984 | 105984 | 105984 | 105984 | 105984 | 105984 | 105984
| Note | Note Details
3.84.32 | - | Please enter the percentage as per the example (Example: if 5% please enter it as 0.05). Please note that the percentage should not exceed 7%
| Item Code | Description | Item Remarks | Unit of Measurement | Quantity/Base Price | Unit Price/Discount % | Total | Unit Price/Discount % | Total | Unit Price/Discount % | Total | Unit Price/Discount % | Total | Unit Price/Discount % | Total | Unit Price/Discount % | Total | Unit Price/Discount % | Total
3.84.33 | IT/PS.4 | (*) Add for Overheads and Profit |  | % | 105984 | 0.07 | 7418.88 | 0.1 | 10598.4 | 0.1 | 10598.4 | 0.07 | 7418.88 | 0.07 | 7418.88 | 0.07 | 7418.88 | 0.082 | 8690.688
3.85 Additional Attachments Area | [5 empty] | Attachments: 1 |  | Attachments: 1 |  | Attachments: 1 |  | Attachments: 3 |  | Attachments: 1 |  | Attachments: 0 |  | Attachments: 3
[6 empty] | Priced Form of Tender Signed & Stamped.pdf |  | form of tender.pdf |  | form of tender.pdf |  | Covering Letter.pdf Grand Summary.pdf Tender Schedule 1-Form of Tender.pdf |  | Form of Tender & Grand summary |  |  |  | Additional Items Bill.pdf Cover Letter.pdf Form of Tender.pdf
Reject on Commercial Response | [5 empty] | No |  | No |  | No |  | No |  | No |  | No |  | No
Official Reject/Accept Notes
[7 empty] | AL JABER BUILDING LLC |  | Nael General Contracting Est |  | Nael General Contracting Est |  | NAEL & BIN HARMAL HYDRO EXPORT ESTABLISHMENT - ABU DHABI BRANCH |  | Combined Group Contracting Company (K.S.C.C) |  | Mohammed Abdulmohsin Al-Kharafi & Sons, LLC |  | Trojan General Contracting LLC
3.1 GENERAL REQUIREMENTS / PRELIMINARIES | [6 empty] | 0 |  | 0 |  | 0 |  | 0 |  | 0 |  | 0 |  | 0
3.2 BILL No. 1 - PRELIMINARIES / GENERAL REQUIREMENTS | [6 empty] | 86249281.32 |  | 24999925.8 |  | 24999925.8 |  | 44253572 |  | 22400558 |  | 59340498.81 |  | 49350990.07
3.3 BILL NO. 2 - INFRASTRUCTURE WORKS: | [6 empty] | 159021961 |  | 261454597 |  | 261454597 |  | 201859183.34 |  | 233287168.5 |  | 212661505.92 |  | 283648466.4
3.4 Bill No. 2.01 - GROUND INVESTIGATION | [6 empty] | 791581 |  | 474800 |  | 474800 |  | 384201 |  | 634253 |  | 244567.02 |  | 683562.53
3.5 BILL NO. 2.02 - DEMOLITION AND SITE CLEARANCE | [6 empty] | 1343644 |  | 1419250 |  | 1419250 |  | 599520.34 |  | 1030697.5 |  | 1366180.72 |  | 2785556.35
3.6 BILL NO. 2.03 - EARTHWORKS | [6 empty] | 24665164 |  | 44171602 |  | 44171602 |  | 27677390 |  | 46450738 |  | 31966949.51 |  | 45441090.88
3.7 BILL NO. 2.04- STRUCTURAL METAL WORKS | [6 empty] | 91861 |  | 115800 |  | 115800 |  | 47589 |  | 130209 |  | 115078.6 |  | 210161.1
3.8 BILL NO. 2.05 - ROADS AND PAVINGS | [6 empty] | 22009997 |  | 34506350 |  | 34506350 |  | 27853010 |  | 28139984 |  | 23630754.26 |  | 63697493.03
3.9 Bill No. 2.06 - STREET LIGHTING WORKS | [6 empty] | 4019108 |  | 5153220 |  | 5153220 |  | 4434352 |  | 4410296 |  | 4899415.16 |  | 9464427.52
3.10 Bill No. 2.07 - STORM WATER DRAINAGE | [6 empty] | 10527372 |  | 20538380 |  | 20538380 |  | 16447988 |  | 25006803 |  | 16262964.13 |  | 34750116.82
3.11 BLL NO. 2.08 - GRAVITY SEWER WORKS | [6 empty] | 19882279 |  | 24187254 |  | 24187254 |  | 21606895 |  | 26348673 |  | 30072300.25 |  | 0
3.12 BLL NO. 2.08 - GRAVITY SEWER WORKS (Continued) | [6 empty] | 2788796 |  | 3619270 |  | 3619270 |  | 2314250 |  | 1527296 |  | 3329224.67 |  | 39730037.93
3.13 BLL NO. 2.09 : IRRIGATION WORKS - AL SAAD | [6 empty] | 928870 |  | 1199000 |  | 1199000 |  | 1185490 |  | 1101190 |  | 824381.26 |  | 1004569.8
3.14 Bill 2.10 - WATER WORKS | [6 empty] | 12870910 |  | 17033500 |  | 17033500 |  | 13881127 |  | 13189673 |  | 18390770.31 |  | 16708994.24
3.15 BILL NO. 2.11 - TELECOMMUNICATION DUCT AND OTHER ACCESSORIES | [6 empty] | 4352534 |  | 8189560 |  | 8189560 |  | 7878961 |  | 6365870 |  | 4655254.32 |  | 9681613.83
3.16 BILL NO. 2.12 - GAS LINE WORKS | [6 empty] | 7138857 |  | 6560225 |  | 6560225 |  | 8087257 |  | 7825184 |  | 8448768.21 |  | 11758645.8
3.17 BILL NO. 2.13- LANDSCAPE WORKS | [6 empty] | 20493249 |  | 34736936 |  | 34736936 |  | 31828739 |  | 30725237 |  | 26302026.86 |  | 0
3.18 BILL NO. 2.14 - ELECTRICAL BOQ FOR LV NETWORK | [6 empty] | 27117739 |  | 59549450 |  | 59549450 |  | 37632414 |  | 40401065 |  | 42152870.64 |  | 47732196.57
3.19 BILL NO. 3 - RETAIL SHOPS - 3 NOS | [6 empty] | 5369809 |  | 5864887.5 |  | 5864887.5 |  | 6080273.28 |  | 5906835.5 |  | 5876888.635 |  | 6964920.425
3.20 BILL No. 3.01 – EARTH WORKS & EXCAVATION | [6 empty] | 113550 |  | 119595 |  | 119595 |  | 145554 |  | 84924 |  | 90043.32 |  | 194639.25
3.21 BILL NO. 3.02 – CONCRETE WORKS | [6 empty] | 1534364.5 |  | 1348628.5 |  | 1348628.5 |  | 1447388 |  | 1662620.5 |  | 1502372.46 |  | 2177614.79
3.22 BILL NO. 3.03 – BLOCK WORKS | [6 empty] | 646770 |  | 589975.5 |  | 589975.5 |  | 728624 |  | 590604.5 |  | 735659.205 |  | 898615.84
3.23 BILL NO. 3.04 – WATERPROOFING AND ROOFING | [6 empty] | 314438 |  | 248849 |  | 248849 |  | 222740 |  | 336574 |  | 340189.49 |  | 292556.51
3.24 BILL NO. 3.05 – ALUMINIUM AND METAL WORKS | [6 empty] | 314205 |  | 342735 |  | 342735 |  | 427827 |  | 545967 |  | 335396.67 |  | 424979.01
3.25 BILL NO. 3.06 – WOODEN WORKS | [6 empty] | 44418 |  | 79530 |  | 79530 |  | 73620 |  | 67632 |  | 83233.38 |  | 47632.44
3.26 BILL NO. 3.07 – FLOOR, WALL AND CEILING FINISHES | [6 empty] | 384266.5 |  | 451511.5 |  | 451511.5 |  | 415619 |  | 721535.5 |  | 641095.85 |  | 618693.365
3.27 BILL NO. 3.08 – ELECTRICAL INSTALLATION AND FIRE FIGHTING | [6 empty] | 1023225 |  | 1281539 |  | 1281539 |  | 1085464.2 |  | 1091466 |  | 1064609.43 |  | 2180748.82
3.28 BILL NO. 3.09 – SANITARY, WATER SUPPLY, DRAINAGE AND FIRE PROTECTION | [6 empty] | 291339 |  | 581258 |  | 581258 |  | 458700 |  | 410975 |  | 419151.08 |  | 0
3.29 BILL NO. 3.10 – AIR CONDITIONING WORKS | [6 empty] | 613251 |  | 673900 |  | 673900 |  | 952985.08 |  | 294124 |  | 571524.37 |  | 0
3.30 BILL NO. 3.11 – EXTERNAL WORKS | [6 empty] | 89982 |  | 147366 |  | 147366 |  | 121752 |  | 100413 |  | 93613.38 |  | 129440.4
3.31 BILL NO. 4 - COMMUNITY CENTRE | [6 empty] | 2721999 |  | 3304977 |  | 3304977 |  | 3137167 |  | 3192580 |  | 3153284.01 |  | 3188388.05
3.32 BILL No. 4.01 – EARTH WORKS & EXCAVATION | [6 empty] | 51051 |  | 53395 |  | 53395 |  | 45610 |  | 35736 |  | 41528.46 |  | 153375.03
3.33 BILL NO. 4.02 – CONCRETE WORKS | [6 empty] | 616275 |  | 615225 |  | 615225 |  | 647515 |  | 700060 |  | 619144.81 |  | 798758.03
3.34 BILL NO. 4.03 – BLOCK WORKS | [6 empty] | 103170 |  | 138175 |  | 138175 |  | 135595 |  | 129954 |  | 156340.61 |  | 162523.12
3.35 BILL NO. 4.04 – WATERPROOFING AND ROOFING | [6 empty] | 117839 |  | 93027 |  | 93027 |  | 76577 |  | 126833 |  | 128905.65 |  | 112471.58
3.36 BILL NO. 4.05 – ALUMINIUM AND METAL WORKS | [6 empty] | 193327 |  | 266240 |  | 266240 |  | 260144 |  | 279787 |  | 223606.94 |  | 231301.52
3.37 BILL NO. 4.06 – WOODEN WORKS | [6 empty] | 30724 |  | 66795 |  | 66795 |  | 63010 |  | 61367 |  | 48651.58 |  | 42263.83
3.38 BILL NO. 4.07 – FLOOR, WALL AND CEILING FINISHES | [6 empty] | 321905 |  | 379257 |  | 379257 |  | 355291 |  | 579776 |  | 507942.5 |  | 454499.5
3.39 BILL NO. 4.08 – KITCHEN CABINETS | [6 empty] | 31840 |  | 24300 |  | 24300 |  | 12350 |  | 39602 |  | 42729.24 |  | 11528.5
3.40 BILL NO. 4.09 – ELECTRICAL INSTALLATION AND FIRE FIGHTING | [6 empty] | 533928 |  | 507542 |  | 507542 |  | 624990 |  | 345993 |  | 552010.98 |  | 955876.25
3.41 BILL NO. 4.10 – SANITARY, WATER SUPPLY, DRAINAGE AND FIRE PROTECTION | [6 empty] | 112227 |  | 242431 |  | 242431 |  | 200014 |  | 173197 |  | 186209.03 |  | 0
3.42 BILL NO. 4.11 – AIR CONDITIONING WORKS | [6 empty] | 503029 |  | 721070 |  | 721070 |  | 439983 |  | 447838 |  | 473377.28 |  | 0
3.43 BILL NO. 4.12 – EXTERNAL WORKS AND CAR PARKING | [6 empty] | 106684 |  | 197520 |  | 197520 |  | 276088 |  | 272437 |  | 172836.93 |  | 265790.69
3.44 BILL NO. 5 - JUMA'A MOSQUE | [6 empty] | 8671265 |  | 10372686.5 |  | 10372686.5 |  | 9951702 |  | 10022184 |  | 0 |  | 10852543.59
3.45 BILL NO. 5.01 – EARTHWORK & EXCAVATION | [6 empty] | 188791 |  | 189900 |  | 189900 |  | 143110 |  | 114862 |  | 140210.18 |  | 247190.35
3.46 BILL NO. 5.02 – CONCRETE WORKS | [6 empty] | 2543116.5 |  | 2417260.5 |  | 2417260.5 |  | 2673238 |  | 2812223 |  | 2505650.645 |  | 3686131.685
3.47 BILL NO. 5.03 – BLOCK WORKS | [6 empty] | 429487.5 |  | 581087 |  | 581087 |  | 531386.5 |  | 542298 |  | 609631.395 |  | 672260.685
3.48 BILL NO. 5.04 – WATERPROOFING AND ROOFING | [6 empty] | 474958.5 |  | 239092.5 |  | 239092.5 |  | 318480 |  | 620130 |  | 517407.045 |  | 652640.79
3.49 BILL NO. 5.05 – ALUMINIUM AND METAL WORKS | [6 empty] | 175717 |  | 307995 |  | 307995 |  | 287215 |  | 366720 |  | 290487.71 |  | 385563.4
3.50 BILL NO. 5.06 – WOODEN WORKS | [6 empty] | 133201 |  | 253150 |  | 253150 |  | 162868 |  | 265789 |  | 204143.69 |  | 162292.09
3.51 BILL NO. 5.07 – FLOOR, WALL AND CEILING FINISHES | [6 empty] | 1560749.5 |  | 1788202.5 |  | 1788202.5 |  | 1666918.5 |  | 2361341 |  | 2375195.73 |  | 2048343.08
3.52 BILL NO. 5.08 – KITCHEN CABINETS AND WARDROBES | [6 empty] | 20215 |  | 27100 |  | 27100 |  | 13520 |  | 34301 |  | 54661.81 |  | 29754.31
3.53 BILL NO. 5.09 – CONVEYING SYSTEMS | [6 empty] | 215930 |  | 300000 |  | 300000 |  | 312000 |  | 386728 |  | 264057.04 |  | 294168
3.54 BILL NO. 5.10 – ELECTRICAL INSTALLATION | [6 empty] | 1275883 |  | 1697944 |  | 1697944 |  | 1411120 |  | 855748 |  | 1502579.76 |  | 2460532.24
3.55 BILL NO. 5.11 – SANISANITARY, WATER SUPPLY, DRAINAGE AND FIRE PROTECTION | [6 empty] | 322739 |  | 687780 |  | 687780 |  | 677080 |  | 466569 |  | 463160.67 |  | 0
3.56 BILL NO. 5.12 – AIR CONDITIONING WORKS | [6 empty] | 1216148 |  | 1657700 |  | 1657700 |  | 1574046 |  | 1031700 |  | 1142370.72 |  | 0
3.57 BILL NO. 5.13 – EXTERNAL WORKS AND CAR PARKING | [6 empty] | 114329 |  | 225475 |  | 225475 |  | 180720 |  | 163775 |  | 177026.1 |  | 213666.96
3.58 BILL NO. 6 - LOCAL MOSQUE, 2 Nos. | [6 empty] | 9301748 |  | 11662434 |  | 11662434 |  | 10748295.5 |  | 10789598.1 |  | 12618605.154 |  | 12007231.637
3.59 BILL NO. 6.01 – EARTHWORK & EXCAVATION | [6 empty] | 190702 |  | 197750 |  | 197750 |  | 152260 |  | 122932 |  | 141315.1 |  | 260623.76
3.60 BILL NO. 6.02 – CONCRETE WORKS | [6 empty] | 2986051 |  | 2763335 |  | 2763335 |  | 3001806 |  | 3234046 |  | 2876512.87 |  | 4658852.82
3.61 BILL NO. 6.03 – BLOCK WORKS | [6 empty] | 265860 |  | 380340 |  | 380340 |  | 322010 |  | 345238 |  | 384987.15 |  | 410559.34
3.62 BILL NO. 6.04 – WATERPROOFING AND ROOFING | [6 empty] | 469230 |  | 228410 |  | 228410 |  | 303340 |  | 597120 |  | 495584.6 |  | 632576.98
3.63 BILL NO. 6.05 – ALUMINIUM AND METAL WORKS | [6 empty] | 180517 |  | 375360 |  | 375360 |  | 219670 |  | 344124 |  | 364635.09 |  | 427362.42
3.64 BILL NO. 6.06 – WOODEN WORKS | [6 empty] | 206959 |  | 351990 |  | 351990 |  | 208840 |  | 355663 |  | 311098.23 |  | 223397.24
3.65 BILL NO. 6.07 – FLOOR, WALL AND CEILING FINISHES | [6 empty] | 1412090 |  | 1794145 |  | 1794145 |  | 1645456.5 |  | 2393363.1 |  | 2330651.084 |  | 2063205.227
3.66 BILL NO. 6.08 – KITCHEN CABINETS | [6 empty] | 37467 |  | 26100 |  | 26100 |  | 29210 |  | 28107 |  | 104127.34 |  | 49682.92
3.67 BILL NO. 6.09 – ELECTRICAL INSTALLATION | [6 empty] | 1599418 |  | 2305560 |  | 2305560 |  | 2169197 |  | 1153079 |  | 3422866.75 |  | 2991502.49
3.68 BILL NO. 6.10 – SANISANITARY, WATER SUPPLY, DRAINAGE AND FIRE PROTECTION | [6 empty] | 493558 |  | 994284 |  | 994284 |  | 948550 |  | 734664 |  | 702806.27 |  | 0
3.69 BILL NO. 6.11 – AIR CONDITIONING WORKS | [6 empty] | 1274376 |  | 1920360 |  | 1920360 |  | 1505556 |  | 1267266 |  | 1231409.47 |  | 0
3.70 BILL NO. 6.12 – EXTERNAL WORKS AND CAR PARKING | [6 empty] | 185520 |  | 324800 |  | 324800 |  | 242400 |  | 213996 |  | 252611.2 |  | 289468.44
3.71 BILL NO. 7 - VILLA - 306 Villas | [6 empty] | 507049666.8 |  | 477714765.8 |  | 477714765.8 |  | 524774886 |  | 521660490.8 |  | 557544769.814 |  | 560882888.21
3.72 BILL No. 7.01 – EARTH WORKS & EXCAVATION | [6 empty] | 7384852 |  | 6022655 |  | 6022655 |  | 8059132 |  | 4405008 |  | 4672612.24 |  | 11917018.64
3.73 BILL NO. 7.02 – CONCRETE AND BLOCK WORKS | [6 empty] | 235838079 |  | 181646007 |  | 181646007 |  | 250449620 |  | 264715258 |  | 223956035.65 |  | 264611625.26
3.74 BILL NO. 7.03 – WATERPROOFING AND ROOFING | [6 empty] | 18248248.8 |  | 23245840.8 |  | 23245840.8 |  | 23878098 |  | 26233624.8 |  | 27282554.244 |  | 37491119.34
3.75 BILL NO. 7.04 – ALUMINIUM AND METAL WORKS | [6 empty] | 13170852 |  | 24478470 |  | 24478470 |  | 20656530 |  | 18354798 |  | 14354181.54 |  | 17533007.46
3.76 BILL NO. 7.05 – WOODEN WORKS | [6 empty] | 16827552 |  | 21516390 |  | 21516390 |  | 21493746 |  | 21704274 |  | 25537297.32 |  | 17457930.36
3.77 BILL NO. 7.06 – FLOOR, WALL AND CEILING FINISHES | [6 empty] | 50728397 |  | 51155358 |  | 51155358 |  | 58604498 |  | 53581573 |  | 80184056.01 |  | 64123587.8
3.78 BILL NO. 7.07 – KITCHEN CABINETS AND WARDROBES | [6 empty] | 12400038 |  | 9388080 |  | 9388080 |  | 8154900 |  | 9584838 |  | 16995848.94 |  | 9947496.96
3.79 BILL NO. 7.08 – ELECTRICAL INSTALLATION AND FIRE FIGHTING | [6 empty] | 53457894 |  | 54272266 |  | 54272266 |  | 48384856 |  | 45098810 |  | 57809328.2 |  | 137801102.39
3.80 BILL NO. 7.09 – SANITARY, WATER SUPPLY, DRAINAGE AND FIRE FIGHTING SYSTEM | [6 empty] | 55614888 |  | 54275899 |  | 54275899 |  | 49412448 |  | 42822367 |  | 59039205.91 |  | 0
3.81 BILL NO. 2.10 – AIR CONDITIONING WORKS | [6 empty] | 43378866 |  | 51713800 |  | 51713800 |  | 35681058 |  | 35159940 |  | 47713649.76 |  | 0
3.82 BILL NO. 7.11 – BOUNDARY WALL, GATES, EXTERNAL WORKS AND CAR PARKING | [6 empty] | 46717869 |  | 57104444 |  | 57104444 |  | 55344298 |  | 60861672 |  | 57524548.7 |  | 67575962.93
3.83 Provisional Sums | [6 empty] | 2365000 |  | 2365000 |  | 2365000 |  | 2300500 |  | 2300500 |  | 2300500 |  | 2326300
3.84 MUSANADA IT REQUIREMENTS | [6 empty] | 1340092.88 |  | 1056282.4 |  | 1056282.4 |  | 737122.88 |  | 869867.88 |  | 777816.46 |  | 1352308.688
[7 empty] | 1520945140.8 |  | 1626274347.8 |  | 1626274347.8 |  | 1615738507.12 |  | 1656150311.68 |  | 1713900053.531 |  | 1875694438.312
[7 empty] | 828808692 |  | 855900000 |  | 855900000 |  | 859187000 |  | 871291454.78 |  | 922044999.998 |  | 998150000
| Prelims | [5 empty] | 86249281.32 |  | 24999925.8 |  | 24999925.8 |  | 44253572 |  | 22400558 |  | 59340498.81 |  | 49350990.07
| IT | [9 empty] | 1056282.4
| Overall Infrastructure | [5 empty] | 159021961 |  | 261454597 |  | 258317021.26 |  | 201859183.34 |  | 233287168.5 |  | 212661505.92 |  | 283648466.4
| Retail Shop | [5 empty] | 5369809 |  | 5864887.5 |  | 5864887.5 |  | 6080273.28 |  | 5906835.5 |  | 5876888.635 |  | 6964920.425
| Community Center | [5 empty] | 2721999 |  | 3304977 |  | 3304977 |  | 3137167 |  | 3192580 |  | 3153284.01 |  | 3188388.05
| Juma Mosque | [5 empty] | 8671265 |  | 10372686.5 |  | 10372686.5 |  | 9951702 |  | 10022184 |  | 0 |  | 10852543.59
| Local Mosque | [5 empty] | 9301748 |  | 11662434 |  | 11662434 |  | 10748295.5 |  | 10789598.1 |  | 12618605.154 |  | 12007231.637
| Villas | [5 empty] | 507049666.8 |  | 477714765.8 |  | 416156629.52 |  | 524774886 |  | 521660490.8 |  | 557544769.814 |  | 560882888.21
| Boundary Wall | [5 empty] | 46717869 |  | 57104444 |  | 45900153.02 |  | 55344298 |  | 60861672 |  | 57524548.7 |  | 67575962.93
| Provisional Sums | [5 empty] | 2365000 |  | 2365000 |  | 2365000 |  | 2300500 |  | 2300500 |  | 2300500 |  | 2326300
Prelim Contributed
| Overall Infrastructure | [5 empty] | 177813476.161 |  | 269663991.9266 |  | 267244426.9732 |  | 213013477.2974 |  | 239688768.9065 |  | 227672836.3775 |  | 298828120.2162
| Retail Shop | [5 empty] | 6004355.6161 |  | 6049038.6996 |  | 6067577.3186 |  | 6416255.7921 |  | 6068924.1429 |  | 6291725.8994 |  | 7337653.2032
| Community Center | [5 empty] | 3043655.7395 |  | 3408749.7457 |  | 3419196.6144 |  | 3310519.9401 |  | 3280187.1391 |  | 3375867.7263 |  | 3359016.9536
| Juma Mosque | [5 empty] | 9695942.3885 |  | 10698377.7707 |  | 10731165.319 |  | 10501611.1379 |  | 10297201.3427 |  | 0 |  | 11433325.3471
| Local Mosque | [5 empty] | 10400929.1286 |  | 12028621.9638 |  | 12065486.3402 |  | 11342222.6405 |  | 11085673.9452 |  | 13509326.0725 |  | 12649807.3641
| Villas | [5 empty] | 566967375.2795 |  | 492714498.9075 |  | 430538953.4328 |  | 553772790.5941 |  | 535975303.0181 |  | 596900687.7942 |  | 590898943.5848
| Boundary Wall | [5 empty] | 52238487.2724 |  | 58897462.5135 |  | 47486456.8815 |  | 58402502.0339 |  | 62531768.5883 |  | 61585086.1547 |  | 71192339.6959
| Provisional Sums | [5 empty] | 2644470.4145 |  | 2439258.4725 |  | 2446734.1204 |  | 2427620.5641 |  | 2363627.6972 |  | 2462887.4785 |  | 2450793.6351
Overall Infrastructure Contributed
| Retail Shop | [5 empty] | 7822022.7923 |  | 9184808.0414 |  | 9603214.4144 |  | 8777818.5803 |  | 8661087.0823 |  | 8626838.2735 |  | 10870904.4121
| Community Center | [5 empty] | 3965045.7248 |  | 5175816.1305 |  | 5411596.1757 |  | 4528987.681 |  | 4681222.8641 |  | 4628787.9309 |  | 4976461.9845
| Juma Mosque | [5 empty] | 12631144.3234 |  | 16244324.2732 |  | 16984321.0996 |  | 14366827.0649 |  | 14695348.8681 |  | 0 |  | 16938738.2476
| Local Mosque | [5 empty] | 13549548.0126 |  | 18264155.5504 |  | 19096164.1287 |  | 15516833.4714 |  | 15820594.4159 |  | 18523179.9787 |  | 18740984.737
| Villas | [5 empty] | 738602443.8745 |  | 748133433.491 |  | 681418244.3001 |  | 757594031.1686 |  | 764901432.9612 |  | 818434525.1652 |  | 875430570.9229
| Boundary Wall | [5 empty] | 52238487.2724 |  | 58897462.5135 |  | 47486456.8815 |  | 58402502.0339 |  | 62531768.5883 |  | 61585086.1547 |  | 71192339.6959
| Cost for Villas - Building | [5 empty] | 566967375.2795 |  | 492714498.9075 |  | 430538953.4328 |  | 553772790.5941 |  | 535975303.0181 |  | 596900687.7942
| Cost of Villa with external works | [5 empty] | 790840931.1468 |  | 807030896.0045 |  | 728904701.1816 |  | 815996533.2024 |  | 827433201.5496 |  | 880019611.3199
161254

## Saad
Price Comparison for Saad Villas as per Main Bid & Alterntive Bid
Sl.No | Description | Total Amount | Amount per villa as per Main Bid | Amount for Al Hayer Villa as per Alternative Bid | Savings Offered(AED) | Back up for Cost Saving
1 | BILL No. 7.01 – EARTH WORKS & EXCAVATION | 6022655 | 19681.88 | 38775 | -19093.12 | Quantity Differenec due to the change of substructure system (Isolated to Raft at ground level)
2 | BILL NO. 7.02 – CONCRETE WORKS & BLOCK WORK | 181646007 | 593614.4 | 570222.93 | 23391.47 | Quantity difference due to change of substructure system(Isolated to raft at ground level) and villa design change
3 | BILL NO. 7.03 – WATERPROOFING AND ROOFING | 23245840.8 | 75966.8 | 40000.15 | 35966.65 | Specification change in substructure waterproofing system, wet area waterproof system and combo roof system meeting Estidama Pearl 2 requirements.
4 | BILL NO. 7.04 – ALUMINIUM AND METAL WORKS | 24478470 | 79995 | 102290 | -22295 | Villa Design Change
5 | BILL NO. 7.05 – WOODEN WORKS | 21516390 | 70315 | 50000 | 20315 | Villa Design Change and specification change in door and ironmongery
6 | BILL NO. 7.06 – FLOOR, WALL AND CEILING FINISHES | 51155358 | 167174.37 | 155689.07 | 11485.3 | Villa Design Change
7 | BILL NO. 7.07 – KITCHEN CABINETS AND WARDROBES | 9388080 | 30680 | 23010 | 7670 | Villa Design Change and specification change
8 | BILL NO. 7.08 – ELECTRICAL INSTALLATION AND FIRE FIGHTING | 54272266 | 177360.35 | 120000.27 | 57360.08 | Villa Design change and change in spcification of light fittings
9 | BILL NO. 7.09 – SANITARY, WATER SUPPLY, DRAINAGE AND FIRE FIGHTING SYSTEM | 54275899 | 177372.22 | 160000.84 | 17371.38 | Villa Design Change and specification change in pump and water tank and also we have included only the items as per the ADSSC requirements for Al Hayer Villas.
10 | BILL NO. 2.10 – AIR CONDITIONING WORKS | 51713800 | 168999.35 | 100000.73 | 68998.62 | Change in AC system
11 | BILL NO. 7.11 – BOUNDARY WALL, GATES, EXTERNAL WORKS AND CAR PARKING | 57104444 | 186615.83 | 150000.5 | 36615.33 | Villa Design Change, Specification change in garage door, interlock paver and car shade
| Total For 306 villas as per Main Bid | 534819209.8
| Total Amount per villa |  | 1747775.2 | 1509989.49 | 237785.71
| Total Cost saving for 306 Villas |  |  |  | 72762427.26
| Cost savings for Interlock & kerbstone& Signage & Way finding in the infrastructure hardlandscape work |  |  |  | 3137575.74
| Total Cost saving as per our Alternative Bid |  |  |  | 75900003
| Villas |  |  |  | 61558136.28
| Vila - External Works |  |  |  | 11204290.98
| Infrastructure |  |  |  | 3137575.74

## Sheet1
[5 empty] | AL JABER BUILDING LLC | Nael General Contracting Est | NAEL & BIN HARMAL HYDRO EXPORT ESTABLISHMENT - ABU DHABI BRANCH | Combined Group Contracting Company (K.S.C.C) | Mohammed Abdulmohsin Al-Kharafi & Sons, LLC | Trojan General Contracting LLC
3.1 GENERAL REQUIREMENTS / PRELIMINARIES |  |  |  |  | 0 | 0 | 0 | 0 | 0 | 0
3.2 BILL No. 1 - PRELIMINARIES / GENERAL REQUIREMENTS |  |  |  |  | 86249281.32 | 24999925.8 | 44253572 | 22400558 | 59340498.81 | 49350990.07
3.4 Bill No. 2.01 - GROUND INVESTIGATION |  |  |  |  | 791581 | 474800 | 384201 | 634253 | 244567.02 | 683562.53
3.5 BILL NO. 2.02 - DEMOLITION AND SITE CLEARANCE |  |  |  |  | 1343644 | 1419250 | 599520.34 | 1030697.5 | 1366180.72 | 2785556.35
3.6 BILL NO. 2.03 - EARTHWORKS |  |  |  |  | 24665164 | 44171602 | 27677390 | 46450738 | 31966949.51 | 45441090.88
3.7 BILL NO. 2.04- STRUCTURAL METAL WORKS |  |  |  |  | 91861 | 115800 | 47589 | 130209 | 115078.6 | 210161.1
3.8 BILL NO. 2.05 - ROADS AND PAVINGS |  |  |  |  | 22009997 | 34506350 | 27853010 | 28139984 | 23630754.26 | 63697493.03
3.9 Bill No. 2.06 - STREET LIGHTING WORKS |  |  |  |  | 4019108 | 5153220 | 4434352 | 4410296 | 4899415.16 | 9464427.52
3.10 Bill No. 2.07 - STORM WATER DRAINAGE |  |  |  |  | 10527372 | 20538380 | 16447988 | 25006803 | 16262964.13 | 34750116.82
3.11 BLL NO. 2.08 - GRAVITY SEWER WORKS |  |  |  |  | 19882279 | 24187254 | 21606895 | 26348673 | 30072300.25 | 0
3.12 BLL NO. 2.08 - GRAVITY SEWER WORKS (Continued) |  |  |  |  | 2788796 | 3619270 | 2314250 | 1527296 | 3329224.67 | 39730037.93
3.13 BLL NO. 2.09 : IRRIGATION WORKS - AL SAAD |  |  |  |  | 928870 | 1199000 | 1185490 | 1101190 | 824381.26 | 1004569.8
3.14 Bill 2.10 - WATER WORKS |  |  |  |  | 12870910 | 17033500 | 13881127 | 13189673 | 18390770.31 | 16708994.24
3.15 BILL NO. 2.11 - TELECOMMUNICATION DUCT AND OTHER ACCESSORIES |  |  |  |  | 4352534 | 8189560 | 7878961 | 6365870 | 4655254.32 | 9681613.83
3.16 BILL NO. 2.12 - GAS LINE WORKS |  |  |  |  | 7138857 | 6560225 | 8087257 | 7825184 | 8448768.21 | 11758645.8
3.17 BILL NO. 2.13- LANDSCAPE WORKS |  |  |  |  | 20493249 | 34736936 | 31828739 | 30725237 | 26302026.86 | 0
3.18 BILL NO. 2.14 - ELECTRICAL BOQ FOR LV NETWORK |  |  |  |  | 27117739 | 59549450 | 37632414 | 40401065 | 42152870.64 | 47732196.57
3.3 BILL NO. 2 - INFRASTRUCTURE WORKS: |  |  |  |  | 159021961 | 261454597 | 201859183.34 | 233287168.5 | 212661505.92 | 283648466.4
3.20 BILL No. 3.01 – EARTH WORKS & EXCAVATION |  |  |  |  | 113550 | 119595 | 145554 | 84924 | 90043.32 | 194639.25
3.21 BILL NO. 3.02 – CONCRETE WORKS |  |  |  |  | 1534364.5 | 1348628.5 | 1447388 | 1662620.5 | 1502372.46 | 2177614.79
3.22 BILL NO. 3.03 – BLOCK WORKS |  |  |  |  | 646770 | 589975.5 | 728624 | 590604.5 | 735659.205 | 898615.84
3.23 BILL NO. 3.04 – WATERPROOFING AND ROOFING |  |  |  |  | 314438 | 248849 | 222740 | 336574 | 340189.49 | 292556.51
3.24 BILL NO. 3.05 – ALUMINIUM AND METAL WORKS |  |  |  |  | 314205 | 342735 | 427827 | 545967 | 335396.67 | 424979.01
3.25 BILL NO. 3.06 – WOODEN WORKS |  |  |  |  | 44418 | 79530 | 73620 | 67632 | 83233.38 | 47632.44
3.26 BILL NO. 3.07 – FLOOR, WALL AND CEILING FINISHES |  |  |  |  | 384266.5 | 451511.5 | 415619 | 721535.5 | 641095.85 | 618693.365
3.27 BILL NO. 3.08 – ELECTRICAL INSTALLATION AND FIRE FIGHTING |  |  |  |  | 1023225 | 1281539 | 1085464.2 | 1091466 | 1064609.43 | 2180748.82
3.28 BILL NO. 3.09 – SANITARY, WATER SUPPLY, DRAINAGE AND FIRE PROTECTION |  |  |  |  | 291339 | 581258 | 458700 | 410975 | 419151.08 | 0
3.29 BILL NO. 3.10 – AIR CONDITIONING WORKS |  |  |  |  | 613251 | 673900 | 952985.08 | 294124 | 571524.37 | 0
3.30 BILL NO. 3.11 – EXTERNAL WORKS |  |  |  |  | 89982 | 147366 | 121752 | 100413 | 93613.38 | 129440.4
3.19 BILL NO. 3 - RETAIL SHOPS - 3 NOS |  |  |  |  | 5369809 | 5864887.5 | 6080273.28 | 5906835.5 | 5876888.635 | 6964920.425
3.32 BILL No. 4.01 – EARTH WORKS & EXCAVATION |  |  |  |  | 51051 | 53395 | 45610 | 35736 | 41528.46 | 153375.03
3.33 BILL NO. 4.02 – CONCRETE WORKS |  |  |  |  | 616275 | 615225 | 647515 | 700060 | 619144.81 | 798758.03
3.34 BILL NO. 4.03 – BLOCK WORKS |  |  |  |  | 103170 | 138175 | 135595 | 129954 | 156340.61 | 162523.12
3.35 BILL NO. 4.04 – WATERPROOFING AND ROOFING |  |  |  |  | 117839 | 93027 | 76577 | 126833 | 128905.65 | 112471.58
3.36 BILL NO. 4.05 – ALUMINIUM AND METAL WORKS |  |  |  |  | 193327 | 266240 | 260144 | 279787 | 223606.94 | 231301.52
3.37 BILL NO. 4.06 – WOODEN WORKS |  |  |  |  | 30724 | 66795 | 63010 | 61367 | 48651.58 | 42263.83
3.38 BILL NO. 4.07 – FLOOR, WALL AND CEILING FINISHES |  |  |  |  | 321905 | 379257 | 355291 | 579776 | 507942.5 | 454499.5
3.39 BILL NO. 4.08 – KITCHEN CABINETS |  |  |  |  | 31840 | 24300 | 12350 | 39602 | 42729.24 | 11528.5
3.40 BILL NO. 4.09 – ELECTRICAL INSTALLATION AND FIRE FIGHTING |  |  |  |  | 533928 | 507542 | 624990 | 345993 | 552010.98 | 955876.25
3.41 BILL NO. 4.10 – SANITARY, WATER SUPPLY, DRAINAGE AND FIRE PROTECTION |  |  |  |  | 112227 | 242431 | 200014 | 173197 | 186209.03 | 0
3.42 BILL NO. 4.11 – AIR CONDITIONING WORKS |  |  |  |  | 503029 | 721070 | 439983 | 447838 | 473377.28 | 0
3.43 BILL NO. 4.12 – EXTERNAL WORKS AND CAR PARKING |  |  |  |  | 106684 | 197520 | 276088 | 272437 | 172836.93 | 265790.69
3.31 BILL NO. 4 - COMMUNITY CENTRE |  |  |  |  | 2721999 | 3304977 | 3137167 | 3192580 | 3153284.01 | 3188388.05
3.45 BILL NO. 5.01 – EARTHWORK & EXCAVATION |  |  |  |  | 188791 | 189900 | 143110 | 114862 | 140210.18 | 247190.35
3.46 BILL NO. 5.02 – CONCRETE WORKS |  |  |  |  | 2543116.5 | 2417260.5 | 2673238 | 2812223 | 2505650.645 | 3686131.685
3.47 BILL NO. 5.03 – BLOCK WORKS |  |  |  |  | 429487.5 | 581087 | 531386.5 | 542298 | 609631.395 | 672260.685
3.48 BILL NO. 5.04 – WATERPROOFING AND ROOFING |  |  |  |  | 474958.5 | 239092.5 | 318480 | 620130 | 517407.045 | 652640.79
3.49 BILL NO. 5.05 – ALUMINIUM AND METAL WORKS |  |  |  |  | 175717 | 307995 | 287215 | 366720 | 290487.71 | 385563.4
3.50 BILL NO. 5.06 – WOODEN WORKS |  |  |  |  | 133201 | 253150 | 162868 | 265789 | 204143.69 | 162292.09
3.51 BILL NO. 5.07 – FLOOR, WALL AND CEILING FINISHES |  |  |  |  | 1560749.5 | 1788202.5 | 1666918.5 | 2361341 | 2375195.73 | 2048343.08
3.52 BILL NO. 5.08 – KITCHEN CABINETS AND WARDROBES |  |  |  |  | 20215 | 27100 | 13520 | 34301 | 54661.81 | 29754.31
3.53 BILL NO. 5.09 – CONVEYING SYSTEMS |  |  |  |  | 215930 | 300000 | 312000 | 386728 | 264057.04 | 294168
3.54 BILL NO. 5.10 – ELECTRICAL INSTALLATION |  |  |  |  | 1275883 | 1697944 | 1411120 | 855748 | 1502579.76 | 2460532.24
3.55 BILL NO. 5.11 – SANISANITARY, WATER SUPPLY, DRAINAGE AND FIRE PROTECTION |  |  |  |  | 322739 | 687780 | 677080 | 466569 | 463160.67 | 0
3.56 BILL NO. 5.12 – AIR CONDITIONING WORKS |  |  |  |  | 1216148 | 1657700 | 1574046 | 1031700 | 1142370.72 | 0
3.57 BILL NO. 5.13 – EXTERNAL WORKS AND CAR PARKING |  |  |  |  | 114329 | 225475 | 180720 | 163775 | 177026.1 | 213666.96
3.44 BILL NO. 5 - JUMA'A MOSQUE |  |  |  |  | 8671265 | 10372686.5 | 9951702 | 10022184 | 10246582.495 | 10852543.59
3.59 BILL NO. 6.01 – EARTHWORK & EXCAVATION |  |  |  |  | 190702 | 197750 | 152260 | 122932 | 141315.1 | 260623.76
3.60 BILL NO. 6.02 – CONCRETE WORKS |  |  |  |  | 2986051 | 2763335 | 3001806 | 3234046 | 2876512.87 | 4658852.82
3.61 BILL NO. 6.03 – BLOCK WORKS |  |  |  |  | 265860 | 380340 | 322010 | 345238 | 384987.15 | 410559.34
3.62 BILL NO. 6.04 – WATERPROOFING AND ROOFING |  |  |  |  | 469230 | 228410 | 303340 | 597120 | 495584.6 | 632576.98
3.63 BILL NO. 6.05 – ALUMINIUM AND METAL WORKS |  |  |  |  | 180517 | 375360 | 219670 | 344124 | 364635.09 | 427362.42
3.64 BILL NO. 6.06 – WOODEN WORKS |  |  |  |  | 206959 | 351990 | 208840 | 355663 | 311098.23 | 223397.24
3.65 BILL NO. 6.07 – FLOOR, WALL AND CEILING FINISHES |  |  |  |  | 1412090 | 1794145 | 1645456.5 | 2393363.1 | 2330651.084 | 2063205.227
3.66 BILL NO. 6.08 – KITCHEN CABINETS |  |  |  |  | 37467 | 26100 | 29210 | 28107 | 104127.34 | 49682.92
3.67 BILL NO. 6.09 – ELECTRICAL INSTALLATION |  |  |  |  | 1599418 | 2305560 | 2169197 | 1153079 | 3422866.75 | 2991502.49
3.68 BILL NO. 6.10 – SANISANITARY, WATER SUPPLY, DRAINAGE AND FIRE PROTECTION |  |  |  |  | 493558 | 994284 | 948550 | 734664 | 702806.27 | 0
3.69 BILL NO. 6.11 – AIR CONDITIONING WORKS |  |  |  |  | 1274376 | 1920360 | 1505556 | 1267266 | 1231409.47 | 0
3.70 BILL NO. 6.12 – EXTERNAL WORKS AND CAR PARKING |  |  |  |  | 185520 | 324800 | 242400 | 213996 | 252611.2 | 289468.44
3.58 BILL NO. 6 - LOCAL MOSQUE, 2 Nos. |  |  |  |  | 9301748 | 11662434 | 10748295.5 | 10789598.1 | 12618605.154 | 12007231.637
3.72 BILL No. 7.01 – EARTH WORKS & EXCAVATION |  |  |  |  | 7384852 | 6022655 | 8059132 | 4405008 | 4672612.24 | 11917018.64
3.73 BILL NO. 7.02 – CONCRETE AND BLOCK WORKS |  |  |  |  | 235838079 | 181646007 | 250449620 | 264715258 | 223956035.65 | 264611625.26
3.74 BILL NO. 7.03 – WATERPROOFING AND ROOFING |  |  |  |  | 18248248.8 | 23245840.8 | 23878098 | 26233624.8 | 27282554.244 | 37491119.34
3.75 BILL NO. 7.04 – ALUMINIUM AND METAL WORKS |  |  |  |  | 13170852 | 24478470 | 20656530 | 18354798 | 14354181.54 | 17533007.46
3.76 BILL NO. 7.05 – WOODEN WORKS |  |  |  |  | 16827552 | 21516390 | 21493746 | 21704274 | 25537297.32 | 17457930.36
3.77 BILL NO. 7.06 – FLOOR, WALL AND CEILING FINISHES |  |  |  |  | 50728397 | 51155358 | 58604498 | 53581573 | 80184056.01 | 64123587.8
3.78 BILL NO. 7.07 – KITCHEN CABINETS AND WARDROBES |  |  |  |  | 12400038 | 9388080 | 8154900 | 9584838 | 16995848.94 | 9947496.96
3.79 BILL NO. 7.08 – ELECTRICAL INSTALLATION AND FIRE FIGHTING |  |  |  |  | 53457894 | 54272266 | 48384856 | 45098810 | 57809328.2 | 137801102.39
3.80 BILL NO. 7.09 – SANITARY, WATER SUPPLY, DRAINAGE AND FIRE FIGHTING SYSTEM |  |  |  |  | 55614888 | 54275899 | 49412448 | 42822367 | 59039205.91 | 0
3.81 BILL NO. 2.10 – AIR CONDITIONING WORKS |  |  |  |  | 43378866 | 51713800 | 35681058 | 35159940 | 47713649.76 | 0
3.82 BILL NO. 7.11 – BOUNDARY WALL, GATES, EXTERNAL WORKS AND CAR PARKING |  |  |  |  | 46717869 | 57104444 | 55344298 | 60861672 | 57524548.7 | 67575962.93
3.71 BILL NO. 7 - VILLA - 306 Villas |  |  |  |  | 553767535.8 | 534819209.8 | 580119184 | 582522162.8 | 615069318.514 | 628458851.14
3.83 Provisional Sums |  |  |  |  | 2365000 | 2365000 | 2300500 | 2300500 | 2300500 | 2326300
3.84 MUSANADA IT REQUIREMENTS |  |  |  |  | 1340092.88 | 1056282.4 | 737122.88 | 869867.88 | 777816.46 | 1352308.688
[5 empty] | 828808692 | 855900000 | 859187000 | 871291454.78 | 922044999.998 | 998150000
[5 empty] | 828808692 | 855900000 | 859187000 | 871291454.78 | 922044999.998 | 998150000
[5 empty] | 828808692 | 855900000 | 859187000 | 871291454.78 | 922044999.998 | 998150000
[5 empty] | 0 | 27091308 | 30378308 | 42482762.78 | 93236307.998 | 169341308
[5 empty] | 0 | 3.1652 | 3.5357 | 4.8758 | 10.1119 | 16.9655
[5 empty] | AL JABER BUILDING LLC | Nael General Contracting Est | NAEL & BIN HARMAL HYDRO EXPORT ESTABLISHMENT - ABU DHABI BRANCH | Combined Group Contracting Company (K.S.C.C) | Mohammed Abdulmohsin Al-Kharafi & Sons, LLC | Trojan General Contracting LLC
3.2 BILL No. 1 - PRELIMINARIES / GENERAL REQUIREMENTS |  |  |  |  | 86249281.32 | 24999925.8 | 44253572 | 22400558 | 59340498.81 | 49350990.07
3.3 BILL NO. 2 - INFRASTRUCTURE WORKS: |  |  |  |  | 159021961 | 261454597 | 201859183.34 | 233287168.5 | 212661505.92 | 283648466.4
3.19 BILL NO. 3 - RETAIL SHOPS - 3 NOS |  |  |  |  | 5369809 | 5864887.5 | 6080273.28 | 5906835.5 | 5876888.635 | 6964920.425
3.31 BILL NO. 4 - COMMUNITY CENTRE |  |  |  |  | 2721999 | 3304977 | 3137167 | 3192580 | 3153284.01 | 3188388.05
3.44 BILL NO. 5 - JUMA'A MOSQUE |  |  |  |  | 8671265 | 10372686.5 | 9951702 | 10022184 | 10246582.495 | 10852543.59
3.58 BILL NO. 6 - LOCAL MOSQUE, 2 Nos. |  |  |  |  | 9301748 | 11662434 | 10748295.5 | 10789598.1 | 12618605.154 | 12007231.637
3.71 BILL NO. 7 - VILLA - 306 Villas |  |  |  |  | 553767535.8 | 534819209.8 | 580119184 | 582522162.8 | 615069318.514 | 628458851.14
3.83 Provisional Sums |  |  |  |  | 2365000 | 2365000 | 2300500 | 2300500 | 2300500 | 2326300
3.84 MUSANADA IT REQUIREMENTS |  |  |  |  | 1340092.88 | 1056282.4 | 737122.88 | 869867.88 | 777816.46 | 1352308.688
[5 empty] | 828808692 | 855900000 | 859187000 | 871291454.78 | 922044999.998 | 998150000
[5 empty] | 1809697.8294 | 1747775.1954
m2
| estenral works per villa |  |  | 1742
| villa | 306 | 479 | 146574
| jamee mosque |  |  | 2949
| local mosque | 2 | 1361 | 2722
| commercial | 3 | 601 | 1803
| community |  |  | 688
| external |  |  | 1219777
[5 empty] | AL JABER BUILDING LLC | Nael General Contracting Est | NAEL & BIN HARMAL HYDRO EXPORT ESTABLISHMENT - ABU DHABI BRANCH | Combined Group Contracting Company (K.S.C.C) | Mohammed Abdulmohsin Al-Kharafi & Sons, LLC | Trojan General Contracting LLC | AL JABER BUILDING LLC | Nael General Contracting Est | NAEL & BIN HARMAL HYDRO EXPORT ESTABLISHMENT - ABU DHABI BRANCH | Combined Group Contracting Company (K.S.C.C) | Mohammed Abdulmohsin Al-Kharafi & Sons, LLC | Trojan General Contracting LLC |  | AL JABER BUILDING LLC | Nael General Contracting Est | NAEL & BIN HARMAL HYDRO EXPORT ESTABLISHMENT - ABU DHABI BRANCH | Combined Group Contracting Company (K.S.C.C) | Mohammed Abdulmohsin Al-Kharafi & Sons, LLC | Trojan General Contracting LLC
3.2 BILL No. 1 - PRELIMINARIES / GENERAL REQUIREMENTS |  |  |  |  | 86249281.32 | 24999925.8 | 44253572 | 22400558 | 59340498.81 | 49350990.07
3.3 BILL NO. 2 - INFRASTRUCTURE WORKS: |  |  |  |  | 159021961 | 261454597 | 201859183.34 | 233287168.5 | 212661505.92 | 283648466.4 | 177492577.1596 | 269321181.356 | 212820802.5311 | 239443157.1771 | 227289272.2312 | 298402205.0761 | 1219977 | 145.4885 | 220.7592 | 174.4466 | 196.2686 | 186.3062 | 244.5966
3.19 BILL NO. 3 - RETAIL SHOPS - 3 NOS |  |  |  |  | 5279827 | 5717521.5 | 5958521.28 | 5806422.5 | 5783275.255 | 6835480.025 | 5893086.0574 | 5889548.9407 | 6282088.6309 | 5959642.548 | 6181073.6181 | 7191021.824 | 1805 | 3264.8676 | 3262.908 | 3480.3815 | 3301.741 | 3424.4175 | 3983.9456
3.19 BILL NO. 3 - RETAIL SHOPS - 3 NOS -external |  |  |  |  | 89982 | 147366 | 121752 | 100413 | 93613.38 | 129440.4 | 100433.5312 | 151799.9135 | 128363.535 | 103062.7012 | 100052.5079 | 136173.1346
3.31 BILL NO. 4 - COMMUNITY CENTRE |  |  |  |  | 2615315 | 3107457 | 2861079 | 2920143 | 2980447.08 | 2922597.36 | 2919087.3796 | 3200953.4346 | 3016445.0228 | 2997199.8195 | 3185454.9548 | 3074613.8269 | 668 | 4369.8913 | 732.5018 | 4118.0033 | 727.8284 | 4376.6565 | 702.5029
3.31 BILL NO. 4 - COMMUNITY CENTRE - etxternal |  |  |  |  | 106684 | 197520 | 276088 | 272437 | 172836.93 | 265790.69 | 119075.4911 | 203462.9353 | 291080.4887 | 279626.0756 | 184725.392 | 279615.5713
3.44 BILL NO. 5 - JUMA'A MOSQUE |  |  |  |  | 8556936 | 10147211.5 | 9770982 | 9858409 | 10069556.395 | 10638876.63 | 9550835.7065 | 10452518.4105 | 10301578.5378 | 10118552.9872 | 10762183.4747 | 11192248.9348 | 2950 | 3237.5714 | 3543.2266 | 3492.0605 | 3430.018 | 3648.1978 | 3793.9827
3.44 BILL NO. 5 - JUMA'A MOSQUE - etxternal |  |  |  |  | 114329 | 225475 | 180720 | 163775 | 177026.1 | 213666.96 | 127608.4682 | 232259.0387 | 190533.6918 | 168096.6995 | 189202.711 | 224780.6689
3.58 BILL NO. 6 - LOCAL MOSQUE, 2 Nos. |  |  |  |  | 9116228 | 11337634 | 10505895.5 | 10575602.1 | 12365993.954 | 11717763.197 | 10175090.2298 | 11678758.0624 | 11076400.2639 | 10854671.3999 | 13216579.8134 | 12327252.8878 | 2722 | 3738.0934 | 4290.5063 | 4069.2139 | 3987.7558 | 4855.4665 | 4528.7483
3.58 BILL NO. 6 - LOCAL MOSQUE, 2 Nos.- external |  |  |  |  | 185520 | 324800 | 242400 | 213996 | 252611.2 | 289468.44 | 207068.3993 | 334572.5059 | 255563.1192 | 219642.9328 | 269986.8768 | 304524.8998
3.71 BILL NO. 7 - VILLA - 306 Villas |  |  |  |  | 507049666.8 | 477714765.8 | 524774886 | 521660490.8 | 557544769.814 | 560882888.21 | 565944172.379 | 492088135.1971 | 553271892.5081 | 535426083.2039 | 595895079.4555 | 590056744.3764 | 146840 | 3854.1554 | 3351.1859 | 3767.8554 | 3646.3231 | 4058.125 | 4018.3652
3.71 BILL NO. 7 - VILLA - 306 Villas - external |  |  |  |  | 46717869 | 57104444 | 55344298 | 60861672 | 57524548.7 | 67575962.93 | 52144212.762 | 58822589.066 | 58349675.8532 | 62467691.5943 | 61481332.7541 | 71090870.3452
3.83 Provisional Sums |  |  |  |  | 2365000 | 2365000 | 2300500 | 2300500 | 2300500 | 2326300 | 2639697.9533 | 2436157.5632 | 2425424.7348 | 2361205.6618 | 2458738.2117 | 2447300.5565
3.84 MUSANADA IT REQUIREMENTS |  |  |  |  | 1340092.88 | 1056282.4 | 737122.88 | 869867.88 | 777816.46 | 1352308.688 | 1495746.4831 | 1088063.5762 | 777151.0827 | 892821.9793 | 831317.9969 | 1422647.8978
[5 empty] | 828808692 | 855900000 | 859187000 | 871291454.78 | 922044999.998 | 998150000 | 828808692 | 855900000 | 859187000 | 871291454.78 | 922044999.998 | 998150000
[5 empty] | 742559410.68 | 830900074.2 | 814933428 | 848890896.78 | 862704501.188 | 948799009.93

## Supervision Compa
| Al Suweidi Engineering Consultants Bureau LLC | Altorath International Engineering Consultants L.L.C | Tebodin Meddle East | AL Samha 250 Villas | Dar Sayed Villa - Group 1 ( 20 Villas)- Abu Dhabi | D&B of Al Hayer Residential 300 Villas -(2015) | D& B Samha 50 Villas (2015) | Al Shuaiba Residential Complex (162 Villa)(2 Pearl Rating) | Al Shwaib Residential Complex in Western Region (186 Villa) | Design & Build of Rameh Residential Complex (46 villa) in Al Ain | Mezyad & Um Ghafa Residential Complex (110 Villa)(2 Pearl Rating) | Abu Samra Villas (60 Villa) | Neima & Salamat Residential Complex (51 Villa)(2 Pearl Rating) | Watani Residential Development - Phase 1A (303 Villa) | Watani Residential Development - Khalifa City A - Phase 2 (400 Villa) | Jabal Hafeet Emirati Housing (3000Villas)(2 Pearl Rating) | Ain Al Fayda (2000 Villa)(2 Pearl Rating)
| التراث انترناشيونال للاستشارات الهندسية ذ.م.م | اركنسلت للاستشارات الهندسية | تيبودين للشرق الاوسط | (2017) السمحة المرحلة الثانية (250 فيلا) | فلل أبناء زايد-مجموعة (2017) | إئتلاف نايل للمقاولات و الفهجان(2016) | السمحة 50 فيلا(2015) | مشروع 162 فيلا - الشعيبة- (2014) | مشروع 186 فيلا - الشعيبة- (2014) | تصميم وإنشاء في الرامة سكني مجمع (46 فيلا) في العين (2014) | مشروع 110 فيلا - مزيد و أم غافة- (2013) | مشروع 60 فيلا - أبو سمرة- (2013) | مشروع 51 فيلا - نعمة و السلامات-( 2013) | مشروع 303 فيلا - وطني 1 - (2010) | مشروع 400 فيلا - وطني 2- (2010) | مشروع 3000 فيلا - جبل حفيت- (2010) | مشروع 2000 فيلا - العين الفايضة- (2010)
| 828808692 | 828808692 | 828808692 | 654097256.6974 | 40759989 | 617537316.1955 | 99900000 | 303350003.67 | 333909816 | 84396903 | 143053032 | 115450000 | 90169255 | 650341892 | 739801704 | 4854018422.59 | 4037981000
| 9644532 | 10207000 | 10302200 | 10440842 | 815199.78 | 13866000 | 4000000 | 9246000 | 12694000 | 5738000 | 5731000 | 7998625 | 3696000 | 6849695 | 7313212 | 67030306 | 97937000
| 1.164% | 1.232% | 1.243% | 1.596% | 2% | 2.245% | 4.004% | 3.048% | 3.802% | 6.799% | 4.006% | 6.928% | 4.099% | 1.053% | 0.9885% | 1.381% | 2.425%
|  | Bid Price | Technical Score
Al Suweidi Engineering Consultants Bureau LLC | التراث انترناشيونال للاستشارات الهندسية ذ.م.م | 9644532 | 59.92%
Altorath International Engineering Consultants L.L.C | اركنسلت للاستشارات الهندسية | 10207000 | 72.29%
Tebodin Meddle East | تيبودين للشرق الاوسط | 10302200 | 87.28%
Core Engineering Consultancy | مكتب السويدي للاستشارات الهندسية | 11287650 | 81.7%
Dorsch Holding GmbH - Abu Dhabi | دورش هولدنج جي أم بي أتش | 12227760 | 65.39%
KN INTERNATIONAL ARHITECTS AND ENGINEERS L.L.C | كي ان الدولية للهندسة والعمارة ذ.م.م | 13057000 | 60.83%
KEO International Consultants - Abu Dhabi | كيو انترناشيونال أبوظبي | 17553900 | 84.73%

## Supervision Al Saad
Exported on: 27/08/2017 22:57 GMT + 4:00
Project Code |  | tender_1705
Project Title |  | Supervision for 306 villas at Al Saad
Reference |  | P327-T/BPS/652/081/17
RFP Code |  | rfp_1992
RFP Title |  | P327-T/BPS/652/081/17 Supervision for construction of 306 villas at Al Saad
RFP Status |  | Commercial Evaluation
[6 empty] | Al Suweidi Engineering Consultants Bureau LLC |  | Altorath International Engineering Consultants L.L.C |  | Tebodin Meddle East |  | Core Engineering Consultancy |  | Dorsch Holding GmbH - Abu Dhabi |  | KN INTERNATIONAL ARHITECTS AND ENGINEERS L.L.C |  | KEO International Consultants - Abu Dhabi
Displayed in Event Currency (AED) | [5 empty] | Response Date : 26/07/2017 13:30:20 |  | Response Date : 26/07/2017 12:48:28 |  | Response Date : 26/07/2017 12:44:32 |  | Response Date : 26/07/2017 13:26:14 |  | Response Date : 26/07/2017 15:22:14 |  | Response Date : 25/07/2017 17:54:09 |  | Response Date : 25/07/2017 09:35:42
3 Commercial Envelope | [5 empty] | Current Score (Default Score) | Total | Current Score (Default Score) | Total | Current Score (Default Score) | Total | Current Score (Default Score) | Total | Current Score (Default Score) | Total | Current Score (Default Score) | Total | Current Score (Default Score) | Total
[6 empty] | 100 (100) | 9644532 | 94.489 (94.489) | 10207000 | 93.616 (93.616) | 10302200 | 85.443 (85.443) | 11287650 | 78.874 (78.874) | 12227760 | 73.865 (73.865) | 13057000 | 54.942 (54.942) | 17553900
3.1 Important Note - Commercial Details
| Note | Note Details
3.1.1 | Important Note | I accordance with In accordance with 4.4 (i) of the Instructions to Tenderers, Where an item is not priced and/or a rate is not provided or priced a zero in the e-Procurement Commercial submission, such price and/or rate shall be deemed to be allowed for and included in other prices or rates contained in the submitted tender price.
3.2 Supervision Staff & Allocation | [6 empty] | 9526452 |  | 10106000 |  | 10242200 |  | 11257650 |  | 12192760 |  | 13007000 |  | 17445500
| Item Code | Description | Item Remarks | Unit of Measurement | Quantity/Base Price | Unit Price/Discount % | Total | Unit Price/Discount % | Total | Unit Price/Discount % | Total | Unit Price/Discount % | Total | Unit Price/Discount % | Total | Unit Price/Discount % | Total | Unit Price/Discount % | Total
3.2.1 | 1 | (*) Project Manager | [ 1 person (100% utilisation) for 21 months] | Total Man Months | 21 | 30099 | 632079 | 31000 | 651000 | 42000 | 882000 | 44000 | 924000 | 47250 | 992250 | 46800 | 982800 | 63000 | 1323000
3.2.2 | 2 | (*) Resident Engineer - Buildings | [ 1 person (100% utilisation) for 21 months] | Total Man Months | 21 | 22989 | 482769 | 25700 | 539700 | 29000 | 609000 | 33000 | 693000 | 37650 | 790650 | 37800 | 793800 | 55500 | 1165500
3.2.3 | 3 | (*) Resident Engineer- Infrastructure | [ 1 person (100% utilisation) for 21 months] | Total Man Months | 21 | 26544 | 557424 | 25700 | 539700 | 31500 | 661500 | 37000 | 777000 | 37650 | 790650 | 37800 | 793800 | 55500 | 1165500
3.2.4 | 4 | (*) ARE-Buildings/Structural Eng. | [ 1 person (100% utilisation) for 21 months] | Total Man Months | 21 | 17775 | 373275 | 21100 | 443100 | 16000 | 336000 | 21300 | 447300 | 22070 | 463470 | 25000 | 525000 | 38000 | 798000
3.2.5 | 5 | (*) ARE-Water | [ 1 person (100% utilisation) for 21 months] | Total Man Months | 21 | 20619 | 432999 | 21100 | 443100 | 16000 | 336000 | 24000 | 504000 | 22720 | 477120 | 25000 | 525000 | 35000 | 735000
3.2.6 | 6 | (*) ARE-Electrical | [ 1 person (100% utilisation) for 21 months] | Total Man Months | 21 | 20619 | 432999 | 21100 | 443100 | 16000 | 336000 | 24000 | 504000 | 22070 | 463470 | 25000 | 525000 | 35000 | 735000
3.2.7 | 7 | (*) ARE-Roads | [ 1 person (100% utilisation) for 21 months] | Total Man Months | 21 | 20619 | 432999 | 21100 | 443100 | 17000 | 357000 | 22600 | 474600 | 22720 | 477120 | 25000 | 525000 | 35000 | 735000
3.2.8 | 8 | (*) Material Engineer | [ 1 person (100% utilisation) for 16 months] | Total Man Months | 16 | 18960 | 303360 | 17900 | 286400 | 26000 | 416000 | 21300 | 340800 | 21430 | 342880 | 20000 | 320000 | 29000 | 464000
3.2.9 | 9 | (*) Planning Engineer | [ 1 person (100% utilisation) for 21 months] | Total Man Months | 21 | 20619 | 432999 | 19900 | 417900 | 22000 | 462000 | 22600 | 474600 | 26600 | 558600 | 20000 | 420000 | 38000 | 798000
3.2.10 | 10 | (*) Senior QA/QC Engineer | [ 1 person (100% utilisation) for 21 months] | Total Man Months | 21 | 18723 | 393183 | 22200 | 466200 | 14000 | 294000 | 20000 | 420000 | 21430 | 450030 | 25000 | 525000 | 31000 | 651000
3.2.11 | 11 | (*) HSE Manager | [ 1 person (100% utilisation) for 21 months] | Total Man Months | 21 | 22515 | 472815 | 22200 | 466200 | 18000 | 378000 | 20000 | 420000 | 20140 | 422940 | 27000 | 567000 | 36000 | 756000
3.2.12 | 12 | (*) HSE Engineer | [ 1 person (100% utilisation) for 21 months] | Total Man Months | 21 | 17301 | 363321 | 15400 | 323400 | 17200 | 361200 | 14600 | 306600 | 17550 | 368550 | 25000 | 525000 | 26000 | 546000
3.2.13 | 13 | (*) HSE officer | [ 2 persons (100% utilisation) for 21 months] | Total Man Months | 42 | 9480 | 398160 | 10800 | 453600 | 10000 | 420000 | 12000 | 504000 | 16260 | 682920 | 20000 | 840000 | 21500 | 903000
3.2.14 | 14 | (*) Inspector -Civil | [ 3 persons (100% utilisation) for 21 months] | Total Man Months | 63 | 9006 | 567378 | 10800 | 680400 | 11500 | 724500 | 10750 | 677250 | 11090 | 698670 | 13000 | 819000 | 16500 | 1039500
3.2.15 | 14 | (*) Inspector -Civil | [ 3 persons (100% utilisation) for 18 months] | Total Man Months | 54 | 9006 | 486324 | 10800 | 583200 | 11500 | 621000 | 10750 | 580500 | 11090 | 598860 | 13000 | 702000 | 16500 | 891000
3.2.16 | 15 | (*) Inspector - Mechanical | [ 1 person (100% utilisation) for 21 months] | Total Man Months | 21 | 9480 | 199080 | 10800 | 226800 | 11000 | 231000 | 12000 | 252000 | 11730 | 246330 | 13000 | 273000 | 16500 | 346500
3.2.17 | 15 | (*) Inspector - Mechanical | [ 1 person (100% utilisation) for 18 months] | Total Man Months | 18 | 9480 | 170640 | 10600 | 190800 | 11000 | 198000 | 12000 | 216000 | 11730 | 211140 | 13000 | 234000 | 16500 | 297000
3.2.18 | 16 | (*) Inspector - Water | [ 1 person (100% utilisation) for 18 months] | Total Man Months | 18 | 10191 | 183438 | 10600 | 190800 | 11000 | 198000 | 12000 | 216000 | 11730 | 211140 | 13000 | 234000 | 16500 | 297000
3.2.19 | 17 | (*) Inspector - Electrical | [ 2 persons (100% utilisation) for 21 months] | Total Man Months | 42 | 10191 | 428022 | 10800 | 453600 | 11000 | 462000 | 12000 | 504000 | 11090 | 465780 | 13000 | 546000 | 16500 | 693000
3.2.20 | 18 | (*) Inspector - Electrical | [ 1 person (100% utilisation) for 18 months] | Total Man Months | 18 | 10191 | 183438 | 10600 | 190800 | 11000 | 198000 | 12000 | 216000 | 11090 | 199620 | 13000 | 234000 | 16500 | 297000
3.2.21 | 19 | (*) Inspector - Sewer | [ 1 person (100% utilisation) for 21 months] | Total Man Months | 21 | 10191 | 214011 | 10800 | 226800 | 11000 | 231000 | 12000 | 252000 | 11730 | 246330 | 13000 | 273000 | 16500 | 346500
3.2.22 | 20 | (*) Inspector - Roads | [ 1 person (100% utilisation) for 18 months] | Total Man Months | 18 | 10191 | 183438 | 10600 | 190800 | 11000 | 198000 | 12000 | 216000 | 11730 | 211140 | 13000 | 234000 | 16500 | 297000
3.2.23 | 21 | (*) Document Controller | [ 1 person (100% utilisation) for 21 months] | Total Man Months | 21 | 5214 | 109494 | 6300 | 132300 | 6000 | 126000 | 6000 | 126000 | 20140 | 422940 | 9000 | 189000 | 10500 | 220500
3.2.24 | 22 | (*) Secretary | [ 1 person (100% utilisation) for 21 months] | Total Man Months | 21 | 5214 | 109494 | 6300 | 132300 | 4000 | 84000 | 6000 | 126000 | 9150 | 192150 | 8000 | 168000 | 9000 | 189000
3.2.25 | 23 | (*) Land Surveyor | [ 1 person (100% utilisation) for 21 months] | Total Man Months | 21 | 9006 | 189126 | 10800 | 226800 | 11000 | 231000 | 10750 | 225750 | 11730 | 246330 | 13000 | 273000 | 16500 | 346500
3.2.26 | 24 | (*) Land Surveyor | [ 1 person (100% utilisation) for 18 months] | Total Man Months | 18 | 9006 | 162108 | 10600 | 190800 | 11000 | 198000 | 10750 | 193500 | 11730 | 211140 | 13000 | 234000 | 16500 | 297000
3.2.27 | 25 | (*) Lab Technician | [ 1 person (100% utilisation) for 21 months] | Total Man Months | 21 | 11139 | 233919 | 9600 | 201600 | 11000 | 231000 | 10750 | 225750 | 11730 | 246330 | 13000 | 273000 | 16500 | 346500
3.2.28 | 26 | (*) QS/ Building - Infrastructure | [ 1 person (100% utilisation) for 21 months] | Total Man Months | 21 | 18960 | 398160 | 17700 | 371700 | 22000 | 462000 | 21000 | 441000 | 24010 | 504210 | 21600 | 453600 | 36500 | 766500
3.3 Fees for Defects Liability Period including Project Closeout | [6 empty] | 118080 |  | 101000 |  | 60000 |  | 30000 |  | 35000 |  | 50000 |  | 108400
| Item Code | Description | Item Remarks | Unit of Measurement | Quantity/Base Price | Unit Price/Discount % | Total | Unit Price/Discount % | Total | Unit Price/Discount % | Total | Unit Price/Discount % | Total | Unit Price/Discount % | Total | Unit Price/Discount % | Total | Unit Price/Discount % | Total
3.3.1 | DLP | (*) Fee for Supervision Services during the defects notification period and project close out of the Construction Contract |  | Lump Sum | 1 | 118080 | 118080 | 101000 | 101000 | 60000 | 60000 | 30000 | 30000 | 35000 | 35000 | 50000 | 50000 | 108400 | 108400
3.4 Tender Schedule 9 - Form of Tender
| Question | Description |  |  |  | Response |  | Response |  | Response |  | Response |  | Response |  | Response |  | Response
3.4.1 | Form of Tender | (*) Please attach here the completed, signed and stamped Tender Schedule 9 - Form of Tender |  |  |  | TS 9 - Signed Form of Tender.pdf |  | TS-09-Form of Tender signed.pdf |  | Tender Schedule 9 - Signed .pdf |  | Form Of Tender.pdf |  | Scnned Copy of Form of Tender.pdf |  | 3.4.1 Form of Tender.pdf |  | Form of Tender - 306 Villas - SIGNED.pdf
3.5 Additional Attachments Area | [5 empty] | Attachments: 0 |  | Attachments: 0 |  | Attachments: 0 |  | Attachments: 0 |  | Attachments: 0 |  | Attachments: 0 |  | Attachments: 2
5. Fee Clarifications.pdf SLS_17-7682-PRPI - Musanada (306) Villas at Al Saad 26 Jul 2017-Rev.00 -CPBR.pdf
Reject on Commercial Response | [5 empty] | No |  | No |  | No |  | No |  | No |  | No |  | No
Official Reject/Accept Notes
[7 empty] | Al Suweidi Engineering Consultants Bureau LLC |  | Altorath International Engineering Consultants L.L.C |  | Tebodin Meddle East |  | Core Engineering Consultancy |  | Dorsch Holding GmbH - Abu Dhabi |  | KN INTERNATIONAL ARHITECTS AND ENGINEERS L.L.C |  | KEO International Consultants - Abu Dhabi
[7 empty] | 9644532 |  | 10207000 |  | 10302200 |  | 11287650 |  | 12227760 |  | 13057000 |  | 17553900
|  | 828808692 |  |  |  |  | 1.1637