## Scenario Analysis
Exported on: 19/06/2018 23:23 GMT + 4:00
Project Code |  | tender_2095
Project Title |  | Construction of Al Ain Autism Centre
Reference |  | P273-T/BPS/441/032/18
RFP Code |  | rfp_2278
RFP Title |  | P273-T/BPS/441/032/18 Construction of Al Ain Autism Centre
RFP Status |  | Commercial Evaluation
[7 empty] | Nael General Contracting Est |  | CHICAGO MAINTENANCE & CONSTRUCTION CO L L C BRANCH OF ABU DHABI |  | Pauling Middle East Company L.L.C |  | AL ESLAH GENERAL CONTRACTING EST. |  | Emirates Link Maltauro |  | Ranya Contracting Establishment |  | Orient House for Development & Construction Co. LLC |  | Al Nasr International LLC |  | United Engineering & Contracting Co. |  | yousif general contracting est
Displayed in Event Currency (AED) | [6 empty] | Response Date : 13/05/2018 09:45:22 |  | Response Date : 13/05/2018 09:12:37 |  | Response Date : 13/05/2018 10:49:15 |  | Response Date : 13/05/2018 10:58:18 |  | Response Date : 13/05/2018 12:51:33 |  | Response Date : 13/05/2018 12:57:37 |  | Response Date : 12/05/2018 19:26:21 |  | Response Date : 13/05/2018 12:18:04 |  | Response Date : 13/05/2018 11:46:15 |  | Response Date : 13/05/2018 13:32:45
3 Commercial Envelope | [5 empty] | Max Score | Current Score (Default Score) | Total | Current Score (Default Score) | Total | Current Score (Default Score) | Total | Current Score (Default Score) | Total | Current Score (Default Score) | Total | Current Score (Default Score) | Total | Current Score (Default Score) | Total | Current Score (Default Score) | Total | Current Score (Default Score) | Total | Current Score (Default Score) | Total
[6 empty] | 0 | 0 (0) | 65000000 | 0 (0) | 66400000 | 0 (0) | 68968601.939 | 0 (0) | 72683088 | 0 (0) | 79250000 | 0 (0) | 79592000 | 0 (0) | 83900000 | --- |  | --- |  | ---
3.1 Notes | [7 empty] | 0 |  | 0 |  | 0 |  | 0 |  | 0 |  | 0 |  | 0
| Note | Note Details
3.1.1 | Note | Any price inserted as "0" shall be considered as "included". Hence the Tenderers are encouraged to price all items
3.1.2 | Important Note | Please attach the signed and stamped Form of Tender in Additional Attachments Area (Do Not Edit the Form)
3.1.3 | Important Note | The BOQ does not allow for discount to be inserted on the Total Bill and hence the pricing should be done considering this
3.2 BILL NO 01 - PRELIMINARIES | [7 empty] | 4500200 |  | 8999866.07 |  | 10368003.8 |  | 2825000 |  | 12953675 |  | 9363859 |  | 14688989
| Note | Note Details
3.2.1 | - | GENERAL REQUIREMENTS / PRELIMINARIES
3.2.2 | - | These General Requirements are applicable to the whole of the Works. The Contractor shall price each of the items contained herein individually. The Contractor shall not enter any lump sum covering more than one or all items. Where any item of the General Requirements has not been priced, it will be deemed that the value of such item is included elsewhere in the Bill of Quantities.
3.2.3 | - | The Contractor is referred to the requirements of the Specification Division 1 - General Requirements.
3.2.4 | - | The Contractor shall price herein any obligations contained in the following for which he has not included elsewhere and wishes to price separately.
3.2.5 | - | The Contractor is responsible for the design, construction, maintenance and removal of all temporary works. The Contractor is to submit to the Engineer his proposals for all temporary works for approval. The Engineer’s approval will no way relieve the Contractor of his responsibility for the safety of the works, operatives, adjoining property, structure or services and compliance with appropriate regulations and Codes of Practice.
3.2.6 | - | Pricing Generally
3.2.7 | - | The Contractor shall satisfy himself as to the meaning of every item in the Bills of Quantities and the rates and prices inserted by him will be deemed to cover all his obligations under the Contract and all matters and things necessary for the proper construction and completion of the Works including, but not by any way of limitation, all temporary work required (including any that may be required by subcontractors, whether nominated or otherwise).
3.2.8 | - | The prices shall include for all materials and labour and for the provision and use of all plant whether mechanical or non-mechanical required for the expeditious carrying out of the Works in their proper sequence - for shifting, altering and adapting such temporary work and plant as may be required during the progress of the Works and removing at completion and making good any surfaces disturbed and if not included in the prices inserted against the Conditions of Contract clauses above; (continued)
3.2.9 | - | (continuation) for the guarantees, insurances and bonds required; for the costs of preparing a tender; for the work in connection with measurements and the final account, for profit and for all other establishment charges and on costs of whatever nature. No claim for additional payment will be allowed for any error or misunderstanding by the contractor in these respects.
3.2.10 | - | Instructions to Tenderers
| Item Code | Description | Item Remarks | Unit of Measurement | Quantity/Base Price |  | Unit Price/Discount % | Total | Unit Price/Discount % | Total | Unit Price/Discount % | Total | Unit Price/Discount % | Total | Unit Price/Discount % | Total | Unit Price/Discount % | Total | Unit Price/Discount % | Total | Unit Price/Discount % | Total | Unit Price/Discount % | Total | Unit Price/Discount % | Total
3.2.11 | 1.1 | (*) The Contractor shall price herein any obligations contained in Instructions to Tenderers for which he has not included elsewhere and wishes to price separately. |  | L.S | 1 |  | 100 | 100 | 8999866.07 | 8999866.07 | 10368003.8 | 10368003.8 | 100000 | 100000 | 12953675 | 12953675 | 0 | 0 | 0 | 0
| Note | Note Details
3.2.12 | - | Conditions of Contract / Form of Agreement
| Item Code | Description | Item Remarks | Unit of Measurement | Quantity/Base Price |  | Unit Price/Discount % | Total | Unit Price/Discount % | Total | Unit Price/Discount % | Total | Unit Price/Discount % | Total | Unit Price/Discount % | Total | Unit Price/Discount % | Total | Unit Price/Discount % | Total | Unit Price/Discount % | Total | Unit Price/Discount % | Total | Unit Price/Discount % | Total
3.2.13 | B1.2 | (*) The Contractor shall price herein any obligations contained in Form of Agreement or in Conditions of Contract for which he has not included elsewhere and wishes to price separately. |  | L.S | 1 |  | 100 | 100 | 0 | 0 | 0 | 0 | 70000 | 70000 | 0 | 0 | 0 | 0 | 0 | 0
| Note | Note Details
3.2.14 | - | Letter of Tender
| Item Code | Description | Item Remarks | Unit of Measurement | Quantity/Base Price |  | Unit Price/Discount % | Total | Unit Price/Discount % | Total | Unit Price/Discount % | Total | Unit Price/Discount % | Total | Unit Price/Discount % | Total | Unit Price/Discount % | Total | Unit Price/Discount % | Total | Unit Price/Discount % | Total | Unit Price/Discount % | Total | Unit Price/Discount % | Total
3.2.15 | B1.3 | (*) The Contractor shall price herein any obligations contained in Letter of Tender, for which he has not included elsewhere and wishes to price separately. |  | L.S | 1 |  | 100 | 100 | 0 | 0 | 0 | 0 | 50000 | 50000 | 0 | 0 | 0 | 0 | 0 | 0
| Note | Note Details
3.2.16 | - | Contract Insurances
| Item Code | Description | Item Remarks | Unit of Measurement | Quantity/Base Price |  | Unit Price/Discount % | Total | Unit Price/Discount % | Total | Unit Price/Discount % | Total | Unit Price/Discount % | Total | Unit Price/Discount % | Total | Unit Price/Discount % | Total | Unit Price/Discount % | Total | Unit Price/Discount % | Total | Unit Price/Discount % | Total | Unit Price/Discount % | Total
3.2.17 | B1.4 | (*) The Contractor should allow for provision of all the contract insurances in accordance with the Conditions of Contract. The contract insurances shall be from an approved insurance company in the Abu Dhabi Emirate and to the approval of the Engineer and the Employer. |  | L.S | 1 |  | 50000 | 50000 | 0 | 0 | 0 | 0 | 60000 | 60000 | 0 | 0 | 100000 | 100000 | 186600 | 186600
| Note | Note Details
3.2.18 | - | Bonds
| Item Code | Description | Item Remarks | Unit of Measurement | Quantity/Base Price |  | Unit Price/Discount % | Total | Unit Price/Discount % | Total | Unit Price/Discount % | Total | Unit Price/Discount % | Total | Unit Price/Discount % | Total | Unit Price/Discount % | Total | Unit Price/Discount % | Total | Unit Price/Discount % | Total | Unit Price/Discount % | Total | Unit Price/Discount % | Total
3.2.19 | B1.5 | (*) The Contractor should allow for provision of all the bonds in accordance with the Conditions of Contract. The bonds shall be from an approved bank/finance institute in the Abu Dhabi Emirate and to the approval of the Engineer and the Employer. |  | L.S | 1 |  | 50000 | 50000 | 0 | 0 | 0 | 0 | 60000 | 60000 | 0 | 0 | 750000 | 750000 | 681750 | 681750
| Note | Note Details
3.2.20 | - | Guarantees / Warranties
| Item Code | Description | Item Remarks | Unit of Measurement | Quantity/Base Price |  | Unit Price/Discount % | Total | Unit Price/Discount % | Total | Unit Price/Discount % | Total | Unit Price/Discount % | Total | Unit Price/Discount % | Total | Unit Price/Discount % | Total | Unit Price/Discount % | Total | Unit Price/Discount % | Total | Unit Price/Discount % | Total | Unit Price/Discount % | Total
3.2.21 | B1.6 | (*) The Contractor should allow for provision of all the guarantees/warranties in accordance with the Conditions of Contract and specification. The guarantees/warranties shall be to the approval of the Engineer and the Employer. |  | L.S | 1 |  | 1000 | 1000 | 0 | 0 | 0 | 0 | 80000 | 80000 | 0 | 0 | 250000 | 250000 | 107000 | 107000
| Note | Note Details
3.2.22 | - | Insurances
| Item Code | Description | Item Remarks | Unit of Measurement | Quantity/Base Price |  | Unit Price/Discount % | Total | Unit Price/Discount % | Total | Unit Price/Discount % | Total | Unit Price/Discount % | Total | Unit Price/Discount % | Total | Unit Price/Discount % | Total | Unit Price/Discount % | Total | Unit Price/Discount % | Total | Unit Price/Discount % | Total | Unit Price/Discount % | Total
3.2.23 | B1.7 | (*) The Contractor should provision of all necessary insurances/ the guarantee for the maintenance period as following a-Civil- 1year b- MEP System- 3 years c- Furniture & Equipment-5 years |  | L.S | 1 |  | 100000 | 100000 | 0 | 0 | 0 | 0 | 120000 | 120000 | 0 | 0 | 60000 | 60000 | 108000 | 108000
| Note | Note Details
3.2.24 | - | Specification
| Item Code | Description | Item Remarks | Unit of Measurement | Quantity/Base Price |  | Unit Price/Discount % | Total | Unit Price/Discount % | Total | Unit Price/Discount % | Total | Unit Price/Discount % | Total | Unit Price/Discount % | Total | Unit Price/Discount % | Total | Unit Price/Discount % | Total | Unit Price/Discount % | Total | Unit Price/Discount % | Total | Unit Price/Discount % | Total
3.2.25 | B1.8 | (*) The Contractor shall price herein any obligations contained in Specification for which he has not included elsewhere and wishes to price separately. |  | L.S | 1 |  | 100 | 100 | 0 | 0 | 0 | 0 | 95000 | 95000 | 0 | 0 | 0 | 0 | 0 | 0
| Note | Note Details
3.2.26 | - | Permits, Statutory Approvals and Co-ordination
| Item Code | Description | Item Remarks | Unit of Measurement | Quantity/Base Price |  | Unit Price/Discount % | Total | Unit Price/Discount % | Total | Unit Price/Discount % | Total | Unit Price/Discount % | Total | Unit Price/Discount % | Total | Unit Price/Discount % | Total | Unit Price/Discount % | Total | Unit Price/Discount % | Total | Unit Price/Discount % | Total | Unit Price/Discount % | Total
3.2.27 | B1.9 | (*) The Contractor shall be responsible for obtaining all necessary approvals, certificates and permits from the relevant Government Departments, the Police, local Service Authorities and Institutions (i.e. Electricity & Water Authority, Etisalat, Civil Defense, etc.) as required in the performance of this Contract. |  | L.S | 1 |  | 10000 | 10000 | 0 | 0 | 0 | 0 | 50000 | 50000 | 0 | 0 | 60000 | 60000 | 120000 | 120000
3.2.28 | B1.10 | (*) The contractor shall be responsible for coordinating the works with the Government Departments, the Police, local Service Authorities and Institutions (i.e. Electricity & Water Authority, Etisalat, Civil Defense, etc.) as required in the performance of this Contract. |  | L.S | 1 |  | 5000 | 5000 | 0 | 0 | 0 | 0 | 45000 | 45000 | 0 | 0 | 5000 | 5000 | 56000 | 56000
| Note | Note Details
3.2.29 | - | Attendance upon the Employer's and the Engineer's staff
| Item Code | Description | Item Remarks | Unit of Measurement | Quantity/Base Price |  | Unit Price/Discount % | Total | Unit Price/Discount % | Total | Unit Price/Discount % | Total | Unit Price/Discount % | Total | Unit Price/Discount % | Total | Unit Price/Discount % | Total | Unit Price/Discount % | Total | Unit Price/Discount % | Total | Unit Price/Discount % | Total | Unit Price/Discount % | Total
3.2.30 | B1.11 | (*) Provide necessary attendance upon the Employer's and the Engineer's staff as required. |  | L.S | 1 |  | 2000 | 2000 | 0 | 0 | 0 | 0 | 35000 | 35000 | 0 | 0 | 25000 | 25000 | 18000 | 18000
| Note | Note Details
3.2.31 | - | Office Facilities for the Staff of Employer and the Engineer
3.2.32 | - | The Contractor shall provide, maintain and remove temporary site offices for the staff of the Employer and Engineer along with welfare facilities (pantry, toilets, etc.), utility services, office furniture, computers, photocopy machines, telephone and fax services, vehicle parking facilities, etc., acceptable to the Employer/Engineer and as per the specification and drawings.
3.2.33 | - | The contractor shall ensure that all facilities shall be in full compliance with Abu Dhabi Civil Defense requirements. The facilities shall include the protective clothing, safety accessories and equipment (PPE) with Musanada logo as required for the personnel.
| Item Code | Description | Item Remarks | Unit of Measurement | Quantity/Base Price |  | Unit Price/Discount % | Total | Unit Price/Discount % | Total | Unit Price/Discount % | Total | Unit Price/Discount % | Total | Unit Price/Discount % | Total | Unit Price/Discount % | Total | Unit Price/Discount % | Total | Unit Price/Discount % | Total | Unit Price/Discount % | Total | Unit Price/Discount % | Total
3.2.34 | B1.12 | (*) Establishment of site offices and equipment |  | L.S | 1 |  | 200000 | 200000 | 0 | 0 | 0 | 0 | 85000 | 85000 | 0 | 0 | 750000 | 750000 | 892000 | 892000
3.2.35 | B1.13 | (*) Maintenance of the site offices and equipment including pay all electricity, water and Etisalat charges for the duration of the construction period. |  | L.S | 1 |  | 10000 | 10000 | 0 | 0 | 0 | 0 | 45000 | 45000 | 0 | 0 | 20000 | 20000 | 207000 | 207000
3.2.36 | B1.14 | (*) Removal of site offices and equipment |  | L.S | 1 |  | 1000 | 1000 | 0 | 0 | 0 | 0 | 25000 | 25000 | 0 | 0 | 2500 | 2500 | 20000 | 20000
3.2.37 | B1.15 | (*) Provide all consumables and refreshments for use within the site offices, as required. |  | L.S | 1 |  | 20000 | 20000 | 0 | 0 | 0 | 0 | 22000 | 22000 | 0 | 0 | 100000 | 100000 | 131400 | 131400
| Note | Note Details
3.2.38 | - | Offices and Facilities of the Contractor
3.2.39 | - | The Contractor is to provide, in positions to be approved by the Engineer, all necessary furnished offices for his site staff and the site staff of all sub-contractors all in accordance with the drawings and Specification.
| Item Code | Description | Item Remarks | Unit of Measurement | Quantity/Base Price |  | Unit Price/Discount % | Total | Unit Price/Discount % | Total | Unit Price/Discount % | Total | Unit Price/Discount % | Total | Unit Price/Discount % | Total | Unit Price/Discount % | Total | Unit Price/Discount % | Total | Unit Price/Discount % | Total | Unit Price/Discount % | Total | Unit Price/Discount % | Total
3.2.40 | B1.16 | (*) Establishment charge (fixed cost) |  | L.S | 1 |  | 500000 | 500000 | 0 | 0 | 0 | 0 | 65000 | 65000 | 0 | 0 | 200000 | 200000 | 409000 | 409000
3.2.41 | B1.17 | (*) Maintenance charge (time related cost) |  | L.S | 1 |  | 50000 | 50000 | 0 | 0 | 0 | 0 | 40000 | 40000 | 0 | 0 | 20000 | 20000 | 153000 | 153000
3.2.42 | B1.18 | (*) Removal charge (fixed cost) |  | L.S | 1 |  | 2000 | 2000 | 0 | 0 | 0 | 0 | 22000 | 22000 | 0 | 0 | 2500 | 2500 | 25000 | 25000
3.2.43 | 1.19 | (*) The Contractor is to provide weatherproof lock-up sheds, workshops and stores for the storage and protection of materials, tools and plant, all in accordance with the Specification. |  | L.S | 1 |  | 100000 | 100000 | 0 | 0 | 0 | 0 | 18000 | 18000 | 0 | 0 | 25000 | 25000 | 170000 | 170000
| Note | Note Details
3.2.44 | - | Contractor's Plants and Equipment
3.2.45 | - | The Contractor shall provide all constructional plant, lifting equipment, transport facilities, tools and services, etc. required for the proper execution of the Works. This responsibility shall include shipment, customs clearance, off-loading, loading and handling and transportation to the site. The facilities shall include the protective clothing and safety equipment (PPE).
| Item Code | Description | Item Remarks | Unit of Measurement | Quantity/Base Price |  | Unit Price/Discount % | Total | Unit Price/Discount % | Total | Unit Price/Discount % | Total | Unit Price/Discount % | Total | Unit Price/Discount % | Total | Unit Price/Discount % | Total | Unit Price/Discount % | Total | Unit Price/Discount % | Total | Unit Price/Discount % | Total | Unit Price/Discount % | Total
3.2.46 | B1.20 | (*) Mobilisation charges (fixed cost) |  | L.S | 1 |  | 800000 | 800000 | 0 | 0 | 0 | 0 | 60000 | 60000 | 0 | 0 | 1500000 | 1500000 | 1220000 | 1220000
3.2.47 | B1.21 | (*) Maintenance charge (time related cost) |  | L.S | 1 |  | 15000 | 15000 | 0 | 0 | 0 | 0 | 35000 | 35000 | 0 | 0 | 30000 | 30000 | 180000 | 180000
3.2.48 | B1.22 | (*) De-mobilisation charges (fixed cost) |  | L.S | 1 |  | 2000 | 2000 | 0 | 0 | 0 | 0 | 22000 | 22000 | 0 | 0 | 10000 | 10000 | 15000 | 15000
| Note | Note Details
3.2.49 | - | Safety, Health and Welfare of Work People
| Item Code | Description | Item Remarks | Unit of Measurement | Quantity/Base Price |  | Unit Price/Discount % | Total | Unit Price/Discount % | Total | Unit Price/Discount % | Total | Unit Price/Discount % | Total | Unit Price/Discount % | Total | Unit Price/Discount % | Total | Unit Price/Discount % | Total | Unit Price/Discount % | Total | Unit Price/Discount % | Total | Unit Price/Discount % | Total
3.2.50 | B1.23 | (*) All accommodation required for the safety, health and welfare facilities including adequate shelter from inclement weather, accommodation for the storage and drying of clothes, taking of meals and sanitary and washing facilities for all people employed on the site, first aid facilities, fire fighting equipment and drinking water facilities, including all necessary service connections, etc., all in accordance with the Specification, the laws and regulations of relevant UAE authorities . |  | L.S | 1 |  | 25000 | 25000 | 0 | 0 | 0 | 0 | 85000 | 85000 | 0 | 0 | 100000 | 100000 | 381500 | 381500
| Note | Note Details
3.2.51 | - | Temporary Water and Electricity Services for the Construction Works
3.2.52 | - | The Contractor shall provide and maintain temporary water and electricity services required for the Works including that required by the sub-contractors. Pay all charges and bear all costs for the necessary temporary installation including pipe work, pumps, water tankers, storage tanks, generating equipment, etc., and remove on completion and make good all work disturbed.
| Item Code | Description | Item Remarks | Unit of Measurement | Quantity/Base Price |  | Unit Price/Discount % | Total | Unit Price/Discount % | Total | Unit Price/Discount % | Total | Unit Price/Discount % | Total | Unit Price/Discount % | Total | Unit Price/Discount % | Total | Unit Price/Discount % | Total | Unit Price/Discount % | Total | Unit Price/Discount % | Total | Unit Price/Discount % | Total
3.2.53 | B1.24 | (*) Establishment charge (fixed cost) |  | L.S | 1 |  | 100000 | 100000 | 0 | 0 | 0 | 0 | 15000 | 15000 | 0 | 0 | 110000 | 110000 | 899000 | 899000
3.2.54 | B1.25 | (*) Maintenance charge (time related cost) |  | L.S | 1 |  | 25000 | 25000 | 0 | 0 | 0 | 0 | 25000 | 25000 | 0 | 0 | 750000 | 750000 | 150000 | 150000
3.2.55 | B1.26 | (*) Removal charge (fixed cost) |  | L.S | 1 |  | 2000 | 2000 | 0 | 0 | 0 | 0 | 15000 | 15000 | 0 | 0 | 5000 | 5000 | 15000 | 15000
| Note | Note Details
3.2.56 | - | Labour Camp / Accomodation
| Item Code | Description | Item Remarks | Unit of Measurement | Quantity/Base Price |  | Unit Price/Discount % | Total | Unit Price/Discount % | Total | Unit Price/Discount % | Total | Unit Price/Discount % | Total | Unit Price/Discount % | Total | Unit Price/Discount % | Total | Unit Price/Discount % | Total | Unit Price/Discount % | Total | Unit Price/Discount % | Total | Unit Price/Discount % | Total
3.2.57 | B1.27 | (*) Allow for Labour Accomodation. Watchman and security staff only may be accommodated on site. No labour camp will be permitted on Site. |  | L.S | 1 |  | 1100000 | 1100000 | 0 | 0 | 0 | 0 | 100000 | 100000 | 0 | 0 | 30000 | 30000 | 1100000 | 1100000
| Note | Note Details
3.2.58 | - | Site Administration and Supervision
| Item Code | Description | Item Remarks | Unit of Measurement | Quantity/Base Price |  | Unit Price/Discount % | Total | Unit Price/Discount % | Total | Unit Price/Discount % | Total | Unit Price/Discount % | Total | Unit Price/Discount % | Total | Unit Price/Discount % | Total | Unit Price/Discount % | Total | Unit Price/Discount % | Total | Unit Price/Discount % | Total | Unit Price/Discount % | Total
3.2.59 | B1.28 | (*) The Contractor is to allow in his tender for all site administration and supervision costs. |  | L.S | 1 |  | 800000 | 800000 | 0 | 0 | 0 | 0 | 10000 | 10000 | 0 | 0 | 2700000 | 2700000 | 4554839 | 4554839
| Note | Note Details
3.2.60 | - | Security Arrangements at Site
3.2.61 | - | Provide and maintain necessary security arrangements including watchmen, all lighting requirements required to safeguard the Site, plant, equipment, public and adjoining properties, etc. The Contractor shall be liable for any claims arising from loss or damages suffered and for reinstating and making good after any damage or theft.
3.2.62 | B1.29 | Establishment charge (fixed cost)
| Item Code | Description | Item Remarks | Unit of Measurement | Quantity/Base Price |  | Unit Price/Discount % | Total | Unit Price/Discount % | Total | Unit Price/Discount % | Total | Unit Price/Discount % | Total | Unit Price/Discount % | Total | Unit Price/Discount % | Total | Unit Price/Discount % | Total | Unit Price/Discount % | Total | Unit Price/Discount % | Total | Unit Price/Discount % | Total
3.2.63 | B1.30 | (*) Maintenance charge (time related cost) |  | L.S | 1 |  | 30000 | 30000 | 0 | 0 | 0 | 0 | 15000 | 15000 | 0 | 0 | 20000 | 20000 | 108000 | 108000
3.2.64 | B1.31 | (*) Removal charge (fixed cost) |  | L.S | 1 |  | 2000 | 2000 | 0 | 0 | 0 | 0 | 6000 | 6000 | 0 | 0 | 2000 | 2000 | 5000 | 5000
| Note | Note Details
3.2.65 | - | Protection
3.2.66 | - | Adequate protection against any form of damage or deterioration shall be provided for all sections of the Works. This shall include protective tapes, casings, guard rails, barriers and the like which shall be provided, if necessary. Particular care shall be taken to mask self finished surfaces during the application of adjacent insitu work, and windows and doors during the application of sprayed finishes. ( Contd)
| Item Code | Description | Item Remarks | Unit of Measurement | Quantity/Base Price |  | Unit Price/Discount % | Total | Unit Price/Discount % | Total | Unit Price/Discount % | Total | Unit Price/Discount % | Total | Unit Price/Discount % | Total | Unit Price/Discount % | Total | Unit Price/Discount % | Total | Unit Price/Discount % | Total | Unit Price/Discount % | Total | Unit Price/Discount % | Total
3.2.67 | B1.32 | (*) ( Contd) In pursuance of his obligations under the Conditions of Contract, the Contractor shall, whenever required or directed by the Engineer, cover up and protect the works from inclement weather and from damage by his own or other workmen performing subsequent operations and clear away the same on completion. |  | L.S | 1 |  | 1000 | 1000 | 0 | 0 | 0 | 0 | 55000 | 55000 | 0 | 0 | 20000 | 20000 | 62000 | 62000
3.2.68 |  | (*) The Contractor shall take all reasonable and proper steps for the protection of all places on or about the Works which may be dangerous to his workmen or any other persons or to traffic. The Contractor shall provide and maintain signs, red warning lamps, barricades, etc. as necessary in such places and clear away the same on completion. |  | L.S | 1 |  | 1000 | 1000 | 0 | 0 | 0 | 0 | 35000 | 35000 | 0 | 0 | 10000 | 10000 | 78000 | 78000
| Note | Note Details
3.2.69 | - | Protection
| Item Code | Description | Item Remarks | Unit of Measurement | Quantity/Base Price |  | Unit Price/Discount % | Total | Unit Price/Discount % | Total | Unit Price/Discount % | Total | Unit Price/Discount % | Total | Unit Price/Discount % | Total | Unit Price/Discount % | Total | Unit Price/Discount % | Total | Unit Price/Discount % | Total | Unit Price/Discount % | Total | Unit Price/Discount % | Total
3.2.70 | B1.33 | (*) The Contractor shall take all necessary precautions to protect buildings, fences, roads, passages, culverts and other apparatus, if found, and he shall not demolish or remove any of these works except according to specific instructions by the Engineer. |  | L.S | 1 |  | 1000 | 1000 | 0 | 0 | 0 | 0 | 30000 | 30000 | 0 | 0 | 125000 | 125000 | 15000 | 15000
3.2.71 | B1.34 | (*) A condition survey of adjacent structures shall be carried out by the Contractor in the presence of the Engineer both before and after the provision of supports. The Contractor shall be responsible for the reinstatement or repair of any adjacent structures damaged as a result of the execution of the Works. |  | L.S | 1 |  | 1000 | 1000 | 0 | 0 | 0 | 0 | 15000 | 15000 | 0 | 0 | 2500 | 2500 | 5000 | 5000
| Note | Note Details
3.2.72 | - | Site Hoarding
3.2.73 | - | The Contractor shall be responsible for the complete installation, maintenance and removal of the site hoarding including make good where necessary and clean the site as per the specification, drawings and Authorities requirements and to the satisfaction of the Engineer.
| Item Code | Description | Item Remarks | Unit of Measurement | Quantity/Base Price |  | Unit Price/Discount % | Total | Unit Price/Discount % | Total | Unit Price/Discount % | Total | Unit Price/Discount % | Total | Unit Price/Discount % | Total | Unit Price/Discount % | Total | Unit Price/Discount % | Total | Unit Price/Discount % | Total | Unit Price/Discount % | Total | Unit Price/Discount % | Total
3.2.74 | B1.35 | (*) Establishment charge (fixed cost) |  | L.S | 1 |  | 120000 | 120000 | 0 | 0 | 0 | 0 | 50000 | 50000 | 0 | 0 | 161000 | 161000 | 146000 | 146000
3.2.75 | B1.36 | (*) Maintenance charge (time related cost) |  | L.S | 1 |  | 25000 | 25000 | 0 | 0 | 0 | 0 | 25000 | 25000 | 0 | 0 | 15859 | 15859 | 18000 | 18000
3.2.76 | B1.37 | (*) Removal charge (fixed cost) |  | L.S | 1 |  | 5000 | 5000 | 0 | 0 | 0 | 0 | 10000 | 10000 | 0 | 0 | 2500 | 2500 | 10000 | 10000
| Note | Note Details
3.2.77 | - | Project Sign Boards
3.2.78 | - | The Contractor is to allow for supply, installation and maintenance and removal including make good where necessary of Project Sign Board throughout the construction period, in accordance with the specification and drawings. No other sign boards or advertisements on or around the site will be permitted unless approved in writing by the Engineer.
| Item Code | Description | Item Remarks | Unit of Measurement | Quantity/Base Price |  | Unit Price/Discount % | Total | Unit Price/Discount % | Total | Unit Price/Discount % | Total | Unit Price/Discount % | Total | Unit Price/Discount % | Total | Unit Price/Discount % | Total | Unit Price/Discount % | Total | Unit Price/Discount % | Total | Unit Price/Discount % | Total | Unit Price/Discount % | Total
3.2.79 | B1.38 | (*) Establishment charge (fixed cost) |  | L.S | 1 |  | 50000 | 50000 | 0 | 0 | 0 | 0 | 45000 | 45000 | 0 | 0 | 25000 | 25000 | 76000 | 76000
3.2.80 | B1.39 | (*) Maintenance charge (time related cost) |  | L.S | 1 |  | 5000 | 5000 | 0 | 0 | 0 | 0 | 10000 | 10000 | 0 | 0 | 5000 | 5000 | 5400 | 5400
3.2.81 | B1.40 | (*) Removal charge (fixed cost) |  | L.S | 1 |  | 2000 | 2000 | 0 | 0 | 0 | 0 | 5000 | 5000 | 0 | 0 | 2000 | 2000 | 8000 | 8000
| Note | Note Details
3.2.82 | - | Wild Air for Furniture Installation
3.2.83 | - | Provide wild air for furniture installation related to the main works as required.
| Item Code | Description | Item Remarks | Unit of Measurement | Quantity/Base Price |  | Unit Price/Discount % | Total | Unit Price/Discount % | Total | Unit Price/Discount % | Total | Unit Price/Discount % | Total | Unit Price/Discount % | Total | Unit Price/Discount % | Total | Unit Price/Discount % | Total | Unit Price/Discount % | Total | Unit Price/Discount % | Total | Unit Price/Discount % | Total
3.2.84 | B1.41 | (*) Establishment charge (fixed cost) |  | L.S | 1 |  | 100000 | 100000 | 0 | 0 | 0 | 0 | 40000 | 40000 | 0 | 0 | 125000 | 125000 | 5000 | 5000
3.2.85 | B1.42 | (*) Maintenance charge (time related cost) |  | L.S | 1 |  | 10000 | 10000 | 0 | 0 | 0 | 0 | 15000 | 15000 | 0 | 0 | 10000 | 10000 | 2000 | 2000
3.2.86 | B1.43 | (*) Removal charge (fixed cost) |  | L.S | 1 |  | 5000 | 5000 | 0 | 0 | 0 | 0 | 8000 | 8000 | 0 | 0 | 1000 | 1000 | 1000 | 1000
| Note | Note Details
3.2.87 | - | Tests
| Item Code | Description | Item Remarks | Unit of Measurement | Quantity/Base Price |  | Unit Price/Discount % | Total | Unit Price/Discount % | Total | Unit Price/Discount % | Total | Unit Price/Discount % | Total | Unit Price/Discount % | Total | Unit Price/Discount % | Total | Unit Price/Discount % | Total | Unit Price/Discount % | Total | Unit Price/Discount % | Total | Unit Price/Discount % | Total
3.2.88 | B1.44 | (*) The Contractor shall allow for all requirements, obligations, etc., with regard to all tests that are to be carried out by an approved independent Al Ain Municipality accredited laboratory. |  | L.S | 1 |  | 100 | 100 | 0 | 0 | 0 | 0 | 25000 | 25000 | 0 | 0 | 55000 | 55000 | 105000 | 105000
| Note | Note Details
3.2.89 | - | Works Free From Water
| Item Code | Description | Item Remarks | Unit of Measurement | Quantity/Base Price |  | Unit Price/Discount % | Total | Unit Price/Discount % | Total | Unit Price/Discount % | Total | Unit Price/Discount % | Total | Unit Price/Discount % | Total | Unit Price/Discount % | Total | Unit Price/Discount % | Total | Unit Price/Discount % | Total | Unit Price/Discount % | Total | Unit Price/Discount % | Total
3.2.90 | B1.45 | (*) Except where underwater construction is required, the Contractor shall execute all works in the dry condition and shall construct any temporary drains, water courses and other works that may be necessary for the purpose. |  | L.S | 1 |  | 100 | 100 | 0 | 0 | 0 | 0 | 40000 | 40000 | 0 | 0 | 0 | 0 | 10000 | 10000
| Note | Note Details
3.2.91 | - | Contractor’s Working Area
3.2.92 | - | Throughout the period of construction of the works, the Contractor shall maintain the whole area of his operations in a clean tidy and safe conditions by arranging his materials and workmenship. Debris etc., shall be systematically cleared off the working areas as it accumulates and if not removed directly from the site shall be deposited at the collection points allocated by the Engineer pending remove from the site. ( Contd)
| Item Code | Description | Item Remarks | Unit of Measurement | Quantity/Base Price |  | Unit Price/Discount % | Total | Unit Price/Discount % | Total | Unit Price/Discount % | Total | Unit Price/Discount % | Total | Unit Price/Discount % | Total | Unit Price/Discount % | Total | Unit Price/Discount % | Total | Unit Price/Discount % | Total | Unit Price/Discount % | Total | Unit Price/Discount % | Total
3.2.93 | B1.46 | (*) (Contd) This clause in no way invalidates the contractor's obligation under clauses the General Conditions of the Contract. The Contractor shall restrict his activities to the defined site area or any other area for which they have permission to use. |  | L.S | 1 |  | 100 | 100 | 0 | 0 | 0 | 0 | 50000 | 50000 | 0 | 0 | 150000 | 150000 | 20000 | 20000
| Note | Note Details
3.2.94 | - | Abatement of Nuisance from Noise, Pollution, Dust, etc.
| Item Code | Description | Item Remarks | Unit of Measurement | Quantity/Base Price |  | Unit Price/Discount % | Total | Unit Price/Discount % | Total | Unit Price/Discount % | Total | Unit Price/Discount % | Total | Unit Price/Discount % | Total | Unit Price/Discount % | Total | Unit Price/Discount % | Total | Unit Price/Discount % | Total | Unit Price/Discount % | Total | Unit Price/Discount % | Total
3.2.95 | B1.47 | (*) The Contractor shall take precautions to minimize nuisance arising from noise, dust, etc. The Contractor shall be held responsible for any nuisance caused by his workmanship, noise, pollution, dust, etc. The Contractor is to submit to the Engineer his proposals for approval. |  | L.S | 1 |  | 100 | 100 | 0 | 0 | 0 | 0 | 30000 | 30000 | 0 | 0 | 5000 | 5000 | 27000 | 27000
| Note | Note Details
3.2.96 | - | Work Site, Setting Out and Cross Section
3.2.97 | - | The Contractor is responsible for all the setting out of line and levels of the Works and shall employ adequate qualified staff to carry this out. Where survey markers have been established by the Engineer, the Contractor shall check the accuracy of their position and level and shall immediately notify the Engineer of any discrepancies. ( Contd)
3.2.98 | - | ( Contd) All setting out throughout the Works must be related to the Abu Dhabi Municipality Datum Levels and Survey Stations and values of Al Ain Municipality Bench Marks and survey stations shall be obtained by the Contractor from the Abu Dhabi Municipality. Any Temporary Bench Mark (T.B.M) to be fixed on the site shall be tied in to the Abu Dhabi Municipality Datum. ( Contd)
| Item Code | Description | Item Remarks | Unit of Measurement | Quantity/Base Price |  | Unit Price/Discount % | Total | Unit Price/Discount % | Total | Unit Price/Discount % | Total | Unit Price/Discount % | Total | Unit Price/Discount % | Total | Unit Price/Discount % | Total | Unit Price/Discount % | Total | Unit Price/Discount % | Total | Unit Price/Discount % | Total | Unit Price/Discount % | Total
3.2.99 | B1.48 | (*) ( Contd) The Contractor shall, as soon as practicable, supply the Engineer with records in approved form relating to all reference pegs and bench marks and shall keep such records up to date by formal notice to the Engineer. Before commencing work on any section of the Works, the Contractor, jointly with the Engineer, shall level survey the original ground surface and shall prepare plans and cross-sections accordingly. |  | L.S | 1 |  | 100 | 100 | 0 | 0 | 0 | 0 | 45000 | 45000 | 0 | 0 | 5000 | 5000 | 15000 | 15000
| Note | Note Details
3.2.100 | - | Surveying Equipment
| Item Code | Description | Item Remarks | Unit of Measurement | Quantity/Base Price |  | Unit Price/Discount % | Total | Unit Price/Discount % | Total | Unit Price/Discount % | Total | Unit Price/Discount % | Total | Unit Price/Discount % | Total | Unit Price/Discount % | Total | Unit Price/Discount % | Total | Unit Price/Discount % | Total | Unit Price/Discount % | Total | Unit Price/Discount % | Total
3.2.101 | B1.49 | (*) The Contractor shall provide at all times for the duration of the Contract, all such chainmen, staff and survey instruments as may be required for the proper construction of and completion of the works. |  | L.S | 1 |  | 1000 | 1000 | 0 | 0 | 0 | 0 | 35000 | 35000 | 0 | 0 | 40000 | 40000 | 45000 | 45000
| Note | Note Details
3.2.102 | - | Scaffolding
3.2.103 | - | The Contractor shall allow for providing, erecting, maintaining, dismantling and clearing away at completion proper and adequate scaffolding for the Works including that required for sub-contractors and specialist & sub-contractors nominated by the Engineer.
| Item Code | Description | Item Remarks | Unit of Measurement | Quantity/Base Price |  | Unit Price/Discount % | Total | Unit Price/Discount % | Total | Unit Price/Discount % | Total | Unit Price/Discount % | Total | Unit Price/Discount % | Total | Unit Price/Discount % | Total | Unit Price/Discount % | Total | Unit Price/Discount % | Total | Unit Price/Discount % | Total | Unit Price/Discount % | Total
3.2.104 | B1.50 | (*) Establishment charge (fixed cost) |  | L.S | 1 |  | 6000 | 6000 | 0 | 0 | 0 | 0 | 30000 | 30000 | 0 | 0 | 200000 | 200000 | 200000 | 200000
3.2.105 | B1.51 | (*) Maintenance charge (time related cost) |  | L.S | 1 |  | 1000 | 1000 | 0 | 0 | 0 | 0 | 15000 | 15000 | 0 | 0 | 25000 | 25000 | 18000 | 18000
3.2.106 | B1.52 | (*) Removal charge (fixed cost) |  | L.S | 1 |  | 1000 | 1000 | 0 | 0 | 0 | 0 | 8000 | 8000 | 0 | 0 | 2500 | 2500 | 9000 | 9000
| Note | Note Details
3.2.107 | - | Existing Services and Service Diversions
3.2.108 | - | The Contractor shall ascertain the whereabouts of all existing services and public utilities such as electrical cables, telephone lines, sewers, water supply lines, gas lines, pipes, wires, fences, etc., on the site, both above and below ground. Services and other utilities may exist in certain locations not indicated on drawings. Completeness or accuracy of information given on the drawings are not guaranteed.
| Item Code | Description | Item Remarks | Unit of Measurement | Quantity/Base Price |  | Unit Price/Discount % | Total | Unit Price/Discount % | Total | Unit Price/Discount % | Total | Unit Price/Discount % | Total | Unit Price/Discount % | Total | Unit Price/Discount % | Total | Unit Price/Discount % | Total | Unit Price/Discount % | Total | Unit Price/Discount % | Total | Unit Price/Discount % | Total
3.2.109 | B1.53 | (*) It is the responsibility of the Contractor to ascertain their whereabouts from the concerned authorities before commencing any works on site. The Contractor shall also obtain any re-routing requirements from the concerned authorities and shall be responsible to carry out such works accordingly to the satisfaction of the authorities and the Engineer. |  | L.S | 1 |  | 20000 | 20000 | 0 | 0 | 0 | 0 | 40000 | 40000 | 0 | 0 | 20000 | 20000 | 280000 | 280000
3.2.110 | B1.54 | (*) Where diversions of services are not required in connection with the permanent works, the Contractor shall protect, uphold, maintain and keep the same in working order in their existing locations and shall restore them to their original condition on completion to the satisfaction of the Engineer |  | L.S | 1 |  | 1000 | 1000 | 0 | 0 | 0 | 0 | 11000 | 11000 | 0 | 0 | 0 | 0 | 230000 | 230000
| Note | Note Details
3.2.111 | - | Cleaning of the Works
| Item Code | Description | Item Remarks | Unit of Measurement | Quantity/Base Price |  | Unit Price/Discount % | Total | Unit Price/Discount % | Total | Unit Price/Discount % | Total | Unit Price/Discount % | Total | Unit Price/Discount % | Total | Unit Price/Discount % | Total | Unit Price/Discount % | Total | Unit Price/Discount % | Total | Unit Price/Discount % | Total | Unit Price/Discount % | Total
3.2.112 | B1.55 | (*) Immediately prior to the handing over of the Works, the Contractor shall thoroughly clean all buildings and landscaped areas, wash down windows and generally clean the works ready for occupation, all to the approval of the Engineer. |  | L.S | 1 |  | 1000 | 1000 | 0 | 0 | 0 | 0 | 30000 | 30000 | 0 | 0 | 110000 | 110000 | 45000 | 45000
| Note | Note Details
3.2.113 | - | General Obligations
| Item Code | Description | Item Remarks | Unit of Measurement | Quantity/Base Price |  | Unit Price/Discount % | Total | Unit Price/Discount % | Total | Unit Price/Discount % | Total | Unit Price/Discount % | Total | Unit Price/Discount % | Total | Unit Price/Discount % | Total | Unit Price/Discount % | Total | Unit Price/Discount % | Total | Unit Price/Discount % | Total | Unit Price/Discount % | Total
3.2.114 | B1.56 | (*) The selected Contractor will be required to provide the Engineer with a full and detailed Tender price breakdown upon being awarded the Contract. This tender price breakdown is to show the actual calculations of the General Requirements, the labour, plant and materials cost of the works, the build-up of measured rates with on costs and overheads and profit and any other allowances used to arrive at the Accepted Contract Amount. |  | L.S | 1 |  | 1000 | 1000 | 0 | 0 | 0 | 0 | 52000 | 52000 | 0 | 0 | 0 | 0 | 30000 | 30000
| Note | Note Details
3.2.115 | - | Temporary Roads
3.2.116 | - | The Contractor shall prepare and maintain temporary roads as may be necessary from the site to the nearest highway and also within the site. The roads shall be positioned in accordance with the Engineer’s instructions and shall be kept free for access at all times.
| Item Code | Description | Item Remarks | Unit of Measurement | Quantity/Base Price |  | Unit Price/Discount % | Total | Unit Price/Discount % | Total | Unit Price/Discount % | Total | Unit Price/Discount % | Total | Unit Price/Discount % | Total | Unit Price/Discount % | Total | Unit Price/Discount % | Total | Unit Price/Discount % | Total | Unit Price/Discount % | Total | Unit Price/Discount % | Total
3.2.117 | B1.57 | (*) Establishment charge (fixed cost) |  | L.S | 1 |  | 2000 | 2000 | 0 | 0 | 0 | 0 | 35000 | 35000 | 0 | 0 | 150000 | 150000 | 20000 | 20000
3.2.118 | B1.58 | (*) Maintenance charge (time related cost) |  | L.S | 1 |  | 500 | 500 | 0 | 0 | 0 | 0 | 16000 | 16000 | 0 | 0 | 30000 | 30000 | 18000 | 18000
3.2.119 | B1.59 | (*) Removal charge (fixed cost) |  | L.S | 1 |  | 100 | 100 | 0 | 0 | 0 | 0 | 9000 | 9000 | 0 | 0 | 5000 | 5000 | 5000 | 5000
| Note | Note Details
3.2.120 | - | Public and Private Roads Adjacent to the Site
| Item Code | Description | Item Remarks | Unit of Measurement | Quantity/Base Price |  | Unit Price/Discount % | Total | Unit Price/Discount % | Total | Unit Price/Discount % | Total | Unit Price/Discount % | Total | Unit Price/Discount % | Total | Unit Price/Discount % | Total | Unit Price/Discount % | Total | Unit Price/Discount % | Total | Unit Price/Discount % | Total | Unit Price/Discount % | Total
3.2.121 | B1.60 | (*) The Contractor shall take all reasonable and proper steps for protection and maintenance of all public and private roads adjacent to the Site which can be affected due to the performance of the Works in accordance with the Engineer's instructions. The roads shall be kept free for access at all times. |  | L.S | 1 |  | 100 | 100 | 0 | 0 | 0 | 0 | 30000 | 30000 | 0 | 0 | 10000 | 10000 | 96000 | 96000
| Note | Note Details
3.2.122 | - | Traffic Regulations
3.2.123 | - | The Contractor is to observe and allow for all requirements, obligations, etc., with regard to traffic regulations, including safety, control and any temporary diversion of traffic, including the loading and unloading of or waiting of the contractor's and sub-contractors' vehicles on public highways and the Contract Sum is deemed to include for the strict compliance therewith.
| Item Code | Description | Item Remarks | Unit of Measurement | Quantity/Base Price |  | Unit Price/Discount % | Total | Unit Price/Discount % | Total | Unit Price/Discount % | Total | Unit Price/Discount % | Total | Unit Price/Discount % | Total | Unit Price/Discount % | Total | Unit Price/Discount % | Total | Unit Price/Discount % | Total | Unit Price/Discount % | Total | Unit Price/Discount % | Total
3.2.124 | B1.61 | (*) Establishment charge (fixed cost) |  | L.S | 1 |  | 1000 | 1000 | 0 | 0 | 0 | 0 | 25000 | 25000 | 0 | 0 | 10000 | 10000 | 10000 | 10000
3.2.125 | B1.62 | (*) Maintenance charge (time related cost) |  | L.S | 1 |  | 100 | 100 | 0 | 0 | 0 | 0 | 20000 | 20000 | 0 | 0 | 0 | 0 | 9000 | 9000
3.2.126 | B1.63 | (*) Removal charge (fixed cost) |  | L.S | 1 |  | 100 | 100 | 0 | 0 | 0 | 0 | 8000 | 8000 | 0 | 0 | 0 | 0 | 3000 | 3000
| Note | Note Details
3.2.127 | - | Soil Testing/Geotechnical Investigation
| Item Code | Description | Item Remarks | Unit of Measurement | Quantity/Base Price |  | Unit Price/Discount % | Total | Unit Price/Discount % | Total | Unit Price/Discount % | Total | Unit Price/Discount % | Total | Unit Price/Discount % | Total | Unit Price/Discount % | Total | Unit Price/Discount % | Total | Unit Price/Discount % | Total | Unit Price/Discount % | Total | Unit Price/Discount % | Total
3.2.128 | B1.64 | (*) Soil testing / Geotechnical Investigation samples and testing complete all in accordance with the specification. |  | L.S | 1 |  | 100000 | 100000 | 0 | 0 | 0 | 0 | 30000 | 30000 | 0 | 0 | 30000 | 30000 | 87500 | 87500
| Note | Note Details
3.2.129 | - | Samples according to Specification and Drawings (As per Engineer/Employer's requirements)
| Item Code | Description | Item Remarks | Unit of Measurement | Quantity/Base Price |  | Unit Price/Discount % | Total | Unit Price/Discount % | Total | Unit Price/Discount % | Total | Unit Price/Discount % | Total | Unit Price/Discount % | Total | Unit Price/Discount % | Total | Unit Price/Discount % | Total | Unit Price/Discount % | Total | Unit Price/Discount % | Total | Unit Price/Discount % | Total
3.2.130 | B1.65 | (*) The Contractor shall provide samples of all materials and manufacturers of materials proposed to be used / incorporated in the works, all samples, goods, literature and the like. |  | L.S | 1 |  | 1000 | 1000 | 0 | 0 | 0 | 0 | 40000 | 40000 | 0 | 0 | 5000 | 5000 | 50000 | 50000
| Note | Note Details
3.2.131 | - | Labour and Materials and Assistance to the Engineer
| Item Code | Description | Item Remarks | Unit of Measurement | Quantity/Base Price |  | Unit Price/Discount % | Total | Unit Price/Discount % | Total | Unit Price/Discount % | Total | Unit Price/Discount % | Total | Unit Price/Discount % | Total | Unit Price/Discount % | Total | Unit Price/Discount % | Total | Unit Price/Discount % | Total | Unit Price/Discount % | Total | Unit Price/Discount % | Total
3.2.132 | B1.66 | (*) The Contractor shall provide for the exclusive use of the Engineer all necessary assistance.The Contractor shall provide such labour, materials and transport as the Engineer's representative may require to assist him in carrying out tests and checks on materials and workmanship and setting out and measurement of works and for any other attendance on the Engineer. |  | L.S | 1 |  | 1500 | 1500 | 0 | 0 | 0 | 0 | 40000 | 40000 | 0 | 0 | 10000 | 10000 | 36000 | 36000
| Note | Note Details
3.2.133 | - | Estidama work.
| Item Code | Description | Item Remarks | Unit of Measurement | Quantity/Base Price |  | Unit Price/Discount % | Total | Unit Price/Discount % | Total | Unit Price/Discount % | Total | Unit Price/Discount % | Total | Unit Price/Discount % | Total | Unit Price/Discount % | Total | Unit Price/Discount % | Total | Unit Price/Discount % | Total | Unit Price/Discount % | Total | Unit Price/Discount % | Total
3.2.134 | B1.67 | (*) The Contractor is responsible for PQP Estidama work. |  | L.S | 1 |  | 20000 | 20000 | 0 | 0 | 0 | 0 | 80000 | 80000 | 0 | 0 | 220000 | 220000 | 420000 | 420000
| Note | Note Details
3.2.135 | - | Programme of Works
| Item Code | Description | Item Remarks | Unit of Measurement | Quantity/Base Price |  | Unit Price/Discount % | Total | Unit Price/Discount % | Total | Unit Price/Discount % | Total | Unit Price/Discount % | Total | Unit Price/Discount % | Total | Unit Price/Discount % | Total | Unit Price/Discount % | Total | Unit Price/Discount % | Total | Unit Price/Discount % | Total | Unit Price/Discount % | Total
3.2.136 | B1.68 | (*) The Contractor shall submit to the Engineer for approval a Critical Path Programme, in both hard and electronic format, and other supporting documentation of the works within the time stipulated in the Conditions of Contract together with details of equipment, procedures and method of work which the Contractor intends to utilize and to follow. |  | L.S | 1 |  | 100 | 100 | 0 | 0 | 0 | 0 | 18000 | 18000 | 0 | 0 | 1000 | 1000 | 30000 | 30000
| Note | Note Details
3.2.137 | - | Method Statements
| Item Code | Description | Item Remarks | Unit of Measurement | Quantity/Base Price |  | Unit Price/Discount % | Total | Unit Price/Discount % | Total | Unit Price/Discount % | Total | Unit Price/Discount % | Total | Unit Price/Discount % | Total | Unit Price/Discount % | Total | Unit Price/Discount % | Total | Unit Price/Discount % | Total | Unit Price/Discount % | Total | Unit Price/Discount % | Total
3.2.138 | B1.69 | (*) The Contractor shall compile and submit a detailed schedule of method statements, as specified and as required by the Engineer. |  | L.S | 1 |  | 100 | 100 | 0 | 0 | 0 | 0 | 25000 | 25000 | 0 | 0 | 1000 | 1000 | 18000 | 18000
| Note | Note Details
3.2.139 | - | Progress Photographs
| Item Code | Description | Item Remarks | Unit of Measurement | Quantity/Base Price |  | Unit Price/Discount % | Total | Unit Price/Discount % | Total | Unit Price/Discount % | Total | Unit Price/Discount % | Total | Unit Price/Discount % | Total | Unit Price/Discount % | Total | Unit Price/Discount % | Total | Unit Price/Discount % | Total | Unit Price/Discount % | Total | Unit Price/Discount % | Total
3.2.140 | B1.70 | (*) The Contractor shall arrange for monthly record photographs of Works as directed and specified by the Engineer. |  | L.S | 1 |  | 1000 | 1000 | 0 | 0 | 0 | 0 | 15000 | 15000 | 0 | 0 | 10000 | 10000 | 18000 | 18000
| Note | Note Details
3.2.141 | - | Documents
| Item Code | Description | Item Remarks | Unit of Measurement | Quantity/Base Price |  | Unit Price/Discount % | Total | Unit Price/Discount % | Total | Unit Price/Discount % | Total | Unit Price/Discount % | Total | Unit Price/Discount % | Total | Unit Price/Discount % | Total | Unit Price/Discount % | Total | Unit Price/Discount % | Total | Unit Price/Discount % | Total | Unit Price/Discount % | Total
3.2.142 | B1.71 | (*) The Contractor shall supply all the Testing and Commissioning Certificates; Operation and Maintenance Manuals; Training materials; Health and Safety Plan; As Built Drawings; Keys and any necessary passwords or codes and any other documentation required in accordance with the Contract. |  | L.S | 1 |  | 100 | 100 | 0 | 0 | 0 | 0 | 15000 | 15000 | 0 | 0 | 2000 | 2000 | 36000 | 36000
| Note | Note Details
3.2.143 | - | Reports
| Item Code | Description | Item Remarks | Unit of Measurement | Quantity/Base Price |  | Unit Price/Discount % | Total | Unit Price/Discount % | Total | Unit Price/Discount % | Total | Unit Price/Discount % | Total | Unit Price/Discount % | Total | Unit Price/Discount % | Total | Unit Price/Discount % | Total | Unit Price/Discount % | Total | Unit Price/Discount % | Total | Unit Price/Discount % | Total
3.2.144 | B1.72 | (*) The Contractor shall supply all reports as required under the Contract. |  | L.S | 1 |  | 100 | 100 | 0 | 0 | 0 | 0 | 20000 | 20000 | 0 | 0 | 1500 | 1500 | 18000 | 18000
| Note | Note Details
3.2.145 | - | Records
| Item Code | Description | Item Remarks | Unit of Measurement | Quantity/Base Price |  | Unit Price/Discount % | Total | Unit Price/Discount % | Total | Unit Price/Discount % | Total | Unit Price/Discount % | Total | Unit Price/Discount % | Total | Unit Price/Discount % | Total | Unit Price/Discount % | Total | Unit Price/Discount % | Total | Unit Price/Discount % | Total | Unit Price/Discount % | Total
3.2.146 | B1.73 | (*) During the progress of the Works, records of all details and dimensions of the Works as constructed and shall at any time, submit such records to the Engineer as he may require. |  | L.S | 1 |  | 100 | 100 | 0 | 0 | 0 | 0 | 20000 | 20000 | 0 | 0 | 1500 | 1500 | 18000 | 18000
| Note | Note Details
3.2.147 | - | In addition to those records which are specifically required by the Specification (e.g. test cubes of concrete, air temperature, etc.,) a site record shall be kept of the completion dates of the various works in each trade, with particular reference to work which requires time for drying out, such as solid backgrounds which receive insitu screeds and finishing's, including the completion time of the individual layers of each application. ( Contd)
| Item Code | Description | Item Remarks | Unit of Measurement | Quantity/Base Price |  | Unit Price/Discount % | Total | Unit Price/Discount % | Total | Unit Price/Discount % | Total | Unit Price/Discount % | Total | Unit Price/Discount % | Total | Unit Price/Discount % | Total | Unit Price/Discount % | Total | Unit Price/Discount % | Total | Unit Price/Discount % | Total | Unit Price/Discount % | Total
3.2.148 | B1.74 | (*) ( Contd) The Contractor shall arrange for the original to be signed by the Engineer each calendar month, and for a copy to be issued to the Engineer at site meetings. |  | L.S | 1 |  | 100 | 100 | 0 | 0 | 0 | 0 | 20000 | 20000 | 0 | 0 | 0 | 0 | 18000 | 18000
| Note | Note Details
3.2.149 | - | Contract Documents
| Item Code | Description | Item Remarks | Unit of Measurement | Quantity/Base Price |  | Unit Price/Discount % | Total | Unit Price/Discount % | Total | Unit Price/Discount % | Total | Unit Price/Discount % | Total | Unit Price/Discount % | Total | Unit Price/Discount % | Total | Unit Price/Discount % | Total | Unit Price/Discount % | Total | Unit Price/Discount % | Total | Unit Price/Discount % | Total
3.2.150 | B1.75 | (*) The Contractor shall submit to Engineer / Employer with 3 sets (black and white) hard copy and 5 CDs of scanned copy of the complete Contract Documents within 5 days of receipt of the fully signed Contract. |  | L.S | 1 |  | 300 | 300 | 0 | 0 | 0 | 0 | 20000 | 20000 | 0 | 0 | 2500 | 2500 | 10000 | 10000
| Note | Note Details
3.2.151 | - | Preventive Maintenance During Defects Notification Period
| Item Code | Description | Item Remarks | Unit of Measurement | Quantity/Base Price |  | Unit Price/Discount % | Total | Unit Price/Discount % | Total | Unit Price/Discount % | Total | Unit Price/Discount % | Total | Unit Price/Discount % | Total | Unit Price/Discount % | Total | Unit Price/Discount % | Total | Unit Price/Discount % | Total | Unit Price/Discount % | Total | Unit Price/Discount % | Total
3.2.152 | B1.76 | (*) Allow for complete preventive maintenance during Defects Notification Period as per the Contract. |  | L.S | 1 |  | 1000 | 1000 | 0 | 0 | 0 | 0 | 30000 | 30000 | 0 | 0 | 110000 | 110000 | 360000 | 360000
| Note | Note Details
3.2.153 | - | Smart Attendance Devices for the use of the Employer and their Representatives
| Item Code | Description | Item Remarks | Unit of Measurement | Quantity/Base Price |  | Unit Price/Discount % | Total | Unit Price/Discount % | Total | Unit Price/Discount % | Total | Unit Price/Discount % | Total | Unit Price/Discount % | Total | Unit Price/Discount % | Total | Unit Price/Discount % | Total | Unit Price/Discount % | Total | Unit Price/Discount % | Total | Unit Price/Discount % | Total
3.2.154 | B1.77 | (*) Allow for Smart Attendance Devices for the use of the Employer and their representatives as required by the Employer and linked to Musanada Central system. The Contractor has to provide internet connection for its functioning of this device until issuance of Taking Over Certificate |  | L.S | 1 |  | 10000 | 10000 | 0 | 0 | 0 | 0 | 80000 | 80000 | 0 | 0 | 20000 | 20000 | 30000 | 30000
| Note | Note Details
3.2.155 | - | Additional Items
| Item Code | Description | Item Remarks | Unit of Measurement | Quantity/Base Price |  | Unit Price/Discount % | Total | Unit Price/Discount % | Total | Unit Price/Discount % | Total | Unit Price/Discount % | Total | Unit Price/Discount % | Total | Unit Price/Discount % | Total | Unit Price/Discount % | Total | Unit Price/Discount % | Total | Unit Price/Discount % | Total | Unit Price/Discount % | Total
3.2.156 | B1.78 | (*) The Contractor may price here any items which has been shown in the Contract drawings or any other Contract Documents but overlooked or not specifically mentioned in the schedule of items and is necessary for the satisfactory completion of the Works. Should the Contractor fail to insert any item here, it will be deemed that lump sum Contract Price includes all such items and no claims for additional items will be entertained. |  | L.S | 1 |  | 0 | 0 | 0 | 0 | 0 | 0 | 0 | 0 | 0 | 0 | 0 | 0 | 0 | 0
3.2.157 | B1.79 | (*) Attach one PDF file to be named "Additional Items for (insert bill no/name & Section no/name)" for the details of these additional items in the additional attachment area at the end of the BOQ. |  | L.S | 1 |  | 0 | 0 | 0 | 0 | 0 | 0 | 0 | 0 | 0 | 0 | 0 | 0 | 0 | 0
3.3 BILL NO 02-SITE WORK | [7 empty] | 317340 |  | 310674.46 |  | 1839209.9 |  | 665538 |  | 442774 |  | 1150840 |  | 903234
| Note | Note Details
3.3.1 | - | Site Work (Refer to specification section 310000)
3.3.2 | - | Site preparation
| Item Code | Description | Item Remarks | Unit of Measurement | Quantity/Base Price |  | Unit Price/Discount % | Total | Unit Price/Discount % | Total | Unit Price/Discount % | Total | Unit Price/Discount % | Total | Unit Price/Discount % | Total | Unit Price/Discount % | Total | Unit Price/Discount % | Total | Unit Price/Discount % | Total | Unit Price/Discount % | Total | Unit Price/Discount % | Total
3.3.3 | B2.1 | (*) Site preparation and clearance, complete all in accordance with the drawings and specification. |  | m² | 8100 |  | 5 | 40500 | 3.16 | 25596 | 5.5 | 44550 | 26 | 210600 | 5 | 40500 | 30 | 243000 | 25 | 202500
| Note | Note Details
3.3.4 | - | Excavation
| Item Code | Description | Item Remarks | Unit of Measurement | Quantity/Base Price |  | Unit Price/Discount % | Total | Unit Price/Discount % | Total | Unit Price/Discount % | Total | Unit Price/Discount % | Total | Unit Price/Discount % | Total | Unit Price/Discount % | Total | Unit Price/Discount % | Total | Unit Price/Discount % | Total | Unit Price/Discount % | Total | Unit Price/Discount % | Total
3.3.5 | B2.2 | (*) Excavation in any material to receive foundations commencing at existing ground level, complete all in accordance with the drawings and specification. |  | m3 | 7183 |  | 10 | 71830 | 6.16 | 44247.28 | 16.5 | 118519.5 | 22 | 158026 | 19 | 136477 | 18 | 129294 | 20 | 143660
| Note | Note Details
3.3.6 | - | Backfilling
| Item Code | Description | Item Remarks | Unit of Measurement | Quantity/Base Price |  | Unit Price/Discount % | Total | Unit Price/Discount % | Total | Unit Price/Discount % | Total | Unit Price/Discount % | Total | Unit Price/Discount % | Total | Unit Price/Discount % | Total | Unit Price/Discount % | Total | Unit Price/Discount % | Total | Unit Price/Discount % | Total | Unit Price/Discount % | Total
3.3.7 | B2.3 | (*) Backfilling shall be selected well graded granular 'material approved by the Engineer compacted in layers not exceeding 200 mm to 95% MDD, complete all in accordance with the drawings and specification. |  | m3 | 7183 |  | 15 | 107745 | 20.7 | 148688.1 | 71.5 | 513584.5 | 28 | 201124 | 19 | 136477 | 70 | 502810 | 50 | 359150
| Note | Note Details
3.3.8 | - | Filling
| Item Code | Description | Item Remarks | Unit of Measurement | Quantity/Base Price |  | Unit Price/Discount % | Total | Unit Price/Discount % | Total | Unit Price/Discount % | Total | Unit Price/Discount % | Total | Unit Price/Discount % | Total | Unit Price/Discount % | Total | Unit Price/Discount % | Total | Unit Price/Discount % | Total | Unit Price/Discount % | Total | Unit Price/Discount % | Total
3.3.9 | B2.4 | (*) Imported filling to receive the ground floor level, shall be selected well graded granular material approved by the Engineer compacted in layers not exceeding 200 mm to 95% MDD, complete all in accordance with the drawings and specification. |  | m³ | 2137 |  | 35 | 74795 | 37.44 | 80009.28 | 71.5 | 152795.5 | 28 | 59836 | 50 | 106850 | 108 | 230796 | 80 | 170960
| Note | Note Details
3.3.10 | - | Anti Treatment
| Item Code | Description | Item Remarks | Unit of Measurement | Quantity/Base Price |  | Unit Price/Discount % | Total | Unit Price/Discount % | Total | Unit Price/Discount % | Total | Unit Price/Discount % | Total | Unit Price/Discount % | Total | Unit Price/Discount % | Total | Unit Price/Discount % | Total | Unit Price/Discount % | Total | Unit Price/Discount % | Total | Unit Price/Discount % | Total
3.3.11 | B2.5 | (*) Anti termite treatment, complete all in accordance with the drawings and specification. |  | m2 | 4494 |  | 5 | 22470 | 2.7 | 12133.8 | 6.6 | 29660.4 | 8 | 35952 | 5 | 22470 | 10 | 44940 | 6 | 26964
| Note | Note Details
3.3.12 | - | Contractor's Adjustment
| Item Code | Description | Item Remarks | Unit of Measurement | Quantity/Base Price |  | Unit Price/Discount % | Total | Unit Price/Discount % | Total | Unit Price/Discount % | Total | Unit Price/Discount % | Total | Unit Price/Discount % | Total | Unit Price/Discount % | Total | Unit Price/Discount % | Total | Unit Price/Discount % | Total | Unit Price/Discount % | Total | Unit Price/Discount % | Total
3.3.13 | CA-1 | (*) Contractor may price here any items which has been shown in the drawings or any other documents but overlooked or not specifically mentioned inthe schedule of items and is necessary for the satisfactory completion of the Works. Should the Contractor fail to insert any item here, it will be deemed that Lump Sum Contract Price includes all such items and no claims for additional items will be entertained. |  | Item | 1 |  | 0 | 0 | 0 | 0 | 980100 | 980100 | 0 | 0 | 0 | 0 | 0 | 0 | 0 | 0
| Note | Note Details
3.3.14 | - | Please attach one PDF file to be named "Additional Items for (insert bill no/name & Section No/name)" for the details of these additional items in the additional attachment area at the end of the BOQ.
3.4 BILL NO 03- CONCRETE WORK | [7 empty] | 9377440 |  | 9293493.74 |  | 9747723.645 |  | 10657450 |  | 11409882 |  | 10879399 |  | 10384115
| Note | Note Details
3.4.1 | - | CONCRETE WORK (Refer to specification section-03000)
3.4.2 | - | SUBSTRUCTURE
3.4.3 | - | Plain Concrete
3.4.4 | - | Plain concrete complete all in accordance with the drawings and specification
| Item Code | Description | Item Remarks | Unit of Measurement | Quantity/Base Price |  | Unit Price/Discount % | Total | Unit Price/Discount % | Total | Unit Price/Discount % | Total | Unit Price/Discount % | Total | Unit Price/Discount % | Total | Unit Price/Discount % | Total | Unit Price/Discount % | Total | Unit Price/Discount % | Total | Unit Price/Discount % | Total | Unit Price/Discount % | Total
3.4.5 | B3.1 | (*) Blinding;100 mm thick blinding concrete. ( main building) |  | m3 | 230 |  | 340 | 78200 | 356.79 | 82061.7 | 357.335 | 82187.05 | 700 | 161000 | 506 | 116380 | 50 | 11500 | 550 | 126500
3.4.6 | B3.2 | (*) Blinding;100 mm thick blinding concrete. ( Service Block ) |  | m3 | 3 |  | 340 | 1020 | 356.79 | 1070.37 | 357.335 | 1072.005 | 700 | 2100 | 506 | 1518 | 50 | 150 | 550 | 1650
3.4.7 | B3.3 | (*) Blinding;100 mm thick blinding concrete. ( Security Room) |  | m4 | 1 |  | 340 | 340 | 356.79 | 356.79 | 357.335 | 357.335 | 700 | 700 | 506 | 506 | 50 | 50 | 550 | 550
3.4.8 | B3.4 | (*) Blinding;100 mm thick blinding concrete. ( Sub Station) |  | m5 | 11 |  | 340 | 3740 | 356.79 | 3924.69 | 357.335 | 3930.685 | 700 | 7700 | 506 | 5566 | 50 | 550 | 550 | 6050
3.4.9 | B3.5 | (*) Blinding;100 mm thick blinding concrete. ( Garbage Room) |  | m6 | 1 |  | 340 | 340 | 356.79 | 356.79 | 357.335 | 357.335 | 700 | 700 | 506 | 506 | 50 | 50 | 550 | 550
3.4.10 | B3.6 | (*) Blinding;50 mm thick blinding concrete. ( main building) |  | m3 | 24 |  | 340 | 8160 | 379.11 | 9098.64 | 357.335 | 8576.04 | 600 | 14400 | 506 | 12144 | 25 | 600 | 550 | 13200
3.4.11 | B3.7 | (*) Blinding;50 mm thick blinding concrete .(Service Block ) |  | m3 | 1 |  | 340 | 340 | 379.11 | 379.11 | 357.335 | 357.335 | 600 | 600 | 506 | 506 | 25 | 25 | 550 | 550
3.4.12 | B3.8 | (*) Blinding;50 mm thick blinding concrete .(Security Room, ) |  | m3 | 1 |  | 340 | 340 | 379.11 | 379.11 | 357.335 | 357.335 | 600 | 600 | 506 | 506 | 25 | 25 | 550 | 550
3.4.13 | B3.9 | (*) Blinding;50 mm thick blinding concrete .(Sub Station) |  | m3 | 1 |  | 340 | 340 | 379.11 | 379.11 | 357.335 | 357.335 | 600 | 600 | 506 | 506 | 25 | 25 | 550 | 550
3.4.14 | B3.10 | (*) Blinding;50 mm thick blinding concrete .( Garbage Room) |  | m3 | 2 |  | 340 | 680 | 379.11 | 758.22 | 357.335 | 714.67 | 600 | 1200 | 506 | 1012 | 25 | 50 | 550 | 1100
| Note | Note Details
3.4.15 | - | Reinforced Concrete
3.4.16 | - | Reinforced Concrete including all formwork ( shuttering, supports, cutting, notching, propping, bolting, striking, removal and all related works), complete all in accordance with the drawings and specification.
| Item Code | Description | Item Remarks | Unit of Measurement | Quantity/Base Price |  | Unit Price/Discount % | Total | Unit Price/Discount % | Total | Unit Price/Discount % | Total | Unit Price/Discount % | Total | Unit Price/Discount % | Total | Unit Price/Discount % | Total | Unit Price/Discount % | Total | Unit Price/Discount % | Total | Unit Price/Discount % | Total | Unit Price/Discount % | Total
3.4.17 | B3.11 | (*) Footing. (main building) |  | m3 | 1544 |  | 950 | 1466800 | 794.43 | 1226599.92 | 1381.985 | 2133784.84 | 1400 | 2161600 | 1466 | 2263504 | 1300 | 2007200 | 1205 | 1860520
3.4.18 | B3.12 | (*) Footing. (Service Block ) |  | m3 | 11 |  | 1080 | 11880 | 900.71 | 9907.81 | 1381.985 | 15201.835 | 1400 | 15400 | 1466 | 16126 | 1300 | 14300 | 1205 | 13255
3.4.19 | B3.13 | (*) Footing. ( Security Room) |  | m3 | 3 |  | 1080 | 3240 | 841.69 | 2525.07 | 1381.985 | 4145.955 | 1400 | 4200 | 1466 | 4398 | 1300 | 3900 | 1205 | 3615
3.4.20 | B3.14 | (*) Footing. ( Sub Station ) |  | m3 | 15 |  | 1080 | 16200 | 883.27 | 13249.05 | 1381.985 | 20729.775 | 1400 | 21000 | 1466 | 21990 | 1300 | 19500 | 1205 | 18075
3.4.21 | B3.15 | (*) Footing. (Garbage Room) |  | m3 | 4 |  | 1080 | 4320 | 841.69 | 3366.76 | 1381.985 | 5527.94 | 1400 | 5600 | 1466 | 5864 | 1300 | 5200 | 1205 | 4820
3.4.22 | B3.16 | (*) Ground beam. (main building) |  | m3 | 375 |  | 1240 | 465000 | 1436.66 | 538747.5 | 1401.565 | 525586.875 | 1420 | 532500 | 1637 | 613875 | 1300 | 487500 | 1315 | 493125
3.4.23 | B3.17 | (*) Ground beam. (Service Block , Security Room, Sub Station, Garbage Room) |  | m3 | 18 |  | 1240 | 22320 | 1458.24 | 26248.32 | 1401.565 | 25228.17 | 1420 | 25560 | 1637 | 29466 | 1300 | 23400 | 1315 | 23670
3.4.24 | B3.18 | (*) Ground beam. (Service Block , Security Room, Sub Station, Garbage Room) |  | m3 | 2 |  | 1270 | 2540 | 1458.24 | 2916.48 | 1401.565 | 2803.13 | 1420 | 2840 | 1637 | 3274 | 1300 | 2600 | 1315 | 2630
3.4.25 | B3.19 | (*) Ground beam. (Service Block , Security Room, Sub Station, Garbage Room) |  | m3 | 15 |  | 1270 | 19050 | 1458.24 | 21873.6 | 1401.565 | 21023.475 | 1420 | 21300 | 1637 | 24555 | 1300 | 19500 | 1315 | 19725
3.4.26 | B3.20 | (*) Ground beam. (Service Block , Security Room, Sub Station, Garbage Room) |  | m3 | 5 |  | 1270 | 6350 | 1458.24 | 7291.2 | 1401.565 | 7007.825 | 1420 | 7100 | 1637 | 8185 | 1300 | 6500 | 1315 | 6575
3.4.27 | B3.21 | (*) Neck column/walls. ( main building) |  | m3 | 71 |  | 2620 | 186020 | 3540.7 | 251389.7 | 1423.565 | 101073.115 | 1450 | 102950 | 1858 | 131918 | 1300 | 92300 | 1755 | 124605
3.4.28 | B3.22 | (*) Neck column (Service Block ) |  | m3 | 1 |  | 2620 | 2620 | 2947.01 | 2947.01 | 1423.565 | 1423.565 | 1450 | 1450 | 1780 | 1780 | 1300 | 1300 | 1755 | 1755
3.4.29 | B3.23 | (*) Neck column ( Security Room) |  | m3 | 1 |  | 2620 | 2620 | 2947.01 | 2947.01 | 1423.565 | 1423.565 | 1450 | 1450 | 1780 | 1780 | 1300 | 1300 | 1755 | 1755
3.4.30 | B3.24 | (*) Neck column ( Sub Station) |  | m3 | 3 |  | 2620 | 7860 | 2947.01 | 8841.03 | 1423.565 | 4270.695 | 1450 | 4350 | 1780 | 5340 | 1300 | 3900 | 1755 | 5265
3.4.31 | B3.25 | (*) Neck column (Garbage Room) |  | m3 | 1 |  | 2620 | 2620 | 2947.01 | 2947.01 | 1423.565 | 1423.565 | 1450 | 1450 | 1780 | 1780 | 1300 | 1300 | 1755 | 1755
3.4.32 | B3.26 | (*) Wall for swimming Pool ( main building) |  | m3 | 47 |  | 2060 | 96820 | 1846.78 | 86798.66 | 1312.685 | 61696.195 | 1450 | 68150 | 1702 | 79994 | 1300 | 61100 | 1540 | 72380
3.4.33 | B3.27 | (*) External Ramp ( main building) |  | m3 | 12 |  | 1000 | 12000 | 742.58 | 8910.96 | 1285.185 | 15422.22 | 1450 | 17400 | 1450 | 17400 | 1300 | 15600 | 1315 | 15780
3.4.34 | B3.28 | (*) External Ramp ( Sub station) |  | m3 | 6 |  | 1000 | 6000 | 742.58 | 4455.48 | 1285.185 | 7711.11 | 1450 | 8700 | 1450 | 8700 | 1300 | 7800 | 1315 | 7890
3.4.35 | B3.29 | (*) Concrete Base (Sub station ) |  | m3 | 7 |  | 1000 | 7000 | 886.32 | 6204.24 | 1381.985 | 9673.895 | 1350 | 9450 | 1388 | 9716 | 1300 | 9100 | 1315 | 9205
3.4.36 | B3.30 | (*) Under ground water tank |  | m3 | 103 |  | 1800 | 185400 | 1371.59 | 141273.77 | 1381.985 | 142344.455 | 1350 | 139050 | 1546 | 159238 | 1300 | 133900 | 1515 | 156045
3.4.37 | B3.31 | (*) Slab on grade |  | m3 | 1262 |  | 650 | 820300 | 536.82 | 677466.84 | 983.785 | 1241536.67 | 1200 | 1514400 | 1388 | 1751656 | 1300 | 1640600 | 955 | 1205210
| Note | Note Details
3.4.38 | - | Sundries
| Item Code | Description | Item Remarks | Unit of Measurement | Quantity/Base Price |  | Unit Price/Discount % | Total | Unit Price/Discount % | Total | Unit Price/Discount % | Total | Unit Price/Discount % | Total | Unit Price/Discount % | Total | Unit Price/Discount % | Total | Unit Price/Discount % | Total | Unit Price/Discount % | Total | Unit Price/Discount % | Total | Unit Price/Discount % | Total
3.4.39 | B2.32 | (*) Isolation joint between concrete structures including mastic sealant |  | Item | 1 |  | 1000 | 1000 | 0 | 0 | 110000 | 110000 | 50000 | 50000 | 9000 | 9000 | 20000 | 20000 | 130000 | 130000
3.4.40 | B2.33 | (*) Allow for all necessary control, construction and contraction joints. |  | Item | 1 |  | 10000 | 10000 | 0 | 0 | 110000 | 110000 | 50000 | 50000 | 7200 | 7200 | 10000 | 10000 | 50000 | 50000
3.4.41 | B2.34 | (*) solid block. |  | m² | 2671 |  | 100 | 267100 | 166 | 443386 | 86.79 | 231816.09 | 110 | 293810 | 102 | 272442 | 101 | 269771 | 120 | 320520
| Note | Note Details
3.4.42 | - | SUPER STRUCTURE
3.4.43 | - | Reinforced Concrete all formwork ( shuttering, supports, cutting, notching, propping, bolting, striking, removal and all related works), complete all in accordance with the drawings and specification.
| Item Code | Description | Item Remarks | Unit of Measurement | Quantity/Base Price |  | Unit Price/Discount % | Total | Unit Price/Discount % | Total | Unit Price/Discount % | Total | Unit Price/Discount % | Total | Unit Price/Discount % | Total | Unit Price/Discount % | Total | Unit Price/Discount % | Total | Unit Price/Discount % | Total | Unit Price/Discount % | Total | Unit Price/Discount % | Total
3.4.44 | B3.35 | (*) slab 240mm ( main building) |  | m3 | 12 |  | 1500 | 18000 | 1688.55 | 20262.6 | 1084.6 | 13015.2 | 1380 | 16560 | 1444 | 17328 | 1642 | 19704 | 1320 | 15840
3.4.45 | B3.36 | (*) slab 250mm (main building) |  | m3 | 44 |  | 1500 | 66000 | 1634.7 | 71926.8 | 1084.6 | 47722.4 | 1390 | 61160 | 1444 | 63536 | 1642 | 72248 | 1320 | 58080
3.4.46 | B3.37 | (*) slab 300mm (main building) |  | m3 | 2081 |  | 1330 | 2767730 | 1426.23 | 2967984.63 | 1084.6 | 2257052.6 | 1390 | 2892590 | 1444 | 3004964 | 1642 | 3417002 | 1300 | 2705300
3.4.47 | B3.38 | (*) Solid Slab 580mm ( main building) |  | m3 | 14 |  | 1100 | 15400 | 908.52 | 12719.28 | 1106.6 | 15492.4 | 1410 | 19740 | 1444 | 20216 | 1642 | 22988 | 1500 | 21000
3.4.48 | B3.39 | (*) Slab 150mm (Security Room) |  | m3 | 1 |  | 1500 | 1500 | 1473.41 | 1473.41 | 1084.6 | 1084.6 | 1300 | 1300 | 1444 | 1444 | 1642 | 1642 | 1320 | 1320
3.4.49 | B3.40 | (*) Slab 150mm (Garbage Room ) |  | m3 | 2 |  | 1500 | 3000 | 1473.41 | 2946.82 | 1084.6 | 2169.2 | 1300 | 2600 | 1444 | 2888 | 1642 | 3284 | 1320 | 2640
3.4.50 | B3.41 | (*) slab 220mm (Sub Station) |  | m3 | 29 |  | 1500 | 43500 | 1123.29 | 32575.41 | 1084.6 | 31453.4 | 1320 | 38280 | 1444 | 41876 | 1642 | 47618 | 1320 | 38280
3.4.51 | B3.42 | (*) slab 300mm (Service Block) |  | m3 | 19 |  | 1500 | 28500 | 970.26 | 18434.94 | 1084.6 | 20607.4 | 1390 | 26410 | 1444 | 27436 | 1642 | 31198 | 1300 | 24700
3.4.52 | B3.43 | (*) Beams ( main building) |  | m3 | 312 |  | 1750 | 546000 | 1626.07 | 507333.84 | 1403.38 | 437854.56 | 1350 | 421200 | 1694 | 528528 | 1642 | 512304 | 1445 | 450840
3.4.53 | B3.44 | (*) Beams (Service Block ) |  | m3 | 6 |  | 1750 | 10500 | 1861.07 | 11166.42 | 1403.38 | 8420.28 | 1350 | 8100 | 1694 | 10164 | 1642 | 9852 | 1445 | 8670
3.4.54 | B3.45 | (*) Beams (Security Room ) |  | m3 | 1 |  | 1750 | 1750 | 1861.07 | 1861.07 | 1403.38 | 1403.38 | 1350 | 1350 | 1694 | 1694 | 1642 | 1642 | 1445 | 1445
3.4.55 | B3.46 | (*) Beams ( Sub Station ) |  | m3 | 11 |  | 1750 | 19250 | 1745.29 | 19198.19 | 1403.38 | 15437.18 | 1350 | 14850 | 1694 | 18634 | 1642 | 18062 | 1445 | 15895
3.4.56 | B3.47 | (*) Beams (Garbage Room ) |  | m3 | 2 |  | 1750 | 3500 | 1861.07 | 3722.14 | 1403.38 | 2806.76 | 1350 | 2700 | 1694 | 3388 | 1642 | 3284 | 1445 | 2890
3.4.57 | B3.48 | (*) Columns ( main building) |  | m3 | 284 |  | 2070 | 587880 | 2090.97 | 593835.48 | 1403.38 | 398559.92 | 1450 | 411800 | 1943 | 551812 | 1642 | 466328 | 1750 | 497000
3.4.58 | B3.49 | (*) Columns (Service Block ) |  | m3 | 3 |  | 2070 | 6210 | 2181.72 | 6545.16 | 1403.38 | 4210.14 | 1450 | 4350 | 1694 | 5082 | 1642 | 4926 | 1750 | 5250
3.4.59 | B3.50 | (*) Columns (Security Room) |  | m3 | 1 |  | 2070 | 2070 | 2181.72 | 2181.72 | 1403.38 | 1403.38 | 1450 | 1450 | 1694 | 1694 | 1642 | 1642 | 1750 | 1750
3.4.60 | B3.51 | (*) Columns ( Sub Station) |  | m3 | 5 |  | 2070 | 10350 | 2181.72 | 10908.6 | 1403.38 | 7016.9 | 1450 | 7250 | 1694 | 8470 | 1642 | 8210 | 1750 | 8750
3.4.61 | B3.52 | (*) Columns (Garbage Room) |  | m3 | 1 |  | 2070 | 2070 | 2181.72 | 2181.72 | 1403.38 | 1403.38 | 1450 | 1450 | 1694 | 1694 | 1642 | 1642 | 1750 | 1750
3.4.62 | B3.53 | (*) Walls (main building) |  | m3 | 101 |  | 2750 | 277750 | 2071.82 | 209253.82 | 1364.88 | 137852.88 | 1450 | 146450 | 1943 | 196243 | 1642 | 165842 | 1530 | 154530
3.4.63 | B3.54 | (*) Parapet (main building) |  | m3 | 227 |  | 1270 | 288290 | 1593.22 | 361660.94 | 1326.38 | 301088.26 | 1450 | 329150 | 1444 | 327788 | 1642 | 372734 | 1170 | 265590
3.4.64 | B3.55 | (*) Parapet (Service Block) |  | m3 | 11 |  | 1270 | 13970 | 1593.22 | 17525.42 | 1326.38 | 14590.18 | 1450 | 15950 | 1444 | 15884 | 1642 | 18062 | 1170 | 12870
3.4.65 | B3.56 | (*) Parapet ( Security Room) |  | m3 | 6 |  | 1270 | 7620 | 1593.22 | 9559.32 | 1326.38 | 7958.28 | 1450 | 8700 | 1444 | 8664 | 1642 | 9852 | 1170 | 7020
3.4.66 | B3.57 | (*) Parapet ( Sub Station) |  | m3 | 1 |  | 1270 | 1270 | 1593.22 | 1593.22 | 1326.38 | 1326.38 | 1450 | 1450 | 1444 | 1444 | 1642 | 1642 | 1170 | 1170
3.4.67 | B3.58 | (*) Parapet ( Garbage Room) |  | m3 | 1 |  | 1270 | 1270 | 1593.22 | 1593.22 | 1326.38 | 1326.38 | 1450 | 1450 | 1444 | 1444 | 1642 | 1642 | 1170 | 1170
3.4.68 | B3.59 | (*) Staircase ( main building) |  | m3 | 69 |  | 1580 | 109020 | 1634.7 | 112794.3 | 1326.38 | 91520.22 | 1450 | 100050 | 1475 | 101775 | 1642 | 113298 | 1320 | 91080
3.4.69 | B3.60 | (*) Concrete under water tank |  | m3 | 3 |  | 1000 | 3000 | 1393.74 | 4181.22 | 1326.38 | 3979.14 | 1450 | 4350 | 1382 | 4146 | 1642 | 4926 | 1320 | 3960
3.4.70 | B3.61 | (*) Duct Fitting |  | m3 | 16 |  | 1500 | 24000 | 1393.74 | 22299.84 | 1326.38 | 21222.08 | 1350 | 21600 | 1382 | 22112 | 1642 | 26272 | 1320 | 21120
3.4.71 | B3.62 | (*) Walls & Slabs Trench ( Substation) |  | m3 | 46 |  | 2750 | 126500 | 1333.64 | 61347.44 | 1326.38 | 61013.48 | 1400 | 64400 | 1460 | 67160 | 1642 | 75532 | 1320 | 60720
| Note | Note Details
3.4.72 | - | Sundries
| Item Code | Description | Item Remarks | Unit of Measurement | Quantity/Base Price |  | Unit Price/Discount % | Total | Unit Price/Discount % | Total | Unit Price/Discount % | Total | Unit Price/Discount % | Total | Unit Price/Discount % | Total | Unit Price/Discount % | Total | Unit Price/Discount % | Total | Unit Price/Discount % | Total | Unit Price/Discount % | Total | Unit Price/Discount % | Total
3.4.73 | B3.63 | (*) Isolation joint between concrete structures including mastic sealant |  | Item | 1 |  | 1000 | 1000 | 0 | 0 | 110000 | 110000 | 50000 | 50000 | 12000 | 12000 | 25000 | 25000 | 50000 | 50000
3.4.74 | B3.64 | (*) Allow for all necessary control, construction and contraction joints. |  | Item | 1 |  | 10000 | 10000 | 0 | 0 | 110000 | 110000 | 50000 | 50000 | 12000 | 12000 | 15000 | 15000 | 60000 | 60000
| Note | Note Details
3.4.75 | - | Precast concrete
3.4.76 | - | Precast hollow concrete slab using Ordinary Portland Cement including all formwork, accessories and grouting, including topping with mesh reinforcement, complete all in accordance with the drawings and specification.(Refer to specification section-034000)
| Item Code | Description | Item Remarks | Unit of Measurement | Quantity/Base Price |  | Unit Price/Discount % | Total | Unit Price/Discount % | Total | Unit Price/Discount % | Total | Unit Price/Discount % | Total | Unit Price/Discount % | Total | Unit Price/Discount % | Total | Unit Price/Discount % | Total | Unit Price/Discount % | Total | Unit Price/Discount % | Total | Unit Price/Discount % | Total
3.4.77 | B3.65 | (*) H.C.S 500mm +80 mm (main building). |  | m² | 1947 |  | 340 | 661980 | 316.06 | 615368.82 | 369.6 | 719611.2 | 350 | 681450 | 369 | 718443 | 275 | 535425 | 480 | 934560
| Note | Note Details
3.4.78 | - | Contractor's Adjustment
| Item Code | Description | Item Remarks | Unit of Measurement | Quantity/Base Price |  | Unit Price/Discount % | Total | Unit Price/Discount % | Total | Unit Price/Discount % | Total | Unit Price/Discount % | Total | Unit Price/Discount % | Total | Unit Price/Discount % | Total | Unit Price/Discount % | Total | Unit Price/Discount % | Total | Unit Price/Discount % | Total | Unit Price/Discount % | Total
3.4.79 | CA-1 | (*) Contractor may price here any items which has been shown in the drawings or any other documents but overlooked or not specifically mentioned inthe schedule of items and is necessary for the satisfactory completion of the Works. Should the Contractor fail to insert any item here, it will be deemed that Lump Sum Contract Price includes all such items and no claims for additional items will be entertained. |  | Item | 1 |  | 0 | 0 | 0 | 0 | 0 | 0 | 0 | 0 | 21600 | 21600 | 0 | 0 | 159500 | 159500
| Note | Note Details
3.4.80 | - | Please attach one PDF file to be named "Additional Items for (insert bill no/name & Section No/name)" for the details of these additional items in the additional attachment area at the end of the BOQ.
3.5 BILL NO 04- MASONRY | [7 empty] | 2020583 |  | 1695127.34 |  | 1828547.094 |  | 1928525 |  | 1411000 |  | 1746571 |  | 2741361
| Note | Note Details
3.5.1 | - | External Masonry
3.5.2 | - | Block work, bedded and jointed in cement and sand mortar, tied to concrete columns and beams with necessary wall ties and mesh reinforcement, including compressible joint filler complete all in accordance with the drawings and specification. ( Refer to specification Section 042200)
| Item Code | Description | Item Remarks | Unit of Measurement | Quantity/Base Price |  | Unit Price/Discount % | Total | Unit Price/Discount % | Total | Unit Price/Discount % | Total | Unit Price/Discount % | Total | Unit Price/Discount % | Total | Unit Price/Discount % | Total | Unit Price/Discount % | Total | Unit Price/Discount % | Total | Unit Price/Discount % | Total | Unit Price/Discount % | Total
3.5.3 | B4.1 | (*) 300 mm thick thermal block .(main building) |  | m2 | 2320 |  | 165 | 382800 | 127.02 | 294686.4 | 118.536 | 275003.52 | 160 | 371200 | 170 | 394400 | 156 | 361920 | 186 | 431520
3.5.4 | B4.2 | (*) 200 mm thick hollow block . |  | m2 | 337 |  | 70 | 23590 | 98.61 | 33231.57 | 70.092 | 23621.004 | 90 | 30330 | 88 | 29656 | 82 | 27634 | 88 | 29656
3.5.5 | B4.3 | (*) Allow for fire barrier required for block works, complete all in accordance with the drawings and specification. |  | Item | 1 |  | 25000 | 25000 | 0 | 0 | 146135 | 146135 | 30000 | 30000 | 18240 | 18240 | 50000 | 50000 | 25000 | 25000
| Note | Note Details
3.5.6 | - | Sundries
| Item Code | Description | Item Remarks | Unit of Measurement | Quantity/Base Price |  | Unit Price/Discount % | Total | Unit Price/Discount % | Total | Unit Price/Discount % | Total | Unit Price/Discount % | Total | Unit Price/Discount % | Total | Unit Price/Discount % | Total | Unit Price/Discount % | Total | Unit Price/Discount % | Total | Unit Price/Discount % | Total | Unit Price/Discount % | Total
3.5.7 | B4.4 | (*) Isolation joint including mastic sealant |  | Item | 1 |  | 1000 | 1000 | 0 | 0 | 28237 | 28237 | 30000 | 30000 | 6000 | 6000 | 10000 | 10000 | 17000 | 17000
3.5.8 | B4.5 | (*) Allow for all necessary control, construction and contraction joints. |  | Item | 1 |  | 5000 | 5000 | 0 | 0 | 70592.5 | 70592.5 | 30000 | 30000 | 6000 | 6000 | 20000 | 20000 | 15000 | 15000
| Note | Note Details
3.5.9 | - | Internal Masonry
3.5.10 | - | Cement and sand blocks, bedded and jointed in cement and sand mortar, tied to concrete columns and beams with necessary wall ties and mesh reinforcement, including compressible joint filler complete all in accordance with the drawings and specification. ( Refer to specification Section 042200)
| Item Code | Description | Item Remarks | Unit of Measurement | Quantity/Base Price |  | Unit Price/Discount % | Total | Unit Price/Discount % | Total | Unit Price/Discount % | Total | Unit Price/Discount % | Total | Unit Price/Discount % | Total | Unit Price/Discount % | Total | Unit Price/Discount % | Total | Unit Price/Discount % | Total | Unit Price/Discount % | Total | Unit Price/Discount % | Total
3.5.11 | B4.6 | (*) 100 mm thick solid block work.( main building) |  | m² | 575 |  | 81 | 46575 | 106.65 | 61323.75 | 70.092 | 40302.9 | 85 | 48875 | 88 | 50600 | 91 | 52325 | 95 | 54625
3.5.12 | B4.7 | (*) 100 mm thick solid block work.( Garbage room) |  | m² | 8 |  | 81 | 648 | 106.65 | 853.2 | 70.092 | 560.736 | 95 | 760 | 88 | 704 | 91 | 728 | 95 | 760
3.5.13 | B4.8 | (*) 200 mm thick solid block work. (main building) |  | m² | 4432 |  | 100 | 443200 | 128.25 | 568404 | 70.092 | 310647.744 | 110 | 487520 | 106 | 469792 | 97 | 429904 | 120 | 531840
3.5.14 | B4.9 | (*) 200 mm thick solid block work. ( substation) |  | m² | 140 |  | 100 | 14000 | 106.65 | 14931 | 70.092 | 9812.88 | 110 | 15400 | 106 | 14840 | 97 | 13580 | 120 | 16800
3.5.15 | B4.10 | (*) 300 mm thick hollow block work. (main building) |  | m² | 1138 |  | 140 | 159320 | 137.77 | 156782.26 | 91.19 | 103774.22 | 130 | 147940 | 113 | 128594 | 160 | 182080 | 160 | 182080
3.5.16 | B4.11 | (*) Allow for fire barrier required for block works, complete all in accordance with the drawings and specification. |  | Item | 1 |  | 10000 | 10000 | 176235 | 176235 | 346115 | 346115 | 50000 | 50000 | 43200 | 43200 | 70000 | 70000 | 50000 | 50000
| Note | Note Details
3.5.17 | - | Sundries
| Item Code | Description | Item Remarks | Unit of Measurement | Quantity/Base Price |  | Unit Price/Discount % | Total | Unit Price/Discount % | Total | Unit Price/Discount % | Total | Unit Price/Discount % | Total | Unit Price/Discount % | Total | Unit Price/Discount % | Total | Unit Price/Discount % | Total | Unit Price/Discount % | Total | Unit Price/Discount % | Total | Unit Price/Discount % | Total
3.5.18 | B4.12 | (*) Isolation joint including mastic sealant |  | Item | 1 |  | 1000 | 1000 | 0 | 0 | 69223 | 69223 | 25000 | 25000 | 12000 | 12000 | 15000 | 15000 | 36000 | 36000
3.5.19 | B4.13 | (*) Allow for all necessary control, construction and contraction joints. |  | Item | 1 |  | 3000 | 3000 | 0 | 0 | 173057.5 | 173057.5 | 25000 | 25000 | 12000 | 12000 | 20000 | 20000 | 25000 | 25000
| Note | Note Details
3.5.20 | - | Acoustic wall
3.5.21 | - | Acoustic wall ,fixing complete all in accordance with the drawings and specification.
| Item Code | Description | Item Remarks | Unit of Measurement | Quantity/Base Price |  | Unit Price/Discount % | Total | Unit Price/Discount % | Total | Unit Price/Discount % | Total | Unit Price/Discount % | Total | Unit Price/Discount % | Total | Unit Price/Discount % | Total | Unit Price/Discount % | Total | Unit Price/Discount % | Total | Unit Price/Discount % | Total | Unit Price/Discount % | Total
3.5.22 | B4.14 | (*) Acoustic wall 200mm |  | m2 | 1409 |  | 450 | 634050 | 191.84 | 270302.56 | 86.79 | 122287.11 | 300 | 422700 | 106 | 149354 | 230 | 324070 | 620 | 873580
3.5.23 | B4.15 | (*) Acoustic wall 250mm |  | m2 | 590 |  | 460 | 271400 | 200.64 | 118377.6 | 91.872 | 54204.48 | 320 | 188800 | 118 | 69620 | 287 | 169330 | 750 | 442500
| Note | Note Details
3.5.24 | - | Sundries
| Item Code | Description | Item Remarks | Unit of Measurement | Quantity/Base Price |  | Unit Price/Discount % | Total | Unit Price/Discount % | Total | Unit Price/Discount % | Total | Unit Price/Discount % | Total | Unit Price/Discount % | Total | Unit Price/Discount % | Total | Unit Price/Discount % | Total | Unit Price/Discount % | Total | Unit Price/Discount % | Total | Unit Price/Discount % | Total
3.5.25 | B4.16 | (*) Allow for all necessary control, construction and contraction joints |  | Item | 1 |  | 0 | 0 | 0 | 0 | 54972.5 | 54972.5 | 25000 | 25000 | 6000 | 6000 | 0 | 0 | 10000 | 10000
| Note | Note Details
3.5.26 | - | Contractor's Adjustment
| Item Code | Description | Item Remarks | Unit of Measurement | Quantity/Base Price |  | Unit Price/Discount % | Total | Unit Price/Discount % | Total | Unit Price/Discount % | Total | Unit Price/Discount % | Total | Unit Price/Discount % | Total | Unit Price/Discount % | Total | Unit Price/Discount % | Total | Unit Price/Discount % | Total | Unit Price/Discount % | Total | Unit Price/Discount % | Total
3.5.27 | CA-1 | (*) Contractor may price here any items which has been shown in the drawings or any other documents but overlooked or not specifically mentioned inthe schedule of items and is necessary for the satisfactory completion of the Works. Should the Contractor fail to insert any item here, it will be deemed that Lump Sum Contract Price includes all such items and no claims for additional items will be entertained. |  | Item | 1 |  | 0 | 0 | 0 | 0 | 0 | 0 | 0 | 0 | 0 | 0 | 0 | 0 | 0 | 0
| Note | Note Details
3.5.28 | - | Please attach one PDF file to be named "Additional Items for (insert bill no/name & Section No/name)" for the details of these additional items in the additional attachment area at the end of the BOQ.
3.6 BILL NO 05 -METAL WORK | [7 empty] | 1527642 |  | 2431911.33 |  | 2220605.75 |  | 899000 |  | 2503288 |  | 1770550 |  | 4092800
| Note | Note Details
3.6.1 | - | Steel Cable Rod
3.6.2 | - | Steel cable rod including fittings, paint, accessories and fixing, complete all in accordance with the drawings and specification.
| Item Code | Description | Item Remarks | Unit of Measurement | Quantity/Base Price |  | Unit Price/Discount % | Total | Unit Price/Discount % | Total | Unit Price/Discount % | Total | Unit Price/Discount % | Total | Unit Price/Discount % | Total | Unit Price/Discount % | Total | Unit Price/Discount % | Total | Unit Price/Discount % | Total | Unit Price/Discount % | Total | Unit Price/Discount % | Total
3.6.3 | B5.1 | (*) Steel cable rod |  | Item | 1 |  | 0 | 0 | 0 | 0 | 27500 | 27500 | 120000 | 120000 | 36000 | 36000 | 2700 | 2700 | 11000 | 11000
| Note | Note Details
3.6.4 | - | Flag Pole
3.6.5 | - | Flag Pole including fittings, paint, accessories and fixing, complete all in accordance with the drawings and specification.
| Item Code | Description | Item Remarks | Unit of Measurement | Quantity/Base Price |  | Unit Price/Discount % | Total | Unit Price/Discount % | Total | Unit Price/Discount % | Total | Unit Price/Discount % | Total | Unit Price/Discount % | Total | Unit Price/Discount % | Total | Unit Price/Discount % | Total | Unit Price/Discount % | Total | Unit Price/Discount % | Total | Unit Price/Discount % | Total
3.6.6 | B5.2 | (*) Flag Poles 12000 mm high ( Refer to specification Section 107500) |  | No | 2 |  | 28800 | 57600 | 35350 | 70700 | 24750 | 49500 | 30000 | 60000 | 24000 | 48000 | 10750 | 21500 | 30000 | 60000
| Note | Note Details
3.6.7 | - | Aluminum Canopy
3.6.8 | - | Aluminum Canopy including all related materials fixing, complete all in accordance with the drawings and specification.
| Item Code | Description | Item Remarks | Unit of Measurement | Quantity/Base Price |  | Unit Price/Discount % | Total | Unit Price/Discount % | Total | Unit Price/Discount % | Total | Unit Price/Discount % | Total | Unit Price/Discount % | Total | Unit Price/Discount % | Total | Unit Price/Discount % | Total | Unit Price/Discount % | Total | Unit Price/Discount % | Total | Unit Price/Discount % | Total
3.6.9 | B5.3 | (*) Aluminum Canopy |  | m2 | 126 |  | 1143 | 144018 | 1245.33 | 156911.58 | 3080 | 388080 | 400 | 50400 | 3971 | 500346 | 1615 | 203490 | 4500 | 567000
| Note | Note Details
3.6.10 | - | Aluminum Groove
3.6.11 | - | Aluminum channel; Recess Groove including fixing, complete all in accordance with the drawings and specification.
| Item Code | Description | Item Remarks | Unit of Measurement | Quantity/Base Price |  | Unit Price/Discount % | Total | Unit Price/Discount % | Total | Unit Price/Discount % | Total | Unit Price/Discount % | Total | Unit Price/Discount % | Total | Unit Price/Discount % | Total | Unit Price/Discount % | Total | Unit Price/Discount % | Total | Unit Price/Discount % | Total | Unit Price/Discount % | Total
3.6.12 | B5.4 | (*) 20mm Aluminum channel Recess Groove |  | m | 116 |  | 9 | 1044 | 15.15 | 1757.4 | 110 | 12760 | 250 | 29000 | 240 | 27840 | 45 | 5220 | 150 | 17400
| Note | Note Details
3.6.13 | - | Decorative Metal Fence
3.6.14 | - | Fence, including fittings and fixing, complete all in accordance with the drawings and specification
| Item Code | Description | Item Remarks | Unit of Measurement | Quantity/Base Price |  | Unit Price/Discount % | Total | Unit Price/Discount % | Total | Unit Price/Discount % | Total | Unit Price/Discount % | Total | Unit Price/Discount % | Total | Unit Price/Discount % | Total | Unit Price/Discount % | Total | Unit Price/Discount % | Total | Unit Price/Discount % | Total | Unit Price/Discount % | Total
3.6.15 | B5.5 | (*) Fence ( Refer to specification Section 323199) |  | m | 23 |  | 1440 | 33120 | 3636 | 83628 | 1375 | 31625 | 2000 | 46000 | 1080 | 24840 | 2700 | 62100 | 4500 | 103500
| Note | Note Details
3.6.16 | - | Staircase Handrail
3.6.17 | - | Handrail, including fittings and fixing, complete all in accordance with the drawings and specification (Refer to specification section 055213)
| Item Code | Description | Item Remarks | Unit of Measurement | Quantity/Base Price |  | Unit Price/Discount % | Total | Unit Price/Discount % | Total | Unit Price/Discount % | Total | Unit Price/Discount % | Total | Unit Price/Discount % | Total | Unit Price/Discount % | Total | Unit Price/Discount % | Total | Unit Price/Discount % | Total | Unit Price/Discount % | Total | Unit Price/Discount % | Total
3.6.18 | B5.6 | (*) Staircase Handrail |  | m | 152 |  | 315 | 47880 | 474.7 | 72154.4 | 935 | 142120 | 750 | 114000 | 720 | 109440 | 1290 | 196080 | 3200 | 486400
| Note | Note Details
3.6.19 | - | Glass Handrail
3.6.20 | - | Handrail, including fittings and fixing, complete all in accordance with the drawings and specification (Refer to specification section 055213)
| Item Code | Description | Item Remarks | Unit of Measurement | Quantity/Base Price |  | Unit Price/Discount % | Total | Unit Price/Discount % | Total | Unit Price/Discount % | Total | Unit Price/Discount % | Total | Unit Price/Discount % | Total | Unit Price/Discount % | Total | Unit Price/Discount % | Total | Unit Price/Discount % | Total | Unit Price/Discount % | Total | Unit Price/Discount % | Total
3.6.21 | B5.7 | (*) Glass Handrail |  | m | 140 |  | 1152 | 161280 | 1060.5 | 148470 | 1375 | 192500 | 900 | 126000 | 1946 | 272440 | 1615 | 226100 | 3200 | 448000
| Note | Note Details
3.6.22 | - | Aluminum Louver
3.6.23 | - | Aluminum Louver including fittings, paint, accessories and fixing, complete all in accordance with the drawings and specification.
| Item Code | Description | Item Remarks | Unit of Measurement | Quantity/Base Price |  | Unit Price/Discount % | Total | Unit Price/Discount % | Total | Unit Price/Discount % | Total | Unit Price/Discount % | Total | Unit Price/Discount % | Total | Unit Price/Discount % | Total | Unit Price/Discount % | Total | Unit Price/Discount % | Total | Unit Price/Discount % | Total | Unit Price/Discount % | Total
3.6.24 | B5.8 | (*) Powder Coated Aluminum Louver ( Sub- Station). |  | m2 | 8 |  | 450 | 3600 | 757.5 | 6060 | 880 | 7040 | 1200 | 9600 | 1407 | 11256 | 1185 | 9480 | 1000 | 8000
| Note | Note Details
3.6.25 | - | Iron Cover
3.6.26 | - | Iron Cover on Trench with G.I Channel Frame fittings, paint, accessories and fixing, complete all in accordance with the drawings and specification.
| Item Code | Description | Item Remarks | Unit of Measurement | Quantity/Base Price |  | Unit Price/Discount % | Total | Unit Price/Discount % | Total | Unit Price/Discount % | Total | Unit Price/Discount % | Total | Unit Price/Discount % | Total | Unit Price/Discount % | Total | Unit Price/Discount % | Total | Unit Price/Discount % | Total | Unit Price/Discount % | Total | Unit Price/Discount % | Total
3.6.27 | B5.9 | (*) 5cm thick Galvanized Iron Grating Cover ( Sub- Station). |  | m2 | 20 |  | 1080 | 21600 | 1111 | 22220 | 1650 | 33000 | 1300 | 26000 | 720 | 14400 | 970 | 19400 | 900 | 18000
| Note | Note Details
3.6.28 | - | Glazing roof (Courtyard )-SKY LIGHT
3.6.29 | - | Supply & Install Glazing roof including fittings and fixing, steel work , complete all in accordance with the drawings and specification
| Item Code | Description | Item Remarks | Unit of Measurement | Quantity/Base Price |  | Unit Price/Discount % | Total | Unit Price/Discount % | Total | Unit Price/Discount % | Total | Unit Price/Discount % | Total | Unit Price/Discount % | Total | Unit Price/Discount % | Total | Unit Price/Discount % | Total | Unit Price/Discount % | Total | Unit Price/Discount % | Total | Unit Price/Discount % | Total
3.6.30 | B5.10 | (*) Sky Light ( Refer to specification Section 088000) |  | L.S | 1 |  | 990000 | 990000 | 1836679.95 | 1836679.95 | 1311730.75 | 1311730.75 | 300000 | 300000 | 1413726 | 1413726 | 903550 | 903550 | 2246000 | 2246000
| Note | Note Details
3.6.31 | - | Steel Cabinet & Drawer
3.6.32 | - | Supply & Install pantry cabinets Stainless Steel Cabinet & Drawer including fittings and fixing, complete all in accordance with the drawings and specification
| Item Code | Description | Item Remarks | Unit of Measurement | Quantity/Base Price |  | Unit Price/Discount % | Total | Unit Price/Discount % | Total | Unit Price/Discount % | Total | Unit Price/Discount % | Total | Unit Price/Discount % | Total | Unit Price/Discount % | Total | Unit Price/Discount % | Total | Unit Price/Discount % | Total | Unit Price/Discount % | Total | Unit Price/Discount % | Total
3.6.33 | B5.11 | (*) Steel Cabinet & Drawer |  | m | 15 |  | 4500 | 67500 | 2222 | 33330 | 1650 | 24750 | 1200 | 18000 | 3000 | 45000 | 8062 | 120930 | 8500 | 127500
| Note | Note Details
3.6.34 | - | Contractor's Adjustment
| Item Code | Description | Item Remarks | Unit of Measurement | Quantity/Base Price |  | Unit Price/Discount % | Total | Unit Price/Discount % | Total | Unit Price/Discount % | Total | Unit Price/Discount % | Total | Unit Price/Discount % | Total | Unit Price/Discount % | Total | Unit Price/Discount % | Total | Unit Price/Discount % | Total | Unit Price/Discount % | Total | Unit Price/Discount % | Total
3.6.35 | CA-1 | (*) Contractor may price here any items which has been shown in the drawings or any other documents but overlooked or not specifically mentioned inthe schedule of items and is necessary for the satisfactory completion of the Works. Should the Contractor fail to insert any item here, it will be deemed that Lump Sum Contract Price includes all such items and no claims for additional items will be entertained. |  | Item | 1 |  | 0 | 0 | 0 | 0 | 0 | 0 | 0 | 0 | 0 | 0 | 0 | 0 | 0 | 0
| Note | Note Details
3.6.36 | - | Please attach one PDF file to be named "Additional Items for (insert bill no/name & Section No/name)" for the details of these additional items in the additional attachment area at the end of the BOQ.
3.7 BILL NO 06- THERMAL AND MOISTURE PROTECTION | [7 empty] | 988401 |  | 1381625.66 |  | 1223649.9 |  | 1311550 |  | 1586355 |  | 1092068 |  | 1555291
| Note | Note Details
3.7.1 | - | Waterproofing System
3.7.2 | - | Waterproofing system to foundation, ground beam, swimming pool complete all in accordance with the drawing and specification ( Refer to specification Section 071000)
| Item Code | Description | Item Remarks | Unit of Measurement | Quantity/Base Price |  | Unit Price/Discount % | Total | Unit Price/Discount % | Total | Unit Price/Discount % | Total | Unit Price/Discount % | Total | Unit Price/Discount % | Total | Unit Price/Discount % | Total | Unit Price/Discount % | Total | Unit Price/Discount % | Total | Unit Price/Discount % | Total | Unit Price/Discount % | Total
3.7.3 | B6.1 | (*) Waterproofing 4mm of membrane sheet with well lapped jont as per S.I.R. for vertical and horizontal surfaces (all buildings) |  | m2 | 5369 |  | 63 | 338247 | 24.94 | 133902.86 | 46.2 | 248047.8 | 35 | 187915 | 63 | 338247 | 38 | 204022 | 75 | 402675
3.7.4 | B6.2 | (*) Bitumen waterproofing 2 Coats with well lapped joint as per S.I.R. for vertical and horizontal surfaces.( all buildings) |  | m2 | 4386 |  | 5 | 21930 | 24.94 | 109386.84 | 26.4 | 115790.4 | 50 | 219300 | 24 | 105264 | 20 | 87720 | 25 | 109650
3.7.5 | B6.3 | (*) 1000 Gauge polyethylene sheet, complete all in accordance with the drawings and specification |  | m2 | 7896 |  | 5 | 39480 | 3.13 | 24714.48 | 5.5 | 43428 | 10 | 78960 | 5 | 39480 | 11 | 86856 | 6 | 47376
| Note | Note Details
3.7.6 | - | Waterproofing system to swimming pool complete all in accordance with the drawing and specification (Refer to specification section 071000)
| Item Code | Description | Item Remarks | Unit of Measurement | Quantity/Base Price |  | Unit Price/Discount % | Total | Unit Price/Discount % | Total | Unit Price/Discount % | Total | Unit Price/Discount % | Total | Unit Price/Discount % | Total | Unit Price/Discount % | Total | Unit Price/Discount % | Total | Unit Price/Discount % | Total | Unit Price/Discount % | Total | Unit Price/Discount % | Total
3.7.7 | B6.4 | (*) Waterproofing 4mm of membrane sheet with well lapped joint as per specification. |  | m2 | 411 |  | 36 | 14796 | 33.48 | 13760.28 | 137.5 | 56512.5 | 35 | 14385 | 108 | 44388 | 74 | 30414 | 200 | 82200
| Note | Note Details
3.7.8 | - | Waterproofing for wet area including skirting, complete all in accordance with drawings and specification.
| Item Code | Description | Item Remarks | Unit of Measurement | Quantity/Base Price |  | Unit Price/Discount % | Total | Unit Price/Discount % | Total | Unit Price/Discount % | Total | Unit Price/Discount % | Total | Unit Price/Discount % | Total | Unit Price/Discount % | Total | Unit Price/Discount % | Total | Unit Price/Discount % | Total | Unit Price/Discount % | Total | Unit Price/Discount % | Total
3.7.9 | B6.5 | (*) Waterproofing for wet area. |  | m2 | 298 |  | 27 | 8046 | 43.2 | 12873.6 | 26.4 | 7867.2 | 45 | 13410 | 36 | 10728 | 100 | 29800 | 70 | 20860
| Note | Note Details
3.7.10 | - | Combo Roof System
3.7.11 | - | Supply and install complete combo roof system for roof as per drawings and specification
| Item Code | Description | Item Remarks | Unit of Measurement | Quantity/Base Price |  | Unit Price/Discount % | Total | Unit Price/Discount % | Total | Unit Price/Discount % | Total | Unit Price/Discount % | Total | Unit Price/Discount % | Total | Unit Price/Discount % | Total | Unit Price/Discount % | Total | Unit Price/Discount % | Total | Unit Price/Discount % | Total | Unit Price/Discount % | Total
3.7.12 | B6.6 | (*) Combo Roof System |  | m2 | 3798 |  | 149 | 565902 | 286.2 | 1086987.6 | 198 | 752004 | 210 | 797580 | 276 | 1048248 | 172 | 653256 | 235 | 892530
| Note | Note Details
3.7.13 | - | Contractor's Adjustment
| Item Code | Description | Item Remarks | Unit of Measurement | Quantity/Base Price |  | Unit Price/Discount % | Total | Unit Price/Discount % | Total | Unit Price/Discount % | Total | Unit Price/Discount % | Total | Unit Price/Discount % | Total | Unit Price/Discount % | Total | Unit Price/Discount % | Total | Unit Price/Discount % | Total | Unit Price/Discount % | Total | Unit Price/Discount % | Total
3.7.14 | CA-1 | (*) Contractor may price here any items which has been shown in the drawings or any other documents but overlooked or not specifically mentioned inthe schedule of items and is necessary for the satisfactory completion of the Works. Should the Contractor fail to insert any item here, it will be deemed that Lump Sum Contract Price includes all such items and no claims for additional items will be entertained. |  | Item | 1 |  | 0 | 0 | 0 | 0 | 0 | 0 | 0 | 0 | 0 | 0 | 0 | 0 | 0 | 0
| Note | Note Details
3.7.15 | - | Please attach one PDF file to be named "Additional Items for (insert bill no/name & Section No/name)" for the details of these additional items in the additional attachment area at the end of the BOQ.
3.8 BILL NO 07-DOORS AND WINDOWS | [7 empty] | 2022078 |  | 2002230.83 |  | 3038976.05 |  | 1967580 |  | 4698493 |  | 2152325 |  | 3551710
| Note | Note Details
3.8.1 | - | Doors and Windows
3.8.2 | - | Aluminum Doors and Windows
3.8.3 | - | Supply and install Aluminum doors and windows including fittings, fixing, accessories, and ironmongery, complete all in accordance with the drawings and specification
3.8.4 | - | Aluminum Windows Refer to specification section (085113),
| Item Code | Description | Item Remarks | Unit of Measurement | Quantity/Base Price |  | Unit Price/Discount % | Total | Unit Price/Discount % | Total | Unit Price/Discount % | Total | Unit Price/Discount % | Total | Unit Price/Discount % | Total | Unit Price/Discount % | Total | Unit Price/Discount % | Total | Unit Price/Discount % | Total | Unit Price/Discount % | Total | Unit Price/Discount % | Total
3.8.5 | B7.1 | (*) W01, size 1350mm x 8150mm |  | No | 2 |  | 9180 | 18360 | 8418.35 | 16836.7 | 13917.2 | 27834.4 | 11000 | 22000 | 20283 | 40566 | 11553 | 23106 | 12655 | 25310
3.8.6 | B7.2 | (*) W02, size 3000mm x 6800mm |  | No | 2 |  | 23580 | 47160 | 17715.4 | 35430.8 | 27204.1 | 54408.2 | 20500 | 41000 | 41297 | 82594 | 21420 | 42840 | 23460 | 46920
3.8.7 | B7.3 | (*) W03, size 3000mm x 2400mm |  | No | 23 |  | 5760 | 132480 | 5196.45 | 119518.35 | 10791 | 248193 | 7500 | 172500 | 16202 | 372646 | 756 | 17388 | 8280 | 190440
3.8.8 | B7.4 | (*) W04, size 1500mm x 2400mm |  | No | 12 |  | 3825 | 45900 | 2979.5 | 35754 | 6704.5 | 80454 | 3600 | 43200 | 10372 | 124464 | 3780 | 45360 | 4140 | 49680
3.8.9 | B7.5 | (*) W05, size 6800mm x 3770mm |  | No | 2 |  | 17550 | 35100 | 19013.25 | 38026.5 | 64299.4 | 128598.8 | 25500 | 51000 | 44922 | 89844 | 26918 | 53836 | 29480 | 58960
3.8.10 | B7.6 | (*) W06, size 2100mm x 1200mm |  | No | 8 |  | 2790 | 22320 | 2070.5 | 16564 | 3340.7 | 26725.6 | 2520 | 20160 | 6879 | 55032 | 2646 | 21168 | 2898 | 23184
3.8.11 | B7.7 | (*) W07, size 3900mm x 12200mm |  | No | 2 |  | 42480 | 84960 | 34996.5 | 69993 | 55089.1 | 110178.2 | 48000 | 96000 | 82952 | 165904 | 49959 | 99918 | 54717 | 109434
3.8.12 | B7.8 | (*) W08, size 6150mm x3200mm |  | No | 2 |  | 21150 | 42300 | 16922.55 | 33845.1 | 25313.2 | 50626.4 | 19700 | 39400 | 37725 | 75450 | 20664 | 41328 | 22632 | 45264
3.8.13 | B7.9 | (*) W09, size 2500mm x 1800mm |  | No | 3 |  | 4320 | 12960 | 3535 | 10605 | 5464.8 | 16394.4 | 4500 | 13500 | 11924 | 35772 | 4725 | 14175 | 5175 | 15525
3.8.14 | B7.10 | (*) W10, size 11600mm x 2300mm |  | No | 1 |  | 21330 | 21330 | 18281 | 18281 | 28831 | 28831 | 26680 | 26680 | 44064 | 44064 | 28014 | 28014 | 30682 | 30682
3.8.15 | B7.11 | (*) W11, size 11800mm x 3550mm |  | No | 1 |  | 0 | 0 | 28896.1 | 28896.1 | 45268.3 | 45268.3 | 42000 | 42000 | 64442 | 64442 | 43984 | 43984 | 48173 | 48173
3.8.16 | B7.12 | (*) W11*, size 5300mm x 3200mm |  | No | 2 |  | 13590 | 27180 | 11594.8 | 23189.6 | 20732.8 | 41465.6 | 17000 | 34000 | 28002 | 56004 | 17808 | 35616 | 19504 | 39008
3.8.17 | B7.13 | (*) W12, size 2400mm x 1800mm |  | No | 2 |  | 4230 | 8460 | 3413.8 | 6827.6 | 7693.4 | 15386.8 | 4500 | 9000 | 11620 | 23240 | 4536 | 9072 | 4968 | 9936
3.8.18 | B7.14 | (*) W13, size 1000 x1200mm |  | No | 1 |  | 1620 | 1620 | 1040.3 | 1040.3 | 1854.6 | 1854.6 | 2000 | 2000 | 4378 | 4378 | 1260 | 1260 | 1380 | 1380
3.8.19 | B7.15 | (*) W14, size 2000mm x 1200mm |  | No | 1 |  | 2790 | 2790 | 1954.35 | 1954.35 | 3359.4 | 3359.4 | 2800 | 2800 | 6675 | 6675 | 2520 | 2520 | 2760 | 2760
3.8.20 | B7.16 | (*) W15, size 1200mm x 1200mm |  | No | 6 |  | 1755 | 10530 | 1196.85 | 7181.1 | 2117.5 | 12705 | 1800 | 10800 | 4814 | 28884 | 1512 | 9072 | 1656 | 9936
3.8.21 | B7.17 | (*) W16, size 1500mm x 1800mm |  | No | 19 |  | 3240 | 61560 | 2328.05 | 44232.95 | 5716.7 | 108617.3 | 2700 | 51300 | 8747 | 166193 | 2835 | 53865 | 3105 | 58995
3.8.22 | B7.18 | (*) W1, size 1200 x1200mm ( Security Room) |  | No | 3 |  | 1620 | 4860 | 1212 | 3636 | 2376 | 7128 | 1600 | 4800 | 4814 | 14442 | 1512 | 4536 | 1656 | 4968
3.8.23 | B7.19 | (*) W2, size 1000 x1200mm ( Security Room) |  | No | 1 |  | 1440 | 1440 | 1363.5 | 1363.5 | 1980 | 1980 | 1600 | 1600 | 4378 | 4378 | 1260 | 1260 | 1380 | 1380
3.8.24 | B7.20 | (*) W1, size 1200 x1200mm ( Sub-Station) |  | No | 2 |  | 2205 | 4410 | 1212 | 2424 | 2376 | 4752 | 1600 | 3200 | 4814 | 9628 | 1512 | 3024 | 1656 | 3312
3.8.25 | B7.21 | (*) W17, size 900mm x1200mm. |  | No | 2 |  | 1530 | 3060 | 989.8 | 1979.6 | 1722.6 | 3445.2 | 1200 | 2400 | 4110 | 8220 | 1134 | 2268 | 1242 | 2484
3.8.26 | B7.22 | (*) W18, size 2300mm x 1200mm. |  | No | 4 |  | 3375 | 13500 | 2302.8 | 9211.2 | 3943.5 | 15774 | 2760 | 11040 | 7524 | 30096 | 2898 | 11592 | 3174 | 12696
3.8.27 | B7.23 | (*) W19, size 600mm x 1200mm |  | No | 4 |  | 1530 | 6120 | 888.8 | 3555.2 | 1327.7 | 5310.8 | 1000 | 4000 | 3455 | 13820 | 756 | 3024 | 828 | 3312
3.8.28 | B7.24 | (*) W20, size 3000mm x 1200mm |  | No | 34 |  | 3465 | 117810 | 2742.15 | 93233.1 | 9686.6 | 329344.4 | 3700 | 125800 | 13451 | 457334 | 3780 | 128520 | 4140 | 140760
3.8.29 | B7.25 | (*) W21, size 6150mm x 1800mm |  | No | 4 |  | 7875 | 31500 | 8069.9 | 32279.6 | 16877.3 | 67509.2 | 11100 | 44400 | 19760 | 79040 | 11623 | 46492 | 12730 | 50920
| Note | Note Details
3.8.30 | - | Aluminum Doors Refer to specification section( 083213 & 81000)
| Item Code | Description | Item Remarks | Unit of Measurement | Quantity/Base Price |  | Unit Price/Discount % | Total | Unit Price/Discount % | Total | Unit Price/Discount % | Total | Unit Price/Discount % | Total | Unit Price/Discount % | Total | Unit Price/Discount % | Total | Unit Price/Discount % | Total | Unit Price/Discount % | Total | Unit Price/Discount % | Total | Unit Price/Discount % | Total
3.8.31 | B7.26 | (*) AL1, size 3600mm x 3850mm |  | No | 1 |  | 34200 | 34200 | 28562.8 | 28562.8 | 57032.8 | 57032.8 | 10000 | 10000 | 55744 | 55744 | 14553 | 14553 | 28018 | 28018
3.8.32 | B7.27 | (*) AL2, size 6300mm x 7700mm |  | No | 1 |  | 68130 | 68130 | 55555.05 | 55555.05 | 81805.9 | 81805.9 | 34000 | 34000 | 142238 | 142238 | 50936 | 50936 | 73063 | 73063
3.8.33 | B7.28 | (*) AL3, size 1350mm x 3800mm |  | No | 4 |  | 7920 | 31680 | 4433.9 | 17735.6 | 8170.8 | 32683.2 | 3800 | 15200 | 13954 | 55816 | 5387 | 21548 | 7200 | 28800
3.8.34 | B7.29 | (*) AL4, size 1000mm x 2200mm |  | No | 20 |  | 2970 | 59400 | 2121 | 42420 | 6897 | 137940 | 2500 | 50000 | 13200 | 264000 | 2310 | 46200 | 15000 | 300000
3.8.35 | B7.30 | (*) AL5, size 2000mm x 2400mm |  | No | 3 |  | 8640 | 25920 | 4555.1 | 13665.3 | 8082.8 | 24248.4 | 3800 | 11400 | 14778 | 44334 | 5040 | 15120 | 7700 | 23100
3.8.36 | B7.31 | (*) AL6, size 1000mm x 2200mm |  | No | 4 |  | 2970 | 11880 | 2121 | 8484 | 6897 | 27588 | 2500 | 10000 | 13200 | 52800 | 2310 | 9240 | 15000 | 60000
3.8.37 | B7.32 | (*) AL7, size 2000mm x 2200mm |  | No | 1 |  | 5940 | 5940 | 3737 | 3737 | 13794 | 13794 | 3500 | 3500 | 26400 | 26400 | 4620 | 4620 | 28000 | 28000
3.8.38 | B7.33 | (*) AL 8, size 5000mm x 3600 mm |  | No | 2 |  | 90000 | 180000 | 15301.5 | 30603 | 56430 | 112860 | 12800 | 25600 | 97200 | 194400 | 18900 | 37800 | 102000 | 204000
3.8.39 | B7.34 | (*) AL 9, size 1500mm x 2200 mm |  | No | 1 |  | 13860 | 13860 | 2171.5 | 2171.5 | 10345.5 | 10345.5 | 2800 | 2800 | 19800 | 19800 | 3465 | 3465 | 21000 | 21000
3.8.40 | B7.35 | (*) AL 10, size 1600mm x 2200mm |  | No | 2 |  | 14490 | 28980 | 2323 | 4646 | 11035.2 | 22070.4 | 2500 | 5000 | 19008 | 38016 | 3696 | 7392 | 21120 | 42240
3.8.41 | B7.36 | (*) AL 11, size 3900mm x3700mm |  | No | 1 |  | 70200 | 70200 | 12271.5 | 12271.5 | 45238.05 | 45238.05 | 10200 | 10200 | 86580 | 86580 | 15152 | 15152 | 88080 | 88080
3.8.42 | B7.37 | (*) AL 12, size 4000mm x3050mm |  | No | 1 |  | 13590 | 13590 | 10150.5 | 10150.5 | 15715.7 | 15715.7 | 8800 | 8800 | 26622 | 26622 | 12810 | 12810 | 19800 | 19800
3.8.43 | B7.38 | (*) AL 13, size 3300mm x3200mm |  | No | 3 |  | 30600 | 91800 | 22068.5 | 66205.5 | 53524.9 | 160574.7 | 7400 | 22200 | 49157 | 147471 | 11088 | 33264 | 25840 | 77520
3.8.44 | B7.39 | (*) (D1-Aluminum) , size 2000mm x3000mm (Service Block) |  | No | 1 |  | 3240 | 3240 | 3888.5 | 3888.5 | 5879.5 | 5879.5 | 4200 | 4200 | 12023 | 12023 | 6300 | 6300 | 9000 | 9000
3.8.45 | B7.40 | (*) (D1-Aluminum) , size 1000mm x2200mm (Security Room) |  | No | 1 |  | 1710 | 1710 | 1868.5 | 1868.5 | 3495.8 | 3495.8 | 2500 | 2500 | 4979 | 4979 | 2310 | 2310 | 3300 | 3300
3.8.46 | B7.41 | (*) (D2-Aluminum) , size 2000mm x3000mm (Sub-Station) |  | No | 2 |  | 3780 | 7560 | 3888.5 | 7777 | 6837.6 | 13675.2 | 4200 | 8400 | 11837 | 23674 | 6300 | 12600 | 9000 | 18000
3.8.47 | B7.42 | (*) (D3-Aluminum) , size 1200mm x2400mm- (Sub-Station) |  | No | 2 |  | 1800 | 3600 | 2020 | 4040 | 3470.5 | 6941 | 2600 | 5200 | 5958 | 11916 | 3024 | 6048 | 4320 | 8640
3.8.48 | B7.43 | (*) (D4-Aluminum) , size 1000mm x2200mm - (Sub-Station) |  | No | 1 |  | 1710 | 1710 | 1868.5 | 1868.5 | 2908.4 | 2908.4 | 2500 | 2500 | 4979 | 4979 | 2310 | 2310 | 3300 | 3300
3.8.49 | B7.44 | (*) (D5-Aluminum) , size 900mm x2200mm (Sub-Station) |  | No | 1 |  | 1620 | 1620 | 1818 | 1818 | 2741.2 | 2741.2 | 2100 | 2100 | 4690 | 4690 | 2079 | 2079 | 2970 | 2970
3.8.50 | B7.45 | (*) Aluminum Door , size 1000mm x2200mm(Garbage Room) |  | No | 1 |  | 2970 | 2970 | 1868.5 | 1868.5 | 3495.8 | 3495.8 | 2500 | 2500 | 5058 | 5058 | 2310 | 2310 | 3300 | 3300
3.8.51 | B7.46 | (*) Aluminum Door , size 1600mm x2200mm(Garbage Room) |  | No | 1 |  | 4680 | 4680 | 2979.5 | 2979.5 | 4716.8 | 4716.8 | 2900 | 2900 | 8252 | 8252 | 3696 | 3696 | 5280 | 5280
| Note | Note Details
3.8.52 | - | Wooden Doors Refer to specification section( 081433 & 081416)
3.8.53 | - | Supply and install Wooden doors including fittings, fixing, accessories, and ironmongery, complete all in accordance with the drawings and specification
| Item Code | Description | Item Remarks | Unit of Measurement | Quantity/Base Price |  | Unit Price/Discount % | Total | Unit Price/Discount % | Total | Unit Price/Discount % | Total | Unit Price/Discount % | Total | Unit Price/Discount % | Total | Unit Price/Discount % | Total | Unit Price/Discount % | Total | Unit Price/Discount % | Total | Unit Price/Discount % | Total | Unit Price/Discount % | Total
3.8.54 | B7.47 | (*) D1, size 1000mm x2200mm |  | No | 91 |  | 1899 | 172809 | 3299.21 | 300228.11 | 2610.3 | 237537.3 | 3200 | 291200 | 4427 | 402857 | 3902 | 355082 | 4810 | 437710
3.8.55 | B7.48 | (*) D1*, size 1000mm x2200mm |  | No | 6 |  | 2223 | 13338 | 3781.51 | 22689.06 | 3196.6 | 19179.6 | 3200 | 19200 | 5091 | 30546 | 3900 | 23400 | 5110 | 30660
3.8.56 | B7.49 | (*) D1**, size 1000mm x2200mm |  | No | 2 |  | 2745 | 5490 | 6537.51 | 13075.02 | 3526.6 | 7053.2 | 3200 | 6400 | 5715 | 11430 | 3900 | 7800 | 5310 | 10620
3.8.57 | B7.50 | (*) D2, size 1000mm x2200mm |  | No | 14 |  | 2048 | 28672 | 3299.21 | 46188.94 | 2695 | 37730 | 3200 | 44800 | 4427 | 61978 | 3902 | 54628 | 5900 | 82600
3.8.58 | B7.51 | (*) D3, size 800mm x2200mm |  | No | 37 |  | 1809 | 66933 | 3299.21 | 122070.77 | 2571.8 | 95156.6 | 2600 | 96200 | 4268 | 157916 | 3240 | 119880 | 4050 | 149850
3.8.59 | B7.52 | (*) D4, size 1000mm x2200mm |  | No | 36 |  | 2633 | 94788 | 3919.31 | 141095.16 | 3028.3 | 109018.8 | 3200 | 115200 | 6688 | 240768 | 3902 | 140472 | 6850 | 246600
3.8.60 | B7.53 | (*) D5, size 1000mm x2200mm |  | No | 8 |  | 3285 | 26280 | 6744.21 | 53953.68 | 3413.3 | 27306.4 | 3200 | 25600 | 6808 | 54464 | 3902 | 31216 | 5900 | 47200
3.8.61 | B7.54 | (*) D6, size 800mm x2200mm |  | No | 40 |  | 1809 | 72360 | 3299.21 | 131968.4 | 2571.8 | 102872 | 2600 | 104000 | 4268 | 170720 | 3240 | 129600 | 4370 | 174800
3.8.62 | B7.55 | (*) D7, size 1000mm x2200mm |  | No | 12 |  | 2048 | 24576 | 3299.21 | 39590.52 | 2695 | 32340 | 3200 | 38400 | 4427 | 53124 | 3902 | 46824 | 5580 | 66960
3.8.63 | B7.56 | (*) D8, size 2000mm x2200mm |  | No | 8 |  | 3132 | 25056 | 5159.51 | 41276.08 | 5448.3 | 43586.4 | 3800 | 30400 | 8408 | 67264 | 7267 | 58136 | 11870 | 94960
3.8.64 | B7.57 | (*) D8*, size 2000mm x2200mm |  | No | 2 |  | 4284 | 8568 | 7226.51 | 14453.02 | 6119.3 | 12238.6 | 3800 | 7600 | 16121 | 32242 | 7267 | 14534 | 11700 | 23400
3.8.65 | B7.58 | (*) D9, size 1000mm x2200mm |  | No | 2 |  | 2745 | 5490 | 6537.51 | 13075.02 | 3121.8 | 6243.6 | 3200 | 6400 | 5955 | 11910 | 3900 | 7800 | 6070 | 12140
3.8.66 | B7.59 | (*) D10, size 1700mm x2200mm |  | No | 16 |  | 3218 | 51488 | 4470.51 | 71528.16 | 4813.6 | 77017.6 | 3600 | 57600 | 6612 | 105792 | 6274 | 100384 | 8180 | 130880
| Note | Note Details
3.8.67 | - | Steel Door
3.8.68 | - | Supply and install Steel door including fittings, fixing, accessories, and ironmongery, complete all in accordance with the drawings and specification
| Item Code | Description | Item Remarks | Unit of Measurement | Quantity/Base Price |  | Unit Price/Discount % | Total | Unit Price/Discount % | Total | Unit Price/Discount % | Total | Unit Price/Discount % | Total | Unit Price/Discount % | Total | Unit Price/Discount % | Total | Unit Price/Discount % | Total | Unit Price/Discount % | Total | Unit Price/Discount % | Total | Unit Price/Discount % | Total
3.8.69 | B7.60 | (*) D1-Hot deeper galvanized Steel grill door, size 2700mmx3000mm (Sub Station) |  | No | 1 |  | 5850 | 5850 | 12863.99 | 12863.99 | 9801 | 9801 | 11000 | 11000 | 14580 | 14580 | 9578 | 9578 | 10500 | 10500
| Note | Note Details
3.8.70 | - | Contractor's Adjustment
| Item Code | Description | Item Remarks | Unit of Measurement | Quantity/Base Price |  | Unit Price/Discount % | Total | Unit Price/Discount % | Total | Unit Price/Discount % | Total | Unit Price/Discount % | Total | Unit Price/Discount % | Total | Unit Price/Discount % | Total | Unit Price/Discount % | Total | Unit Price/Discount % | Total | Unit Price/Discount % | Total | Unit Price/Discount % | Total
3.8.71 | CA-1 | (*) Contractor may price here any items which has been shown in the drawings or any other documents but overlooked or not specifically mentioned inthe schedule of items and is necessary for the satisfactory completion of the Works. Should the Contractor fail to insert any item here, it will be deemed that Lump Sum Contract Price includes all such items and no claims for additional items will be entertained. |  | Item | 1 |  | 0 | 0 | 0 | 0 | 0 | 0 | 0 | 0 | 0 | 0 | 0 | 0 | 0 | 0
| Note | Note Details
3.8.72 | - | Please attach one PDF file to be named "Additional Items for (insert bill no/name & Section No/name)" for the details of these additional items in the additional attachment area at the end of the BOQ.
3.9 BILL NO 08- ACCESSORIES | [7 empty] | 1199050 |  | 924028.3 |  | 1514608.7 |  | 2442110 |  | 1190619 |  | 2301310 |  | 2268182
| Note | Note Details
3.9.1 | - | Toilet, W.C& H.C.W.C accessories ( Refer to specification section 102812&102813)
3.9.2 | - | Supply and install (Toilet , W.C, H.C.W.C) accessories; including all necessary fixing accessories,all in accordance with the drawing & Specifications
| Item Code | Description | Item Remarks | Unit of Measurement | Quantity/Base Price |  | Unit Price/Discount % | Total | Unit Price/Discount % | Total | Unit Price/Discount % | Total | Unit Price/Discount % | Total | Unit Price/Discount % | Total | Unit Price/Discount % | Total | Unit Price/Discount % | Total | Unit Price/Discount % | Total | Unit Price/Discount % | Total | Unit Price/Discount % | Total
3.9.3 | B8.1 | (*) Facial Paper Dispenser & Disposal |  | No | 64 |  | 1200 | 76800 | 803.4 | 51417.6 | 1512.5 | 96800 | 0 | 0 | 1650 | 105600 | 537 | 34368 | 1100 | 70400
3.9.4 | B8.2 | (*) Hand Wash Basin |  | No | 106 |  | 780 | 82680 | 272.95 | 28932.7 | 511.5 | 54219 | 0 | 0 | 558 | 59148 | 1612 | 170872 | 1000 | 106000
3.9.5 | B8.3 | (*) Single Liver mixer |  | No | 106 |  | 1200 | 127200 | 360.5 | 38213 | 330 | 34980 | 0 | 0 | 360 | 38160 | 270 | 28620 | 350 | 37100
3.9.6 | B8.4 | (*) Wall Mounted Soap Dispenser |  | No | 106 |  | 400 | 42400 | 336.81 | 35701.86 | 374 | 39644 | 0 | 0 | 408 | 43248 | 270 | 28620 | 400 | 42400
3.9.7 | B8.5 | (*) S.S DOUBLE Toilet Tissue Dispenser |  | No | 95 |  | 420 | 39900 | 97.85 | 9295.75 | 390.5 | 37097.5 | 0 | 0 | 426 | 40470 | 215 | 20425 | 500 | 47500
3.9.8 | B8.6 | (*) W.C |  | No | 95 |  | 1500 | 142500 | 639.63 | 60764.85 | 772.2 | 73359 | 0 | 0 | 843 | 80085 | 1612 | 153140 | 1200 | 114000
3.9.9 | B8.7 | (*) Flush Tank |  | No | 95 |  | 2000 | 190000 | 751.9 | 71430.5 | 5658.4 | 537548 | 0 | 0 | 300 | 28500 | 637 | 60515 | 800 | 76000
3.9.10 | B8.8 | (*) Hand Spray |  | No | 95 |  | 210 | 19950 | 87.55 | 8317.25 | 242 | 22990 | 0 | 0 | 228 | 21660 | 108 | 10260 | 300 | 28500
3.9.11 | B8.9 | (*) Stainless Steel Circular pipe |  | No | 16 |  | 1600 | 25600 | 576.8 | 9228.8 | 1100 | 17600 | 0 | 0 | 480 | 7680 | 215 | 3440 | 800 | 12800
3.9.12 | B8.10 | (*) Grab Bar for Disabled |  | No | 32 |  | 335 | 10720 | 624.18 | 19973.76 | 236.5 | 7568 | 0 | 0 | 258 | 8256 | 2687 | 85984 | 700 | 22400
3.9.13 | B8.11 | (*) Bath Tub |  | No | 1 |  | 2700 | 2700 | 2266 | 2266 | 841.5 | 841.5 | 2000000 | 2000000 | 918 | 918 | 2687 | 2687 | 1800 | 1800
3.9.14 | B8.12 | (*) Mixer Shower |  | No | 17 |  | 2500 | 42500 | 1390.5 | 23638.5 | 638 | 10846 | 0 | 0 | 696 | 11832 | 538 | 9146 | 550 | 9350
3.9.15 | B8.13 | (*) Shower type 1 |  | No | 1 |  | 2500 | 2500 | 1751 | 1751 | 913 | 913 | 0 | 0 | 996 | 996 | 1075 | 1075 | 1000 | 1000
3.9.16 | B8.14 | (*) Shower type 2 |  | No | 1 |  | 2500 | 2500 | 1751 | 1751 | 913 | 913 | 0 | 0 | 1020 | 1020 | 1612 | 1612 | 1000 | 1000
3.9.17 | B8.15 | (*) 0.9mm Polished mirrored surface stainless steel sheet grade 316 Size 1 |  | No | 53 |  | 500 | 26500 | 618 | 32754 | 2200 | 116600 | 0 | 0 | 720 | 38160 | 2150 | 113950 | 1500 | 79500
3.9.18 | B8.16 | (*) 0.9mm Polished mirrored surface stainless steel sheet grade 316 Size 2 |  | No | 13 |  | 2000 | 26000 | 566.5 | 7364.5 | 1320 | 17160 | 0 | 0 | 840 | 10920 | 12416 | 161408 | 1500 | 19500
| Note | Note Details
3.9.19 | - | Toilet Cubicles ( HPL Partation wall)
3.9.20 | - | Floor mounted toilet partitions, overhead braced, solid polymer resin partitions at all group toilet installations including doors, accessories, fittings and fixing, complete all in accordance with the drawings and specification.
| Item Code | Description | Item Remarks | Unit of Measurement | Quantity/Base Price |  | Unit Price/Discount % | Total | Unit Price/Discount % | Total | Unit Price/Discount % | Total | Unit Price/Discount % | Total | Unit Price/Discount % | Total | Unit Price/Discount % | Total | Unit Price/Discount % | Total | Unit Price/Discount % | Total | Unit Price/Discount % | Total | Unit Price/Discount % | Total
3.9.21 | B8.17 | (*) Toilet cubicles |  | m | 129 |  | 800 | 103200 | 685.8 | 88468.2 | 335.5 | 43279.5 | 350 | 45150 | 1440 | 185760 | 4837 | 623973 | 4800 | 619200
| Note | Note Details
3.9.22 | - | Pantry , Ablution Room & Exam Room accessories
3.9.23 | - | Supply and install (Toilet , W.C, H.C.W.C) accessories; including all necessary fixing accessories,all in accordance with the drawing & Specifications
| Item Code | Description | Item Remarks | Unit of Measurement | Quantity/Base Price |  | Unit Price/Discount % | Total | Unit Price/Discount % | Total | Unit Price/Discount % | Total | Unit Price/Discount % | Total | Unit Price/Discount % | Total | Unit Price/Discount % | Total | Unit Price/Discount % | Total | Unit Price/Discount % | Total | Unit Price/Discount % | Total | Unit Price/Discount % | Total
3.9.24 | B8.18 | (*) Hand wash basin (Exam Room) |  | No | 2 |  | 2500 | 5000 | 669.5 | 1339 | 770 | 1540 | 0 | 0 | 840 | 1680 | 1612 | 3224 | 3500 | 7000
3.9.25 | B8.19 | (*) sink |  | No | 3 |  | 650 | 1950 | 309 | 927 | 687.5 | 2062.5 | 0 | 0 | 750 | 2250 | 1612 | 4836 | 2500 | 7500
3.9.26 | B8.20 | (*) mixer sink |  | No | 3 |  | 1500 | 4500 | 391.4 | 1174.2 | 451 | 1353 | 0 | 0 | 492 | 1476 | 645 | 1935 | 500 | 1500
3.9.27 | B8.21 | (*) floor drain |  | No | 86 |  | 0 | 0 | 0 | 0 | 55 | 4730 | 0 | 0 | 60 | 5160 | 161 | 13846 | 350 | 30100
3.9.28 | B8.22 | (*) wash mixer ablution mixer |  | No | 22 |  | 750 | 16500 | 267.8 | 5891.6 | 341 | 7502 | 0 | 0 | 372 | 8184 | 645 | 14190 | 300 | 6600
3.9.29 | B8.23 | (*) steel grab pipe ablution |  | Item | 1 |  | 0 | 0 | 0 | 0 | 192.5 | 192.5 | 0 | 0 | 1200 | 1200 | 1612 | 1612 | 10000 | 10000
| Note | Note Details
3.9.30 | - | SUNDRIES
| Item Code | Description | Item Remarks | Unit of Measurement | Quantity/Base Price |  | Unit Price/Discount % | Total | Unit Price/Discount % | Total | Unit Price/Discount % | Total | Unit Price/Discount % | Total | Unit Price/Discount % | Total | Unit Price/Discount % | Total | Unit Price/Discount % | Total | Unit Price/Discount % | Total | Unit Price/Discount % | Total | Unit Price/Discount % | Total
3.9.31 | B8.24 | (*) Threshold |  | m | 83 |  | 150 | 12450 | 153.36 | 12728.88 | 132 | 10956 | 120 | 9960 | 180 | 14940 | 215 | 17845 | 200 | 16600
3.9.32 | B8.25 | (*) Solid acrylic Surface for wash basin |  | No | 106 |  | 500 | 53000 | 1803.6 | 191181.6 | 1402.5 | 148665 | 1500 | 159000 | 1440 | 152640 | 2150 | 227900 | 1500 | 159000
3.9.33 | B8.26 | (*) corian seat (Ablution) |  | No | 22 |  | 250 | 5500 | 1814.4 | 39916.8 | 1100 | 24200 | 2000 | 44000 | 1200 | 26400 | 1075 | 23650 | 1000 | 22000
3.9.34 | B8.27 | (*) Ablution bar |  | m | 20 |  | 400 | 8000 | 783 | 15660 | 550 | 11000 | 1000 | 20000 | 600 | 12000 | 1612 | 32240 | 700 | 14000
| Note | Note Details
3.9.35 | - | Class Panel /Partition
3.9.36 | - | Supply and install Class Partion including fittings,fixing, accessories, and ironmongery, complete all in accordance with the drawings and specification Refer to specification section( 084400)
| Item Code | Description | Item Remarks | Unit of Measurement | Quantity/Base Price |  | Unit Price/Discount % | Total | Unit Price/Discount % | Total | Unit Price/Discount % | Total | Unit Price/Discount % | Total | Unit Price/Discount % | Total | Unit Price/Discount % | Total | Unit Price/Discount % | Total | Unit Price/Discount % | Total | Unit Price/Discount % | Total | Unit Price/Discount % | Total
3.9.37 | B8.28 | (*) GP1, size 3400mm x3850mm |  | No | 1 |  | 26000 | 26000 | 11727.58 | 11727.58 | 31621.7 | 31621.7 | 13100 | 13100 | 26003 | 26003 | 35180 | 35180 | 57600 | 57600
3.9.38 | B8.29 | (*) GP2, size 3850mm x3850mm |  | No | 4 |  | 10000 | 40000 | 12978 | 51912 | 14796.1 | 59184.4 | 15000 | 60000 | 25899 | 103596 | 39882 | 159528 | 65300 | 261200
3.9.39 | B8.30 | (*) GP3, size 3300mm x3850mm |  | No | 2 |  | 8400 | 16800 | 11624.58 | 23249.16 | 12093.4 | 24186.8 | 13000 | 26000 | 21066 | 42132 | 43672 | 87344 | 55900 | 111800
3.9.40 | B8.31 | (*) GP4, size 5000mm x3250mm |  | No | 1 |  | 13100 | 13100 | 15063.75 | 15063.75 | 18788 | 18788 | 16500 | 16500 | 27994 | 27994 | 43672 | 43672 | 71500 | 71500
3.9.41 | B8.32 | (*) GP5, size 2100mm x3250mm |  | No | 1 |  | 5500 | 5500 | 6334.5 | 6334.5 | 8299.5 | 8299.5 | 7000 | 7000 | 12603 | 12603 | 18382 | 18382 | 30030 | 30030
3.9.42 | B8.33 | (*) GP6, size 900mm x3250mm |  | No | 1 |  | 2700 | 2700 | 27459.8 | 27459.8 | 4314.2 | 4314.2 | 3000 | 3000 | 6098 | 6098 | 7847 | 7847 | 12870 | 12870
3.9.43 | B8.34 | (*) GP7, size 3300mm x 2300mm |  | No | 2 |  | 6200 | 12400 | 6957.65 | 13915.3 | 8880.3 | 17760.6 | 8000 | 16000 | 12755 | 25510 | 20398 | 40796 | 33396 | 66792
3.9.44 | B8.35 | (*) GP8, size 2525mm x2800mm |  | No | 2 |  | 3000 | 6000 | 6189.27 | 12378.54 | 8338 | 16676 | 7200 | 14400 | 12453 | 24906 | 19000 | 38000 | 31110 | 62220
3.9.45 | B8.36 | (*) GP9, size 1275mm x2800mm |  | No | 2 |  | 3000 | 6000 | 949.66 | 1899.32 | 4609 | 9218 | 4000 | 8000 | 6717 | 13434 | 9594 | 19188 | 15710 | 31420
| Note | Note Details
3.9.46 | - | Contractor's Adjustment
| Item Code | Description | Item Remarks | Unit of Measurement | Quantity/Base Price |  | Unit Price/Discount % | Total | Unit Price/Discount % | Total | Unit Price/Discount % | Total | Unit Price/Discount % | Total | Unit Price/Discount % | Total | Unit Price/Discount % | Total | Unit Price/Discount % | Total | Unit Price/Discount % | Total | Unit Price/Discount % | Total | Unit Price/Discount % | Total
3.9.47 | CA-1 | (*) Contractor may price here any items which has been shown in the drawings or any other documents but overlooked or not specifically mentioned inthe schedule of items and is necessary for the satisfactory completion of the Works. Should the Contractor fail to insert any item here, it will be deemed that Lump Sum Contract Price includes all such items and no claims for additional items will be entertained. |  | Item | 1 |  | 0 | 0 | 0 | 0 | 0 | 0 | 0 | 0 | 0 | 0 | 0 | 0 | 0 | 0
| Note | Note Details
3.9.48 | - | Please attach one PDF file to be named "Additional Items for (insert bill no/name & Section No/name)" for the details of these additional items in the additional attachment area at the end of the BOQ.
3.10 BILL NO 09- FINISHES | [7 empty] | 5913430 |  | 5096770.75 |  | 5011119.3 |  | 6576540 |  | 5986817 |  | 6417179 |  | 9425201
| Note | Note Details
3.10.1 | - | EXTERNAL FINISHES
3.10.2 | - | External Wall Finishes
3.10.3 | - | Plastering ( Refer to specification section 092400)
3.10.4 | - | Sand and cement plastering to block or concrete walls including background preparing, under coat, final coat and accessories, complete all in accordance with the drawings and specification.
| Item Code | Description | Item Remarks | Unit of Measurement | Quantity/Base Price |  | Unit Price/Discount % | Total | Unit Price/Discount % | Total | Unit Price/Discount % | Total | Unit Price/Discount % | Total | Unit Price/Discount % | Total | Unit Price/Discount % | Total | Unit Price/Discount % | Total | Unit Price/Discount % | Total | Unit Price/Discount % | Total | Unit Price/Discount % | Total
3.10.5 | B9.1 | (*) To receive paint finish, for external façade ( main building, Service block, Security Room, Sub-Station & Garbage Room). |  | m² | 4225 |  | 32 | 135200 | 53.63 | 226586.75 | 49.5 | 209137.5 | 65 | 274625 | 54 | 228150 | 68 | 287300 | 36 | 152100
3.10.6 | B9.2 | (*) To receive paint finish, for internal parapet face ( main building, Service block, Security Room, Sub-Station & Garbage Room). |  | m² | 532 |  | 27 | 14364 | 41.04 | 21833.28 | 49.5 | 26334 | 65 | 34580 | 54 | 28728 | 68 | 36176 | 35 | 18620
| Note | Note Details
3.10.7 | - | Painting
3.10.8 | - | Painting system (Plaster measured separately) including preparing, cleaning and making good to all concrete or plastered surfaces to receive paint, including under coats, complete all in accordance with the drawings and specification.
| Item Code | Description | Item Remarks | Unit of Measurement | Quantity/Base Price |  | Unit Price/Discount % | Total | Unit Price/Discount % | Total | Unit Price/Discount % | Total | Unit Price/Discount % | Total | Unit Price/Discount % | Total | Unit Price/Discount % | Total | Unit Price/Discount % | Total | Unit Price/Discount % | Total | Unit Price/Discount % | Total | Unit Price/Discount % | Total
3.10.9 | B9.3 | (*) Acrylic external textured Paint system (main building). |  | m² | 4126 |  | 27 | 111402 | 32.4 | 133682.4 | 28.6 | 118003.6 | 40 | 165040 | 36 | 148536 | 28 | 115528 | 38 | 156788
3.10.10 | B9.4 | (*) Epoxy paint on cement t/ sand plaster beige color (Service block-Security Room, Sub-Station & Garbage Room). |  | m² | 631 |  | 23 | 14513 | 44.28 | 27940.68 | 33 | 20823 | 45 | 28395 | 42 | 26502 | 40 | 25240 | 40 | 25240
| Note | Note Details
3.10.11 | - | External Flooring Finishes
3.10.12 | - | Granite
3.10.13 | - | Non slip surface treated granite floor and including sand cement screed, cutting, fixing, and grouting complete all in accordance with the drawings and specification
| Item Code | Description | Item Remarks | Unit of Measurement | Quantity/Base Price |  | Unit Price/Discount % | Total | Unit Price/Discount % | Total | Unit Price/Discount % | Total | Unit Price/Discount % | Total | Unit Price/Discount % | Total | Unit Price/Discount % | Total | Unit Price/Discount % | Total | Unit Price/Discount % | Total | Unit Price/Discount % | Total | Unit Price/Discount % | Total
3.10.14 | B9.5 | (*) Non slip surface treated granite ramp ( main Building) |  | m² | 210 |  | 225 | 47250 | 702 | 147420 | 522.5 | 109725 | 350 | 73500 | 522 | 109620 | 424 | 89040 | 520 | 109200
| Note | Note Details
3.10.15 | - | Painting
| Item Code | Description | Item Remarks | Unit of Measurement | Quantity/Base Price |  | Unit Price/Discount % | Total | Unit Price/Discount % | Total | Unit Price/Discount % | Total | Unit Price/Discount % | Total | Unit Price/Discount % | Total | Unit Price/Discount % | Total | Unit Price/Discount % | Total | Unit Price/Discount % | Total | Unit Price/Discount % | Total | Unit Price/Discount % | Total
3.10.16 | B9.6 | (*) Epoxy paint on cement/ sand plaster beige color ( FL-06) ( Refer to specification section 096723)( External ramp back of main building) |  | m² | 27 |  | 36 | 972 | 82.12 | 2217.24 | 33 | 891 | 45 | 1215 | 60 | 1620 | 82 | 2214 | 40 | 1080
| Note | Note Details
3.10.17 | - | External Ceiling Finishes
3.10.18 | - | Painting
3.10.19 | - | Painting system (Plaster measured separately) including preparing, cleaning and making good to all concrete or plastered surfaces to receive paint, including under coats, complete all in accordance with the drawings and specification.
| Item Code | Description | Item Remarks | Unit of Measurement | Quantity/Base Price |  | Unit Price/Discount % | Total | Unit Price/Discount % | Total | Unit Price/Discount % | Total | Unit Price/Discount % | Total | Unit Price/Discount % | Total | Unit Price/Discount % | Total | Unit Price/Discount % | Total | Unit Price/Discount % | Total | Unit Price/Discount % | Total | Unit Price/Discount % | Total
3.10.20 | B9.7 | (*) 3X Coats Acrylic external textured Paint system ( Refer to specification section 099664) |  | m² | 32 |  | 29 | 928 | 30.24 | 967.68 | 28.6 | 915.2 | 45 | 1440 | 36 | 1152 | 70 | 2240 | 38 | 1216
| Note | Note Details
3.10.21 | - | INTERNAL FINISHES
3.10.22 | - | Internal Wall Finishes
3.10.23 | - | Plastering ( Refer to specification section 092400)
3.10.24 | - | Sand and cement plastering to block or concrete walls including background preparing, under coat, final coat and accessories, complete all in accordance with the drawings and specification.
| Item Code | Description | Item Remarks | Unit of Measurement | Quantity/Base Price |  | Unit Price/Discount % | Total | Unit Price/Discount % | Total | Unit Price/Discount % | Total | Unit Price/Discount % | Total | Unit Price/Discount % | Total | Unit Price/Discount % | Total | Unit Price/Discount % | Total | Unit Price/Discount % | Total | Unit Price/Discount % | Total | Unit Price/Discount % | Total
3.10.25 | B9.8 | (*) To receive paint finish ( main building& Service block-Security Room, Sub-Station, Garbage Room). |  | m² | 18663 |  | 27 | 503901 | 46.99 | 876974.37 | 38.5 | 718525.5 | 55 | 1026465 | 42 | 783846 | 55 | 1026465 | 32 | 597216
3.10.26 | B9.9 | (*) To receive tiles ( main building, Sub-Station ) |  | m² | 466 |  | 0 | 0 | 46.99 | 21897.34 | 38.5 | 17941 | 55 | 25630 | 36 | 16776 | 55 | 25630 | 32 | 14912
| Note | Note Details
3.10.27 | - | Ceramic Tiles
3.10.28 | - | Ceramic tiles (Plaster measured separately) fixed to walls including adhesive, grouting, pointing-up joints and accessories, complete all in accordance 'with the drawings and specification.
| Item Code | Description | Item Remarks | Unit of Measurement | Quantity/Base Price |  | Unit Price/Discount % | Total | Unit Price/Discount % | Total | Unit Price/Discount % | Total | Unit Price/Discount % | Total | Unit Price/Discount % | Total | Unit Price/Discount % | Total | Unit Price/Discount % | Total | Unit Price/Discount % | Total | Unit Price/Discount % | Total | Unit Price/Discount % | Total
3.10.29 | B9.10 | (*) 400x600mm Ceramic wall tiles, (WL04) ( main building) (Refer to specification section 093000) |  | m² | 170 |  | 86 | 14620 | 100.73 | 17124.1 | 118.8 | 20196 | 150 | 25500 | 114 | 19380 | 91 | 15470 | 165 | 28050
3.10.30 | B9.11 | (*) 200x300mm Ceramic wall tiles, (WL-03) (sub station) (Refer to specification section 093000) |  | m² | 51 |  | 72 | 3672 | 100.73 | 5137.23 | 82.5 | 4207.5 | 120 | 6120 | 82 | 4182 | 91 | 4641 | 115 | 5865
3.10.31 | B9.12 | (*) 400x600mm Porcelain tiles (main building) (Refer to specification section 093000) |  | m² | 159 |  | 122 | 19398 | 100.73 | 16016.07 | 118.8 | 18889.2 | 150 | 23850 | 114 | 18126 | 96 | 15264 | 190 | 30210
| Note | Note Details
3.10.32 | - | Mosaic Tiles ( main building)
3.10.33 | - | Mosaic tiles, fixed to walls including adhesive, grouting, pointing-up joints and accessories, complete all in accordance with the drawings and specification.
| Item Code | Description | Item Remarks | Unit of Measurement | Quantity/Base Price |  | Unit Price/Discount % | Total | Unit Price/Discount % | Total | Unit Price/Discount % | Total | Unit Price/Discount % | Total | Unit Price/Discount % | Total | Unit Price/Discount % | Total | Unit Price/Discount % | Total | Unit Price/Discount % | Total | Unit Price/Discount % | Total | Unit Price/Discount % | Total
3.10.34 | B9.13 | (*) Mosaic tiles (main building) |  | m² | 86 |  | 360 | 30960 | 224.93 | 19343.98 | 60.5 | 5203 | 130 | 11180 | 134 | 11524 | 70 | 6020 | 320 | 27520
| Note | Note Details
3.10.35 | - | Granite
3.10.36 | - | Granite, fixed to walls including adhesive, grouting, pointing-up joints and accessories, complete all in accordance with the drawings and specification.
| Item Code | Description | Item Remarks | Unit of Measurement | Quantity/Base Price |  | Unit Price/Discount % | Total | Unit Price/Discount % | Total | Unit Price/Discount % | Total | Unit Price/Discount % | Total | Unit Price/Discount % | Total | Unit Price/Discount % | Total | Unit Price/Discount % | Total | Unit Price/Discount % | Total | Unit Price/Discount % | Total | Unit Price/Discount % | Total
3.10.37 | B9.14 | (*) Granite |  | m² | 3 |  | 360 | 1080 | 972 | 2916 | 522.5 | 1567.5 | 350 | 1050 | 546 | 1638 | 450 | 1350 | 520 | 1560
| Note | Note Details
3.10.38 | - | Painting
3.10.39 | - | Painting system (Plaster measured separately) including preparing, cleaning and making good to all concrete or plastered surfaces to receive paint, including under coats, complete all in accordance with the drawings and specification.
| Item Code | Description | Item Remarks | Unit of Measurement | Quantity/Base Price |  | Unit Price/Discount % | Total | Unit Price/Discount % | Total | Unit Price/Discount % | Total | Unit Price/Discount % | Total | Unit Price/Discount % | Total | Unit Price/Discount % | Total | Unit Price/Discount % | Total | Unit Price/Discount % | Total | Unit Price/Discount % | Total | Unit Price/Discount % | Total
3.10.40 | B9.15 | (*) Matt Emulsion paint on plaster, (WL-02) ( Refer to specification section 099100) (main building) |  | m² | 11259 |  | 16 | 180144 | 15.12 | 170236.08 | 14.3 | 161003.7 | 35 | 394065 | 17 | 191403 | 22 | 247698 | 15 | 168885
3.10.41 | B9.16 | (*) Vinyl wall surface, (WL-01) ( Refer to specification section 097200) (main building) |  | m² | 2441 |  | 140 | 341740 | 88.02 | 214856.82 | 106.7 | 260454.7 | 180 | 439380 | 180 | 439380 | 165 | 402765 | 320 | 781120
3.10.42 | B9.17 | (*) 1.5m Rubber 4mm on matt Emulsion paint, (WL-05) ( Refer to specification section 099100) (main building) |  | m² | 4403 |  | 450 | 1981350 | 127.56 | 561646.68 | 151.8 | 668375.4 | 110 | 484330 | 300 | 1320900 | 187 | 823361 | 360 | 1585080
3.10.43 | B9.18 | (*) Smooth Epoxy Paint on sand cement plaster (Service Block , Security Room, Sub Station, Garbage Room). |  | m² | 560 |  | 23 | 12880 | 42.12 | 23587.2 | 33 | 18480 | 45 | 25200 | 36 | 20160 | 40 | 22400 | 40 | 22400
| Note | Note Details
3.10.44 | - | Glass Shelves
3.10.45 | - | Glass Shelves fixed to wall including adhesive, grouting pointing-up joints and accessories, complete all in accordance with the drawings and specification.
| Item Code | Description | Item Remarks | Unit of Measurement | Quantity/Base Price |  | Unit Price/Discount % | Total | Unit Price/Discount % | Total | Unit Price/Discount % | Total | Unit Price/Discount % | Total | Unit Price/Discount % | Total | Unit Price/Discount % | Total | Unit Price/Discount % | Total | Unit Price/Discount % | Total | Unit Price/Discount % | Total | Unit Price/Discount % | Total
3.10.46 | B9.19 | (*) Glass Shelves: |  | m² | 4 |  | 1350 | 5400 | 1802.5 | 7210 | 2750 | 11000 | 15000 | 60000 | 1800 | 7200 | 500 | 2000 | 3500 | 14000
| Note | Note Details
3.10.47 | - | Wood Cladding
3.10.48 | - | Wood Cladding fixed to wall including adhesive, grouting , pointing-up joints and accessories, complete all in accordance with the drawings and specification.
| Item Code | Description | Item Remarks | Unit of Measurement | Quantity/Base Price |  | Unit Price/Discount % | Total | Unit Price/Discount % | Total | Unit Price/Discount % | Total | Unit Price/Discount % | Total | Unit Price/Discount % | Total | Unit Price/Discount % | Total | Unit Price/Discount % | Total | Unit Price/Discount % | Total | Unit Price/Discount % | Total | Unit Price/Discount % | Total
3.10.49 | B9.20 | (*) wood cladding: |  | m² | 10 |  | 585 | 5850 | 810 | 8100 | 1650 | 16500 | 2000 | 20000 | 900 | 9000 | 700 | 7000 | 1800 | 18000
| Note | Note Details
3.10.50 | - | Internal Floor Finishes
3.10.51 | - | Ceramic Floor Tiles
3.10.52 | - | Ceramic floor tiles including sand cement screed, cutting, fixing, and grouting, complete all in accordance with the drawings and specification
| Item Code | Description | Item Remarks | Unit of Measurement | Quantity/Base Price |  | Unit Price/Discount % | Total | Unit Price/Discount % | Total | Unit Price/Discount % | Total | Unit Price/Discount % | Total | Unit Price/Discount % | Total | Unit Price/Discount % | Total | Unit Price/Discount % | Total | Unit Price/Discount % | Total | Unit Price/Discount % | Total | Unit Price/Discount % | Total
3.10.53 | B9.21 | (*) 400x400mm Non slip ceramic tiles (FL-04) ( Refer to specification section 093000) (8mm thick)-(main building) |  | m² | 236 |  | 113 | 26668 | 154.73 | 36516.28 | 89.1 | 21027.6 | 130 | 30680 | 138 | 32568 | 107 | 25252 | 115 | 27140
3.10.54 | B9.22 | (*) 200x200mm ceramic tile (FL-05) ( Refer to specification section 093000).(main building) |  | m² | 46 |  | 86 | 3956 | 154.73 | 7117.58 | 82.5 | 3795 | 115 | 5290 | 106 | 4876 | 102 | 4692 | 110 | 5060
3.10.55 | B9.23 | (*) 400x400mm ceramic tiles (Sub Station ) |  | m² | 13 |  | 95 | 1235 | 135.01 | 1755.13 | 89.1 | 1158.3 | 130 | 1690 | 138 | 1794 | 102 | 1326 | 120 | 1560
3.10.56 | B9.24 | (*) 200x200mm Non slip ceramic tile (Sub Station ). |  | m² | 9 |  | 86 | 774 | 135.01 | 1215.09 | 82.5 | 742.5 | 115 | 1035 | 106 | 954 | 102 | 918 | 110 | 990
| Note | Note Details
3.10.57 | - | Carpet Flooring
3.10.58 | - | Carpet sheet glued on sand cement screed complete with all fixation in accordance with the drawings and specification.
| Item Code | Description | Item Remarks | Unit of Measurement | Quantity/Base Price |  | Unit Price/Discount % | Total | Unit Price/Discount % | Total | Unit Price/Discount % | Total | Unit Price/Discount % | Total | Unit Price/Discount % | Total | Unit Price/Discount % | Total | Unit Price/Discount % | Total | Unit Price/Discount % | Total | Unit Price/Discount % | Total | Unit Price/Discount % | Total
3.10.59 | B9.25 | (*) Carpet flooring (FL-03) ( Refer to specification section 096800) (main building): |  | m² | 603 |  | 248 | 149544 | 177.16 | 106827.48 | 171.6 | 103474.8 | 195 | 117585 | 180 | 108540 | 253 | 152559 | 500 | 301500
| Note | Note Details
3.10.60 | - | 3mm Heterogeneous Vinyl Sheet
3.10.61 | - | 3mm heterogeneous vinyl flooring on, and including sand cement screed, cutting, fixing, and grouting, complete all in accordance with the drawings and specification.
| Item Code | Description | Item Remarks | Unit of Measurement | Quantity/Base Price |  | Unit Price/Discount % | Total | Unit Price/Discount % | Total | Unit Price/Discount % | Total | Unit Price/Discount % | Total | Unit Price/Discount % | Total | Unit Price/Discount % | Total | Unit Price/Discount % | Total | Unit Price/Discount % | Total | Unit Price/Discount % | Total | Unit Price/Discount % | Total
3.10.62 | B9.26 | (*) 3mm heterogeneous vinyl sheet flooring (FL-01) ( Refer to specification section 096500) (main building) |  | m² | 6073 |  | 167 | 1014191 | 153.2 | 930383.6 | 148.5 | 901840.5 | 190 | 1153870 | 143 | 868439 | 220 | 1336060 | 380 | 2307740
| Note | Note Details
3.10.63 | - | 8mm poured resin rubber flooring
3.10.64 | - | 8mm & 3mm poured resin rubber flooring on, and including sand cement screed, cutting, fixing, and grouting, complete all in accordance with the drawings and specification.
| Item Code | Description | Item Remarks | Unit of Measurement | Quantity/Base Price |  | Unit Price/Discount % | Total | Unit Price/Discount % | Total | Unit Price/Discount % | Total | Unit Price/Discount % | Total | Unit Price/Discount % | Total | Unit Price/Discount % | Total | Unit Price/Discount % | Total | Unit Price/Discount % | Total | Unit Price/Discount % | Total | Unit Price/Discount % | Total
3.10.65 | B9.27 | (*) 8mm poured resin rubber flooring (FL-02) ( Refer to specification section 096723) (main building) |  | m² | 1303 |  | 203 | 264509 | 295.96 | 385635.88 | 209 | 272327 | 180 | 234540 | 224 | 291872 | 253 | 329659 | 500 | 651500
| Note | Note Details
3.10.66 | - | Epoxy paint
3.10.67 | - | Epoxy paint including sand cement screed complete all in accordance with the drawings and specification.(Refer to specification section 096723)
| Item Code | Description | Item Remarks | Unit of Measurement | Quantity/Base Price |  | Unit Price/Discount % | Total | Unit Price/Discount % | Total | Unit Price/Discount % | Total | Unit Price/Discount % | Total | Unit Price/Discount % | Total | Unit Price/Discount % | Total | Unit Price/Discount % | Total | Unit Price/Discount % | Total | Unit Price/Discount % | Total | Unit Price/Discount % | Total
3.10.68 | B9.28 | (*) Epoxy paint, (FL-06) (main building) |  | m² | 216 |  | 90 | 19440 | 48.6 | 10497.6 | 38.5 | 8316 | 45 | 9720 | 36 | 7776 | 83 | 17928 | 115 | 24840
3.10.69 | B9.29 | (*) Epoxy paint on R.C.C. Concrete (FL-06) (Sub-Station, Service Block , Security Room, Sub Station, Garbage Room). |  | m² | 143 |  | 90 | 12870 | 48.6 | 6949.8 | 38.5 | 5505.5 | 45 | 6435 | 36 | 5148 | 83 | 11869 | 115 | 16445
| Note | Note Details
3.10.70 | - | High impact elevated EPDM tile
3.10.71 | - | High impact elevated EPDM tile complete all in accordance with the drawings and specification.
| Item Code | Description | Item Remarks | Unit of Measurement | Quantity/Base Price |  | Unit Price/Discount % | Total | Unit Price/Discount % | Total | Unit Price/Discount % | Total | Unit Price/Discount % | Total | Unit Price/Discount % | Total | Unit Price/Discount % | Total | Unit Price/Discount % | Total | Unit Price/Discount % | Total | Unit Price/Discount % | Total | Unit Price/Discount % | Total
3.10.72 | B9.30 | (*) High impact elevated EPDM tile (main building) |  | m² | 295 |  | 585 | 172575 | 325.12 | 95910.4 | 555.5 | 163872.5 | 200 | 59000 | 378 | 111510 | 308 | 90860 | 650 | 191750
| Note | Note Details
3.10.73 | - | Mosaic tiles
3.10.74 | - | Mosaic tiles complete accordance with drawing and specification
| Item Code | Description | Item Remarks | Unit of Measurement | Quantity/Base Price |  | Unit Price/Discount % | Total | Unit Price/Discount % | Total | Unit Price/Discount % | Total | Unit Price/Discount % | Total | Unit Price/Discount % | Total | Unit Price/Discount % | Total | Unit Price/Discount % | Total | Unit Price/Discount % | Total | Unit Price/Discount % | Total | Unit Price/Discount % | Total
3.10.75 | B9.31 | (*) Mosaic tiles (main building) |  | m² | 200 |  | 378 | 75600 | 243 | 48600 | 60.5 | 12100 | 130 | 26000 | 100 | 20000 | 74 | 14800 | 320 | 64000
| Note | Note Details
3.10.76 | - | Raised Access Flooring
3.10.77 | - | Raised access on sand cement screed complete with all fixation in accordance with the drawings and specification.
| Item Code | Description | Item Remarks | Unit of Measurement | Quantity/Base Price |  | Unit Price/Discount % | Total | Unit Price/Discount % | Total | Unit Price/Discount % | Total | Unit Price/Discount % | Total | Unit Price/Discount % | Total | Unit Price/Discount % | Total | Unit Price/Discount % | Total | Unit Price/Discount % | Total | Unit Price/Discount % | Total | Unit Price/Discount % | Total
3.10.78 | B9.32 | (*) Raised access (main building) |  | m² | 20 |  | 585 | 11700 | 486 | 9720 | 385 | 7700 | 150 | 3000 | 720 | 14400 | 660 | 13200 | 450 | 9000
| Note | Note Details
3.10.79 | - | Internal Skirting Finishes
3.10.80 | - | 150 mm height vinyl base Skirting
3.10.81 | - | 150mm height vinyl base complete all in accordance with the drawings and specification.
| Item Code | Description | Item Remarks | Unit of Measurement | Quantity/Base Price |  | Unit Price/Discount % | Total | Unit Price/Discount % | Total | Unit Price/Discount % | Total | Unit Price/Discount % | Total | Unit Price/Discount % | Total | Unit Price/Discount % | Total | Unit Price/Discount % | Total | Unit Price/Discount % | Total | Unit Price/Discount % | Total | Unit Price/Discount % | Total
3.10.82 | B9.33 | (*) 150mm height vinyl base skirting,(SK-03) (Refer to specification section 097200) (main building) |  | m | 3049 |  | 45 | 137205 | 36.4 | 110983.6 | 38.5 | 117386.5 | 50 | 152450 | 33 | 100617 | 28 | 85372 | 65 | 198185
| Note | Note Details
3.10.83 | - | 150mm height rubber Skirting
3.10.84 | - | 150mm height rubber complete all in accordance with the drawings and specification
| Item Code | Description | Item Remarks | Unit of Measurement | Quantity/Base Price |  | Unit Price/Discount % | Total | Unit Price/Discount % | Total | Unit Price/Discount % | Total | Unit Price/Discount % | Total | Unit Price/Discount % | Total | Unit Price/Discount % | Total | Unit Price/Discount % | Total | Unit Price/Discount % | Total | Unit Price/Discount % | Total | Unit Price/Discount % | Total
3.10.85 | B9.34 | (*) 150mm height rubber skirting (SK-04) (Refer to specification section 096723).( main building) |  | m | 858 |  | 45 | 38610 | 41.6 | 35692.8 | 104.5 | 89661 | 45 | 38610 | 36 | 30888 | 55 | 47190 | 85 | 72930
| Note | Note Details
3.10.86 | - | Ceramic tiles Skirting
3.10.87 | - | Ceramic tiles skirting, complete all in accordance with the drawings and specification
| Item Code | Description | Item Remarks | Unit of Measurement | Quantity/Base Price |  | Unit Price/Discount % | Total | Unit Price/Discount % | Total | Unit Price/Discount % | Total | Unit Price/Discount % | Total | Unit Price/Discount % | Total | Unit Price/Discount % | Total | Unit Price/Discount % | Total | Unit Price/Discount % | Total | Unit Price/Discount % | Total | Unit Price/Discount % | Total
3.10.88 | B9.35 | (*) 100mm height ceramic tiles,(SK-01) (Refer to specification section 093000) (.main building) |  | m | 69 |  | 18 | 1242 | 48.12 | 3320.28 | 23.1 | 1593.9 | 35 | 2415 | 39 | 2691 | 40 | 2760 | 30 | 2070
3.10.89 | B9.36 | (*) 200x100mm ceramic tiles.(main building) |  | m | 22 |  | 16 | 352 | 45.84 | 1008.48 | 23.1 | 508.2 | 35 | 770 | 32 | 704 | 40 | 880 | 27 | 594
3.10.90 | B9.37 | (*) 400x100mm ceramic tiles.(sub station) |  | m | 20 |  | 16 | 320 | 45.84 | 916.8 | 23.1 | 462 | 40 | 800 | 34 | 680 | 40 | 800 | 30 | 600
| Note | Note Details
3.10.91 | - | 100 mm Wooden Skirting
3.10.92 | - | Wooden skirting, complete all in accordance with the drawings and specification
| Item Code | Description | Item Remarks | Unit of Measurement | Quantity/Base Price |  | Unit Price/Discount % | Total | Unit Price/Discount % | Total | Unit Price/Discount % | Total | Unit Price/Discount % | Total | Unit Price/Discount % | Total | Unit Price/Discount % | Total | Unit Price/Discount % | Total | Unit Price/Discount % | Total | Unit Price/Discount % | Total | Unit Price/Discount % | Total
3.10.93 | B9.38 | (*) 100mm wooden skirting (SK-02) (Refer to specification section 064000). ( main building) |  | m | 161 |  | 36 | 5796 | 37.8 | 6085.8 | 99 | 15939 | 80 | 12880 | 42 | 6762 | 100 | 16100 | 125 | 20125
| Note | Note Details
3.10.94 | - | Internal Ceiling Finish
3.10.95 | - | Plastering ( Refer to specification section 092400)
3.10.96 | - | Sand and cement plastering to concrete soffits including background preparing, under coat, final coat and accessories, complete all in accordance with the drawings and specification.
| Item Code | Description | Item Remarks | Unit of Measurement | Quantity/Base Price |  | Unit Price/Discount % | Total | Unit Price/Discount % | Total | Unit Price/Discount % | Total | Unit Price/Discount % | Total | Unit Price/Discount % | Total | Unit Price/Discount % | Total | Unit Price/Discount % | Total | Unit Price/Discount % | Total | Unit Price/Discount % | Total | Unit Price/Discount % | Total
3.10.97 | B9.39 | (*) To receive paint finish |  | m² | 1811 |  | 34 | 61574 | 46.99 | 85098.89 | 38.5 | 69723.5 | 55 | 99605 | 44 | 79684 | 55 | 99605 | 33 | 59763
| Note | Note Details
3.10.98 | - | Suspended Ceiling
3.10.99 | - | Suspended ceiling including suspension system, all necessary fixings, Painting, fittings, bulkheads ,cornice and accessories, complete all in accordance with the drawings and specification.
| Item Code | Description | Item Remarks | Unit of Measurement | Quantity/Base Price |  | Unit Price/Discount % | Total | Unit Price/Discount % | Total | Unit Price/Discount % | Total | Unit Price/Discount % | Total | Unit Price/Discount % | Total | Unit Price/Discount % | Total | Unit Price/Discount % | Total | Unit Price/Discount % | Total | Unit Price/Discount % | Total | Unit Price/Discount % | Total
3.10.100 | B9.40 | (*) 600x600mm Perforated aluminum false, (CL-04) (Refer to specification section 095420) (main building) |  | m² | 119 |  | 86 | 10234 | 124.8 | 14851.2 | 148.5 | 17671.5 | 190 | 22610 | 155 | 18445 | 176 | 20944 | 120 | 14280
3.10.101 | B9.41 | (*) 12mm thick gypsum board false,(CL-01) (Refer to specification section 092900) (main building) |  | m² | 6325 |  | 63 | 398475 | 92.04 | 582153 | 107.8 | 681835 | 200 | 1265000 | 98 | 619850 | 132 | 834900 | 125 | 790625
3.10.102 | B9.42 | (*) 12mm thick moisture resistant gypsum board false, (CL-02) (Refer to specification section 092900) (main building) |  | m² | 464 |  | 68 | 31552 | 95.16 | 44154.24 | 116.6 | 54102.4 | 190 | 88160 | 107 | 49648 | 148 | 68672 | 150 | 69600
3.10.103 | B9.43 | (*) 12mm thick gypsum board bulkhead,(CL-03) (Refer to specification section 092900) (main building) |  | m² | 253 |  | 63 | 15939 | 112.84 | 28548.52 | 75.9 | 19202.7 | 185 | 46805 | 65 | 16445 | 143 | 36179 | 160 | 40480
3.10.104 | B9.44 | (*) 600x600mm aluminum tiles. ( sub station) |  | m² | 11 |  | 77 | 847 | 182 | 2002 | 137.5 | 1512.5 | 190 | 2090 | 143 | 1573 | 148 | 1628 | 120 | 1320
| Note | Note Details
3.10.105 | - | Painting
3.10.106 | - | Painting system including preparing, cleaning and making good to all concrete or plastered surfaces to receive paint, including under coats, complete all in accordance with the drawings and specification.
| Item Code | Description | Item Remarks | Unit of Measurement | Quantity/Base Price |  | Unit Price/Discount % | Total | Unit Price/Discount % | Total | Unit Price/Discount % | Total | Unit Price/Discount % | Total | Unit Price/Discount % | Total | Unit Price/Discount % | Total | Unit Price/Discount % | Total | Unit Price/Discount % | Total | Unit Price/Discount % | Total | Unit Price/Discount % | Total
3.10.107 | B9.45 | (*) Matt emulsion paint on plaster.(CL-05) (Refer to specification section 099100)(main building) |  | m² | 1512 |  | 18 | 27216 | 15.12 | 22861.44 | 14.3 | 21621.6 | 40 | 60480 | 17 | 25704 | 22 | 33264 | 15 | 22680
3.10.108 | B9.46 | (*) Smooth Epoxy Paint on sand cement plaster (Service Block, Security Room, Sub-Station, Garbage Room). |  | m² | 299 |  | 18 | 5382 | 41.04 | 12270.96 | 33 | 9867 | 45 | 13455 | 44 | 13156 | 40 | 11960 | 38 | 11362
| Note | Note Details
3.10.109 | - | Contractor's Adjustment
| Item Code | Description | Item Remarks | Unit of Measurement | Quantity/Base Price |  | Unit Price/Discount % | Total | Unit Price/Discount % | Total | Unit Price/Discount % | Total | Unit Price/Discount % | Total | Unit Price/Discount % | Total | Unit Price/Discount % | Total | Unit Price/Discount % | Total | Unit Price/Discount % | Total | Unit Price/Discount % | Total | Unit Price/Discount % | Total
3.10.110 | CA-1 | (*) Contractor may price here any items which has been shown in the drawings or any other documents but overlooked or not specifically mentioned inthe schedule of items and is necessary for the satisfactory completion of the Works. Should the Contractor fail to insert any item here, it will be deemed that Lump Sum Contract Price includes all such items and no claims for additional items will be entertained. |  | Item | 1 |  | 0 | 0 | 0 | 0 | 0 | 0 | 0 | 0 | 164270 | 164270 | 0 | 0 | 760000 | 760000
| Note | Note Details
3.10.111 | - | Please attach one PDF file to be named "Additional Items for (insert bill no/name & Section No/name)" for the details of these additional items in the additional attachment area at the end of the BOQ.
3.11 BILL NO 10- FURNITURE & EQUIPMENTS | [7 empty] | 2992981 |  | 2201996 |  | 3143526.1 |  | 2300000 |  | 3182915 |  | 2000000 |  | 2996839
| Note | Note Details
3.11.1 | - | FURNITURE &EQUIPMENTS (Refer to specification section 124000)
3.11.2 | - | Supply and Fix to complete all in accordance with the drawings and specification.
3.11.3 | - | OFFICES,MEETING,ARCHIVES,STORES & OTHER AREAS
| Item Code | Description | Item Remarks | Unit of Measurement | Quantity/Base Price |  | Unit Price/Discount % | Total | Unit Price/Discount % | Total | Unit Price/Discount % | Total | Unit Price/Discount % | Total | Unit Price/Discount % | Total | Unit Price/Discount % | Total | Unit Price/Discount % | Total | Unit Price/Discount % | Total | Unit Price/Discount % | Total | Unit Price/Discount % | Total
3.11.4 | B10.1 | (*) Supply & Fix Teachers Desk- (code-F/D.S-01) |  | No | 30 |  | 1377 | 41310 | 965 | 28950 | 1457.5 | 43725 | 0 | 0 | 1372 | 41160 | 0 | 0 | 1390 | 41700
3.11.5 | B10.2 | (*) Desk-1,(code-F/D.S-02) |  | No | 8 |  | 1035 | 8280 | 671 | 5368 | 1093.4 | 8747.2 | 0 | 0 | 1030 | 8240 | 0 | 0 | 1042 | 8336
3.11.6 | B10.3 | (*) Desk-2,(code-F/D.S-03) |  | No | 4 |  | 8820 | 35280 | 7020 | 28080 | 9296.1 | 37184.4 | 0 | 0 | 8746 | 34984 | 0 | 0 | 8872 | 35488
3.11.7 | B10.4 | (*) Desk Work Surface,(code-FD.S-04) |  | No | 31 |  | 4320 | 133920 | 1512 | 46872 | 4455 | 138105 | 0 | 0 | 4192 | 129952 | 0 | 0 | 4252 | 131812
3.11.8 | B10.5 | (*) Storage Cabinet,(code-F/C.B-03) |  | No | 40 |  | 2160 | 86400 | 949 | 37960 | 2227.5 | 89100 | 0 | 0 | 2097 | 83880 | 0 | 0 | 2126 | 85040
3.11.9 | B10.6 | (*) Credenza,(code-F/C.B-04) |  | No | 3 |  | 1665 | 4995 | 1350 | 4050 | 1731.4 | 5194.2 | 0 | 0 | 595 | 1785 | 0 | 0 | 1651 | 4953
3.11.10 | B10.7 | (*) Shoe Storage,(code-F/C.B-05) |  | No | 4 |  | 2340 | 9360 | 1161 | 4644 | 2450.8 | 9803.2 | 0 | 0 | 2307 | 9228 | 0 | 0 | 2338 | 9352
3.11.11 | B10.8 | (*) Metal Open Shelving 90X46cm,(code-F/C.B-06) |  | No | 4 |  | 1089 | 4356 | 1276 | 5104 | 1158.3 | 4633.2 | 0 | 0 | 1091 | 4364 | 0 | 0 | 1105 | 4420
3.11.12 | B10.9 | (*) Metal Open Shelving 90X60cm,(code-F/C.B-07) |  | No | 4 |  | 1008 | 4032 | 1276 | 5104 | 1069.2 | 4276.8 | 0 | 0 | 1007 | 4028 | 0 | 0 | 1020 | 4080
3.11.13 | B10.10 | (*) Metal Open Shelving 90X75cm,(code-F/C.B-08) |  | No | 3 |  | 1179 | 3537 | 1276 | 3828 | 1247.4 | 3742.2 | 0 | 0 | 1175 | 3525 | 0 | 0 | 1190 | 3570
3.11.14 | B10.11 | (*) Task Chair,(code-F/C-01) |  | No | 59 |  | 1373 | 81007 | 1143 | 67437 | 1457.5 | 85992.5 | 0 | 0 | 1372 | 80948 | 0 | 0 | 1390 | 82010
3.11.15 | B10.12 | (*) Side Chair-1,(code-F/C-05) |  | No | 20 |  | 1206 | 24120 | 842 | 16840 | 1276 | 25520 | 0 | 0 | 1201 | 24020 | 0 | 0 | 1216 | 24320
3.11.16 | B10.13 | (*) Student Stool-1,(code-F/C-06) |  | No | 3 |  | 387 | 1161 | 1143 | 3429 | 408.1 | 1224.3 | 0 | 0 | 383 | 1149 | 0 | 0 | 388 | 1164
3.11.17 | B10.14 | (*) Student Stool-2,(code--F/C-07) |  | No | 7 |  | 1373 | 9611 | 1143 | 8001 | 1457.5 | 10202.5 | 0 | 0 | 1372 | 9604 | 0 | 0 | 1390 | 9730
3.11.18 | B10.15 | (*) Task Chair-2,(code-F/C-08) |  | No | 1 |  | 2070 | 2070 | 1143 | 1143 | 2186.8 | 2186.8 | 2300000 | 2300000 | 2059 | 2059 | 0 | 0 | 2086 | 2086
3.11.19 | B10.16 | (*) Side Chair-2,(code-F/C-09) |  | No | 8 |  | 1373 | 10984 | 370 | 2960 | 1457.5 | 11660 | 0 | 0 | 1372 | 10976 | 0 | 0 | 1390 | 11120
3.11.20 | B10.17 | (*) Conference Chair,(code-F/C-10) |  | No | 14 |  | 1719 | 24066 | 1514 | 21196 | 1821.6 | 25502.4 | 0 | 0 | 1715 | 24010 | 0 | 0 | 1738 | 24332
3.11.21 | B10.18 | (*) Round Table-1,(code-F/R.T-01) |  | No | 3 |  | 1547 | 4641 | 570 | 1710 | 727.1 | 2181.3 | 0 | 0 | 684 | 2052 | 0 | 0 | 693 | 2079
3.11.22 | B10.19 | (*) Round Conference Table,(code-F/R.T-02) |  | No | 2 |  | 841 | 1682 | 1236 | 2472 | 891 | 1782 | 0 | 0 | 839 | 1678 | 0 | 0 | 850 | 1700
3.11.23 | B10.20 | (*) Large Conference Table,(code-F/R.T-03) |  | No | 2 |  | 10080 | 20160 | 3962 | 7924 | 10692 | 21384 | 0 | 0 | 10061 | 20122 | 0 | 0 | 10206 | 20412
3.11.24 | B10.21 | (*) Occasional Side Table ,(code-F/S.T-01) |  | No | 25 |  | 675 | 16875 | 385 | 9625 | 712.8 | 17820 | 0 | 0 | 672 | 16800 | 0 | 0 | 680 | 17000
3.11.25 | B10.22 | (*) Lounge Seating,(code-F/S-03) |  | No | 10 |  | 2160 | 21600 | 1664 | 16640 | 2227.5 | 22275 | 0 | 0 | 2097 | 20970 | 0 | 0 | 2126 | 21260
3.11.26 | B10.23 | (*) Metal Open Shelving,(code-F/SH-01) |  | No | 13 |  | 1179 | 15327 | 1276 | 16588 | 1247.4 | 16216.2 | 0 | 0 | 1175 | 15275 | 0 | 0 | 1190 | 15470
3.11.27 | B10.24 | (*) File Cabinet,(code-F/SH-02) |  | No | 3 |  | 1710 | 5130 | 1297 | 3891 | 1782 | 5346 | 0 | 0 | 1677 | 5031 | 0 | 0 | 1701 | 5103
3.11.28 | B10.25 | (*) Lockers,(code-F/LK-01) |  | No | 20 |  | 2250 | 45000 | 3864 | 77280 | 2310 | 46200 | 0 | 0 | 2174 | 43480 | 0 | 0 | 2205 | 44100
3.11.29 | B10.26 | (*) Lockable Storage Cabinet ,(code-F/LK-02) |  | No | 25 |  | 1485 | 37125 | 1464 | 36600 | 1558.7 | 38967.5 | 0 | 0 | 1468 | 36700 | 0 | 0 | 1486 | 37150
3.11.30 | B10.27 | (*) Rolling Storage Cart,(code-F/LK-03) |  | No | 2 |  | 4203 | 8406 | 918 | 1836 | 4455 | 8910 | 0 | 0 | 4192 | 8384 | 0 | 0 | 4252 | 8504
3.11.31 | B10.28 | (*) Fabric Wrapped Tack Board Wall Panels,(code-F/TK-01) |  | No | 10 |  | 4347 | 43470 | 378 | 3780 | 4620 | 46200 | 0 | 0 | 4347 | 43470 | 0 | 0 | 4410 | 44100
3.11.32 | B10.29 | (*) Mobile Photo Display,(code-F/P.D-01) |  | No | 2 |  | 3420 | 6840 | 1782 | 3564 | 3564 | 7128 | 0 | 0 | 3354 | 6708 | 0 | 0 | 3402 | 6804
3.11.33 | B10.30 | (*) Magazine Rack Vertical,(code-F/P.D-02) |  | No | 1 |  | 2610 | 2610 | 335 | 335 | 2741.2 | 2741.2 | 0 | 0 | 2580 | 2580 | 0 | 0 | 2616 | 2616
3.11.34 | B10.31 | (*) Mobile shelves for Prayer Room,(code-F/M.S-01) |  | No | 4 |  | 1260 | 5040 | 949 | 3796 | 1336.5 | 5346 | 0 | 0 | 1259 | 5036 | 0 | 0 | 1275 | 5100
| Note | Note Details
3.11.35 | - | CLASS ROOM CYCLE-EY
3.11.36 | B10.32 | Supply and Fix To complete all in accordance with the drawings and specification.
| Item Code | Description | Item Remarks | Unit of Measurement | Quantity/Base Price |  | Unit Price/Discount % | Total | Unit Price/Discount % | Total | Unit Price/Discount % | Total | Unit Price/Discount % | Total | Unit Price/Discount % | Total | Unit Price/Discount % | Total | Unit Price/Discount % | Total | Unit Price/Discount % | Total | Unit Price/Discount % | Total | Unit Price/Discount % | Total
3.11.37 | B10.33 | (*) Teachers Desk,(code-F/T-01) |  | No | 17 |  | 1377 | 23409 | 965 | 16405 | 1457.5 | 24777.5 | 0 | 0 | 1372 | 23324 | 0 | 0 | 1390 | 23630
3.11.38 | B10.34 | (*) Student Table ,(code-F/T-04) |  | No | 11 |  | 387 | 4257 | 503 | 5533 | 410.3 | 4513.3 | 0 | 0 | 387 | 4257 | 0 | 0 | 390 | 4290
3.11.39 | B10.35 | (*) Teacher Task Chair ,(code-F/C-01) |  | No | 20 |  | 1373 | 27460 | 1143 | 22860 | 1457.5 | 29150 | 0 | 0 | 1372 | 27440 | 0 | 0 | 1390 | 27800
3.11.40 | B10.36 | (*) Student Task Chair,(code-F/C-03) |  | No | 11 |  | 342 | 3762 | 252 | 2772 | 356.4 | 3920.4 | 0 | 0 | 336 | 3696 | 0 | 0 | 340 | 3740
3.11.41 | B10.37 | (*) Mobile Shelves,(code-F/C.B-01) |  | No | 19 |  | 1260 | 23940 | 949 | 18031 | 1336.5 | 25393.5 | 0 | 0 | 1259 | 23921 | 0 | 0 | 1275 | 24225
3.11.42 | B10.38 | (*) Class Room Play Area Rug,(code-F/P.M-01) |  | No | 10 |  | 1373 | 13730 | 1856 | 18560 | 1457.5 | 14575 | 0 | 0 | 1372 | 13720 | 0 | 0 | 1390 | 13900
3.11.43 | B10.39 | (*) Floor Cushions,(code-F/P.M-04) |  | No | 8 |  | 1260 | 10080 | 445 | 3560 | 1336.5 | 10692 | 0 | 0 | 1259 | 10072 | 0 | 0 | 1275 | 10200
3.11.44 | B10.40 | (*) Easel,(code-F/F.C-02) |  | No | 10 |  | 770 | 7700 | 648 | 6480 | 809.6 | 8096 | 0 | 0 | 763 | 7630 | 0 | 0 | 771 | 7710
3.11.45 | B10.41 | (*) Tack Board,(code-F/W.L-01) |  | No | 4 |  | 855 | 3420 | 498 | 1992 | 891 | 3564 | 0 | 0 | 839 | 3356 | 0 | 0 | 850 | 3400
3.11.46 | B10.42 | (*) Crib,(code-F/B.E-01) |  | No | 10 |  | 2520 | 25200 | 648 | 6480 | 2673 | 26730 | 0 | 0 | 2516 | 25160 | 0 | 0 | 2552 | 25520
3.11.47 | B10.43 | (*) Canopy,(code-F/B.E-02) |  | No | 11 |  | 360 | 3960 | 2403 | 26433 | 375.1 | 4126.1 | 0 | 0 | 352 | 3872 | 0 | 0 | 357 | 3927
| Note | Note Details
3.11.48 | - | C CLASS ROOM CYCLE-C1
3.11.49 | - | Supply and Fix to complete all in accordance with the drawings and specification.
| Item Code | Description | Item Remarks | Unit of Measurement | Quantity/Base Price |  | Unit Price/Discount % | Total | Unit Price/Discount % | Total | Unit Price/Discount % | Total | Unit Price/Discount % | Total | Unit Price/Discount % | Total | Unit Price/Discount % | Total | Unit Price/Discount % | Total | Unit Price/Discount % | Total | Unit Price/Discount % | Total | Unit Price/Discount % | Total
3.11.50 | B10.44 | (*) Teachers Desk,(code-F/T-01) |  | No | 10 |  | 1377 | 13770 | 965 | 9650 | 1457.5 | 14575 | 0 | 0 | 1372 | 13720 | 0 | 0 | 1390 | 13900
3.11.51 | B10.45 | (*) Student Table ,(code-F/T-02) |  | No | 30 |  | 675 | 20250 | 533 | 15990 | 712.8 | 21384 | 0 | 0 | 672 | 20160 | 0 | 0 | 680 | 20400
3.11.52 | B10.46 | (*) Rectangle Student Table,(code-F/T-03) |  | No | 20 |  | 387 | 7740 | 702 | 14040 | 410.3 | 8206 | 0 | 0 | 387 | 7740 | 0 | 0 | 390 | 7800
3.11.53 | B10.47 | (*) Teacher Task Chair,(code-F/C-01) |  | No | 46 |  | 1373 | 63158 | 1143 | 52578 | 1457.5 | 67045 | 0 | 0 | 1372 | 63112 | 0 | 0 | 1390 | 63940
3.11.54 | B10.48 | (*) Student Task Chair,(code-F/C-02) |  | No | 83 |  | 338 | 28054 | 252 | 20916 | 356.4 | 29581.2 | 0 | 0 | 336 | 27888 | 0 | 0 | 340 | 28220
3.11.55 | B10.49 | (*) Mobile Shelves ,(code-F/C.B-01) |  | No | 20 |  | 1260 | 25200 | 949 | 18980 | 1336.5 | 26730 | 0 | 0 | 1259 | 25180 | 0 | 0 | 1275 | 25500
3.11.56 | B10.50 | (*) Shelves with Totes,(code-F/C.B-02) |  | No | 9 |  | 1553 | 13977 | 949 | 8541 | 1648.9 | 14840.1 | 0 | 0 | 1553 | 13977 | 0 | 0 | 1572 | 14148
3.11.57 | B10.51 | (*) Class Room Play area Rug,(code-F/P.M-02) |  | No | 10 |  | 2070 | 20700 | 1856 | 18560 | 2186.8 | 21868 | 0 | 0 | 2059 | 20590 | 0 | 0 | 2086 | 20860
3.11.58 | B10.52 | (*) Class Room Circle Time Rug,(code-F/P.M-03) |  | No | 10 |  | 2070 | 20700 | 1856 | 18560 | 2186.8 | 21868 | 0 | 0 | 2059 | 20590 | 0 | 0 | 2086 | 20860
3.11.59 | B10.53 | (*) Mobile Flip Cart,(code-F/F.C-01) |  | No | 8 |  | 2115 | 16920 | 566 | 4528 | 2227.5 | 17820 | 0 | 0 | 2097 | 16776 | 0 | 0 | 2126 | 17008
3.11.60 | B10.54 | (*) Tack Board,(code-F/W.L-01) |  | No | 10 |  | 855 | 8550 | 498 | 4980 | 891 | 8910 | 0 | 0 | 839 | 8390 | 0 | 0 | 850 | 8500
3.11.61 | B10.55 | (*) Marker Board,(code-F/W.L-02) |  | No | 10 |  | 1260 | 12600 | 492 | 4920 | 1336.5 | 13365 | 0 | 0 | 1259 | 12590 | 0 | 0 | 1275 | 12750
| Note | Note Details
3.11.62 | - | CLASS ROOM CYCLE-C2
3.11.63 | B10.56 | Supply and Fix to complete all in accordance with the drawings and specification.
| Item Code | Description | Item Remarks | Unit of Measurement | Quantity/Base Price |  | Unit Price/Discount % | Total | Unit Price/Discount % | Total | Unit Price/Discount % | Total | Unit Price/Discount % | Total | Unit Price/Discount % | Total | Unit Price/Discount % | Total | Unit Price/Discount % | Total | Unit Price/Discount % | Total | Unit Price/Discount % | Total | Unit Price/Discount % | Total
3.11.64 | B10.57 | (*) Teachers Desk,(code-F/T-01) |  | No | 10 |  | 1377 | 13770 | 965 | 9650 | 1457.5 | 14575 | 0 | 0 | 1372 | 13720 | 0 | 0 | 1390 | 13900
3.11.65 | B10.58 | (*) Student Table ,(code-F/T-02) |  | No | 24 |  | 1008 | 24192 | 533 | 12792 | 1069.2 | 25660.8 | 0 | 0 | 1007 | 24168 | 0 | 0 | 1020 | 24480
3.11.66 | B10.59 | (*) Rectangle Student Table,(code-F/T-03) |  | No | 16 |  | 387 | 6192 | 702 | 11232 | 410.3 | 6564.8 | 0 | 0 | 387 | 6192 | 0 | 0 | 390 | 6240
3.11.67 | B10.60 | (*) Teacher Task Chair,(code-F/C-01) |  | No | 38 |  | 2070 | 78660 | 1143 | 43434 | 2186.8 | 83098.4 | 0 | 0 | 2059 | 78242 | 0 | 0 | 2086 | 79268
3.11.68 | B10.61 | (*) Student Task Chair,(code-F/C-02) |  | No | 64 |  | 342 | 21888 | 252 | 16128 | 356.4 | 22809.6 | 0 | 0 | 336 | 21504 | 0 | 0 | 340 | 21760
3.11.69 | B10.62 | (*) Mobile Shelves ,(code-F/C.B-01) |  | No | 22 |  | 1260 | 27720 | 949 | 20878 | 1336.5 | 29403 | 0 | 0 | 1259 | 27698 | 0 | 0 | 1275 | 28050
3.11.70 | B10.63 | (*) Shelves with Totes,(code-F/C.B-02) |  | No | 9 |  | 1553 | 13977 | 949 | 8541 | 1648.9 | 14840.1 | 0 | 0 | 1553 | 13977 | 0 | 0 | 1573 | 14157
3.11.71 | B10.64 | (*) Class Room Play area Rug,(code-F/P.M-02) |  | No | 7 |  | 2070 | 14490 | 1856 | 12992 | 2186.8 | 15307.6 | 0 | 0 | 2059 | 14413 | 0 | 0 | 2086 | 14602
3.11.72 | B10.65 | (*) Class Room Circle Time Rug,(code-F/P.M-03) |  | No | 8 |  | 2070 | 16560 | 1856 | 14848 | 2186.8 | 17494.4 | 0 | 0 | 2059 | 16472 | 0 | 0 | 2086 | 16688
3.11.73 | B10.66 | (*) Mobile Flip Cart,(code-F/F.C-01) |  | No | 9 |  | 2115 | 19035 | 566 | 5094 | 2227.5 | 20047.5 | 0 | 0 | 2097 | 18873 | 0 | 0 | 2126 | 19134
3.11.74 | B10.67 | (*) Tack Board,(code-F/W.L-01) |  | No | 10 |  | 855 | 8550 | 498 | 4980 | 891 | 8910 | 0 | 0 | 839 | 8390 | 0 | 0 | 850 | 8500
3.11.75 | B10.68 | (*) Marker Board,(code-F/W.L-02) |  | No | 10 |  | 1260 | 12600 | 492 | 4920 | 1336.5 | 13365 | 0 | 0 | 1259 | 12590 | 0 | 0 | 1275 | 12750
| Note | Note Details
3.11.76 | - | CLASS ROOM CYCLE-C3
3.11.77 | - | Supply and Fix to complete all in accordance with the drawings and specification.
| Item Code | Description | Item Remarks | Unit of Measurement | Quantity/Base Price |  | Unit Price/Discount % | Total | Unit Price/Discount % | Total | Unit Price/Discount % | Total | Unit Price/Discount % | Total | Unit Price/Discount % | Total | Unit Price/Discount % | Total | Unit Price/Discount % | Total | Unit Price/Discount % | Total | Unit Price/Discount % | Total | Unit Price/Discount % | Total
3.11.78 | B10.67 | (*) Teachers Desk,(code-F/T-01) |  | No | 6 |  | 1377 | 8262 | 965 | 5790 | 1457.5 | 8745 | 0 | 0 | 1372 | 8232 | 0 | 0 | 1390 | 8340
3.11.79 | B10.68 | (*) Student Table ,(code-F/T-05) |  | No | 42 |  | 1008 | 42336 | 516 | 21672 | 1069.2 | 44906.4 | 0 | 0 | 1007 | 42294 | 0 | 0 | 1020 | 42840
3.11.80 | B10.69 | (*) Teacher Task Chair,(code-F/C-01) |  | No | 6 |  | 1373 | 8238 | 1143 | 6858 | 1457.5 | 8745 | 0 | 0 | 1372 | 8232 | 0 | 0 | 1390 | 8340
3.11.81 | B10.70 | (*) Student Task Chair,(code-F/C-04) |  | No | 48 |  | 342 | 16416 | 252 | 12096 | 356.4 | 17107.2 | 0 | 0 | 336 | 16128 | 0 | 0 | 340 | 16320
3.11.82 | B10.71 | (*) Mobile Shelves,(code-F/C.B-01) |  | No | 18 |  | 1260 | 22680 | 949 | 17082 | 1336.5 | 24057 | 0 | 0 | 1259 | 22662 | 0 | 0 | 1275 | 22950
3.11.83 | B10.72 | (*) Shelves with Totes,(code-F/C.B-02) |  | No | 6 |  | 1553 | 9318 | 949 | 5694 | 1648.9 | 9893.4 | 0 | 0 | 1553 | 9318 | 0 | 0 | 1572 | 9432
3.11.84 | B10.73 | (*) Mobile Flip Cart,(code-F/F.C-01) |  | No | 6 |  | 2115 | 12690 | 566 | 3396 | 2227.5 | 13365 | 0 | 0 | 2097 | 12582 | 0 | 0 | 2126 | 12756
3.11.85 | B10.74 | (*) Tack Board,(code-F/W.L-01) |  | No | 6 |  | 855 | 5130 | 498 | 2988 | 891 | 5346 | 0 | 0 | 839 | 5034 | 0 | 0 | 850 | 5100
3.11.86 | B10.75 | (*) Marker Board,(code-F/W.L-02) |  | No | 6 |  | 1260 | 7560 | 492 | 2952 | 1336.5 | 8019 | 0 | 0 | 1259 | 7554 | 0 | 0 | 1275 | 7650
| Note | Note Details
3.11.87 | - | MAIN LOBBY
| Item Code | Description | Item Remarks | Unit of Measurement | Quantity/Base Price |  | Unit Price/Discount % | Total | Unit Price/Discount % | Total | Unit Price/Discount % | Total | Unit Price/Discount % | Total | Unit Price/Discount % | Total | Unit Price/Discount % | Total | Unit Price/Discount % | Total | Unit Price/Discount % | Total | Unit Price/Discount % | Total | Unit Price/Discount % | Total
3.11.88 | B10.76 | (*) Task Chair ,(code-F/C-01) |  | No | 2 |  | 1373 | 2746 | 1143 | 2286 | 1457.5 | 2915 | 0 | 0 | 1372 | 2744 | 0 | 0 | 1390 | 2780
3.11.89 | B10.77 | (*) Mobile Shelves,(code-F/C.B-01) |  | No | 5 |  | 1260 | 6300 | 949 | 4745 | 1336.5 | 6682.5 | 0 | 0 | 1259 | 6295 | 0 | 0 | 1275 | 6375
3.11.90 | B10.78 | (*) Lounge Seating,(code-F/S-01) |  | No | 8 |  | 5040 | 40320 | 4860 | 38880 | 5346 | 42768 | 0 | 0 | 5031 | 40248 | 0 | 0 | 5103 | 40824
3.11.91 | B10.79 | (*) Lounge Chair,(code-F/S-02) |  | No | 58 |  | 3420 | 198360 | 2700 | 156600 | 3564 | 206712 | 0 | 0 | 3354 | 194532 | 0 | 0 | 3402 | 197316
3.11.92 | B10.80 | (*) Occasional Table ,(code-F/C.T-01) |  | No | 25 |  | 1035 | 25875 | 516 | 12900 | 1069.2 | 26730 | 0 | 0 | 1007 | 25175 | 0 | 0 | 1020 | 25500
3.11.93 | B10.81 | (*) Occasional Side Table ,(code-F/S.T-01) |  | No | 1 |  | 675 | 675 | 385 | 385 | 712.8 | 712.8 | 0 | 0 | 672 | 672 | 0 | 0 | 680 | 680
3.11.94 | B10.82 | (*) Mobile Photo Display,(code-F/P.D-01) |  | No | 1 |  | 3420 | 3420 | 1350 | 1350 | 3564 | 3564 | 0 | 0 | 3354 | 3354 | 0 | 0 | 3402 | 3402
3.11.95 | B10.83 | (*) Magazine Rack Vertical,(code-F/P.D-02) |  | No | 1 |  | 2610 | 2610 | 270 | 270 | 2741.2 | 2741.2 | 0 | 0 | 2580 | 2580 | 0 | 0 | 2616 | 2616
| Note | Note Details
3.11.96 | - | LIBRARY
3.11.97 | - | Supply and Fix to complete all in accordance with the drawings and specification.
| Item Code | Description | Item Remarks | Unit of Measurement | Quantity/Base Price |  | Unit Price/Discount % | Total | Unit Price/Discount % | Total | Unit Price/Discount % | Total | Unit Price/Discount % | Total | Unit Price/Discount % | Total | Unit Price/Discount % | Total | Unit Price/Discount % | Total | Unit Price/Discount % | Total | Unit Price/Discount % | Total | Unit Price/Discount % | Total
3.11.98 | B10.84 | (*) Reception Desk/Custom Circular Reception Desk (code-F/L.B-01) |  | No | 1 |  | 63000 | 63000 | 7344 | 7344 | 66836 | 66836 | 0 | 0 | 62887 | 62887 | 0 | 0 | 63798 | 63798
3.11.99 | B10.85 | (*) Book Shelves Double Sided,(code-F/L.B-02) |  | No | 5 |  | 2970 | 14850 | 2466 | 12330 | 3080 | 15400 | 0 | 0 | 2898 | 14490 | 0 | 0 | 2940 | 14700
3.11.100 | B10.86 | (*) Library Table -60 cm H,(code-F/L.B-03) |  | No | 2 |  | 1530 | 3060 | 1236 | 2472 | 1603.8 | 3207.6 | 0 | 0 | 1510 | 3020 | 0 | 0 | 1530 | 3060
3.11.101 | B10.87 | (*) Library Table -74 cm H,(code-F/L.B-04) |  | No | 3 |  | 1350 | 4050 | 1236 | 3708 | 1425.6 | 4276.8 | 0 | 0 | 1343 | 4029 | 0 | 0 | 1360 | 4080
3.11.102 | B10.88 | (*) Library Search Station,(code-F/L.B-05) |  | No | 3 |  | 1710 | 5130 | 1326 | 3978 | 1782 | 5346 | 0 | 0 | 1677 | 5031 | 0 | 0 | 1701 | 5103
3.11.103 | B10.89 | (*) Occasional Table ,(code-F/L.B-06) |  | No | 2 |  | 675 | 1350 | 381 | 762 | 712.8 | 1425.6 | 0 | 0 | 672 | 1344 | 0 | 0 | 680 | 1360
3.11.104 | B10.90 | (*) Library Sound Seating,(code/L.B-07) |  | No | 2 |  | 22500 | 45000 | 3510 | 7020 | 23870 | 47740 | 0 | 0 | 22460 | 44920 | 0 | 0 | 22785 | 45570
3.11.105 | B10.91 | (*) Bean Bag,(code-F/L.B-08) |  | No | 3 |  | 1710 | 5130 | 684 | 2052 | 1782 | 5346 | 0 | 0 | 1677 | 5031 | 0 | 0 | 1701 | 5103
3.11.106 | B10.92 | (*) Animal Cushions ,(code-F/L.B-09) |  | No | 3 |  | 842 | 2526 | 233 | 699 | 891 | 2673 | 0 | 0 | 839 | 2517 | 0 | 0 | 850 | 2550
3.11.107 | B10.93 | (*) Library Chair -46cm Height,(code-F/L.B-10) |  | No | 22 |  | 450 | 9900 | 252 | 5544 | 464.2 | 10212.4 | 0 | 0 | 437 | 9614 | 0 | 0 | 442 | 9724
3.11.108 | B10.94 | (*) Library Chair -35cm Height,(code-F/L.B-11) |  | No | 10 |  | 360 | 3600 | 252 | 2520 | 379.5 | 3795 | 0 | 0 | 358 | 3580 | 0 | 0 | 361 | 3610
3.11.109 | B10.95 | (*) DVD/CD SHELF,(code-F/L.B-12) |  | No | 1 |  | 5760 | 5760 | 5551 | 5551 | 6119.3 | 6119.3 | 0 | 0 | 5759 | 5759 | 0 | 0 | 5840 | 5840
3.11.110 | B10.96 | (*) Book Browser,(code-F/L.B-13) |  | No | 1 |  | 4635 | 4635 | 3485 | 3485 | 4900.5 | 4900.5 | 0 | 0 | 4612 | 4612 | 0 | 0 | 4677 | 4677
3.11.111 | B10.97 | (*) Magazine Shelf,(code-F/L.B-14) |  | No | 1 |  | 6885 | 6885 | 3473 | 3473 | 7308.4 | 7308.4 | 0 | 0 | 6877 | 6877 | 0 | 0 | 6975 | 6975
3.11.112 | B10.98 | (*) Tack Board,(code-F/L.B-15) |  | No | 1 |  | 842 | 842 | 498 | 498 | 891 | 891 | 0 | 0 | 839 | 839 | 0 | 0 | 850 | 850
| Note | Note Details
3.11.113 | - | Swimming Pool
3.11.114 | - | Supply and Fix to complete all in accordance with the drawings and specification.
| Item Code | Description | Item Remarks | Unit of Measurement | Quantity/Base Price |  | Unit Price/Discount % | Total | Unit Price/Discount % | Total | Unit Price/Discount % | Total | Unit Price/Discount % | Total | Unit Price/Discount % | Total | Unit Price/Discount % | Total | Unit Price/Discount % | Total | Unit Price/Discount % | Total | Unit Price/Discount % | Total | Unit Price/Discount % | Total
3.11.115 | B10.99 | (*) Bench,(code-F/S.P-01) |  | No | 48 |  | 990 | 47520 | 1137 | 54576 | 1001 | 48048 | 0 | 0 | 942 | 45216 | 0 | 0 | 955 | 45840
3.11.116 | B10.100 | (*) Tack Board,(code-F/S.P-02) |  | No | 1 |  | 900 | 900 | 498 | 498 | 891 | 891 | 0 | 0 | 839 | 839 | 0 | 0 | 850 | 850
3.11.117 | B10.101 | (*) Marker Board,(code-F/S.P-03) |  | No | 1 |  | 1260 | 1260 | 492 | 492 | 1336.5 | 1336.5 | 0 | 0 | 1259 | 1259 | 0 | 0 | 1275 | 1275
| Note | Note Details
3.11.118 | - | Cafeteria
3.11.119 | - | Supply and Fix to complete all in accordance with the drawings and specification.
| Item Code | Description | Item Remarks | Unit of Measurement | Quantity/Base Price |  | Unit Price/Discount % | Total | Unit Price/Discount % | Total | Unit Price/Discount % | Total | Unit Price/Discount % | Total | Unit Price/Discount % | Total | Unit Price/Discount % | Total | Unit Price/Discount % | Total | Unit Price/Discount % | Total | Unit Price/Discount % | Total | Unit Price/Discount % | Total
3.11.120 | B10.102 | (*) Cafeteria Table with Attached Seats,(code-F/C.F-01) |  | No | 4 |  | 6885 | 27540 | 5762 | 23048 | 7286.4 | 29145.6 | 0 | 0 | 7618 | 30472 | 0 | 0 | 6955 | 27820
| Note | Note Details
3.11.121 | - | Multi Purpose Room
| Item Code | Description | Item Remarks | Unit of Measurement | Quantity/Base Price |  | Unit Price/Discount % | Total | Unit Price/Discount % | Total | Unit Price/Discount % | Total | Unit Price/Discount % | Total | Unit Price/Discount % | Total | Unit Price/Discount % | Total | Unit Price/Discount % | Total | Unit Price/Discount % | Total | Unit Price/Discount % | Total | Unit Price/Discount % | Total
3.11.122 | B10.103 | (*) Lectern,(code-F/M.P-01) |  | No | 1 |  | 4320 | 4320 | 1296 | 1296 | 4580.4 | 4580.4 | 0 | 0 | 4311 | 4311 | 0 | 0 | 4371 | 4371
3.11.123 | B10.104 | (*) Seating,(code-F/M.P-02) |  | No | 210 |  | 234 | 49140 | 233 | 48930 | 240.9 | 50589 | 0 | 0 | 228 | 47880 | 0 | 0 | 229 | 48090
3.11.124 | B10.105 | (*) Tack Board,(code-F/M.P-03) |  | No | 1 |  | 842 | 842 | 498 | 498 | 891 | 891 | 0 | 0 | 839 | 839 | 0 | 0 | 850 | 850
3.11.125 | B10.106 | (*) Marker Board,(code-F/M.P-04) |  | No | 1 |  | 1260 | 1260 | 492 | 492 | 1336.5 | 1336.5 | 0 | 0 | 1259 | 1259 | 0 | 0 | 1275 | 1275
| Note | Note Details
3.11.126 | - | Art Room
| Item Code | Description | Item Remarks | Unit of Measurement | Quantity/Base Price |  | Unit Price/Discount % | Total | Unit Price/Discount % | Total | Unit Price/Discount % | Total | Unit Price/Discount % | Total | Unit Price/Discount % | Total | Unit Price/Discount % | Total | Unit Price/Discount % | Total | Unit Price/Discount % | Total | Unit Price/Discount % | Total | Unit Price/Discount % | Total
3.11.127 | B10.107 | (*) Teachers Art Table,(code-F/AR.R-01) |  | No | 1 |  | 1035 | 1035 | 1469 | 1469 | 1093.4 | 1093.4 | 0 | 0 | 1030 | 1030 | 0 | 0 | 1042 | 1042
3.11.128 | B10.108 | (*) Teachers Art Stool ,(code-F/AR.R-02), |  | No | 1 |  | 1395 | 1395 | 1143 | 1143 | 1457.5 | 1457.5 | 0 | 0 | 1372 | 1372 | 0 | 0 | 1390 | 1390
3.11.129 | B10.109 | (*) Art Table ,(code-F/AR.R-03) |  | No | 2 |  | 1755 | 3510 | 1404 | 2808 | 1828.2 | 3656.4 | 0 | 0 | 1720 | 3440 | 0 | 0 | 1744 | 3488
3.11.130 | B10.110 | (*) Students Stools,(code-F/AR.R-04) |  | No | 8 |  | 450 | 3600 | 842 | 6736 | 464.2 | 3713.6 | 0 | 0 | 437 | 3496 | 0 | 0 | 442 | 3536
3.11.131 | B10.111 | (*) Floor Mat,(code-F/AR.R-05) |  | No | 1 |  | 414 | 414 | 1856 | 1856 | 433.4 | 433.4 | 0 | 0 | 409 | 409 | 0 | 0 | 412 | 412
| Note | Note Details
3.11.132 | - | Music Room
| Item Code | Description | Item Remarks | Unit of Measurement | Quantity/Base Price |  | Unit Price/Discount % | Total | Unit Price/Discount % | Total | Unit Price/Discount % | Total | Unit Price/Discount % | Total | Unit Price/Discount % | Total | Unit Price/Discount % | Total | Unit Price/Discount % | Total | Unit Price/Discount % | Total | Unit Price/Discount % | Total | Unit Price/Discount % | Total
3.11.133 | B10.112 | (*) Musical Stool,(code-F/MU.R-01) |  | No | 6 |  | 842 | 5052 | 1566 | 9396 | 1540 | 9240 | 0 | 0 | 839 | 5034 | 0 | 0 | 850 | 5100
| Note | Note Details
3.11.134 | - | Drama Room
| Item Code | Description | Item Remarks | Unit of Measurement | Quantity/Base Price |  | Unit Price/Discount % | Total | Unit Price/Discount % | Total | Unit Price/Discount % | Total | Unit Price/Discount % | Total | Unit Price/Discount % | Total | Unit Price/Discount % | Total | Unit Price/Discount % | Total | Unit Price/Discount % | Total | Unit Price/Discount % | Total | Unit Price/Discount % | Total
3.11.135 | B10.113 | (*) Stool, (code-F/DR.R-01) |  | No | 11 |  | 842 | 9262 | 918 | 10098 | 891 | 9801 | 0 | 0 | 839 | 9229 | 0 | 0 | 850 | 9350
| Note | Note Details
3.11.136 | - | GYM
| Item Code | Description | Item Remarks | Unit of Measurement | Quantity/Base Price |  | Unit Price/Discount % | Total | Unit Price/Discount % | Total | Unit Price/Discount % | Total | Unit Price/Discount % | Total | Unit Price/Discount % | Total | Unit Price/Discount % | Total | Unit Price/Discount % | Total | Unit Price/Discount % | Total | Unit Price/Discount % | Total | Unit Price/Discount % | Total
3.11.137 | B10.114 | (*) Bench,(code-F/G.Y-01) |  | No | 25 |  | 945 | 23625 | 1137 | 28425 | 1001 | 25025 | 0 | 0 | 942 | 23550 | 0 | 0 | 955 | 23875
3.11.138 | B10.115 | (*) Lectern,(code-F/G.Y-02) |  | No | 1 |  | 4320 | 4320 | 1296 | 1296 | 4580.4 | 4580.4 | 0 | 0 | 4311 | 4311 | 0 | 0 | 4371 | 4371
3.11.139 | B10.116 | (*) Training Machine-1,(code-F/G.Y-03) |  | No | 2 |  | 28800 | 57600 | 3780 | 7560 | 30470 | 60940 | 0 | 0 | 28670 | 57340 | 0 | 0 | 29085 | 58170
3.11.140 | B10.117 | (*) Training Machine-2,(code-F/G.Y-04) |  | No | 2 |  | 28800 | 57600 | 3780 | 7560 | 30470 | 60940 | 0 | 0 | 28670 | 57340 | 0 | 0 | 29085 | 58170
3.11.141 | B10.118 | (*) Training Machine-3,(code-F/G.Y-05) |  | No | 4 |  | 27900 | 111600 | 7020 | 28080 | 29590 | 118360 | 0 | 0 | 27842 | 111368 | 0 | 0 | 28245 | 112980
3.11.142 | B10.119 | (*) Training Machine-4,(code-F/G.Y-06) |  | No | 1 |  | 11250 | 11250 | 4914 | 4914 | 11880 | 11880 | 0 | 0 | 11178 | 11178 | 0 | 0 | 11340 | 11340
3.11.143 | B10.120 | (*) Training Machine-(code-F/G.Y-07) |  | No | 1 |  | 10170 | 10170 | 2862 | 2862 | 10725 | 10725 | 0 | 0 | 10092 | 10092 | 0 | 0 | 10237 | 10237
3.11.144 | B10.121 | (*) Training Machine-6,(code-F/G.Y-08) |  | No | 1 |  | 23400 | 23400 | 1998 | 1998 | 24838 | 24838 | 0 | 0 | 23371 | 23371 | 0 | 0 | 23709 | 23709
3.11.145 | B10.122 | (*) Training Machine-7,(code-F/G.Y-09) |  | No | 1 |  | 24750 | 24750 | 7323 | 7323 | 26180 | 26180 | 0 | 0 | 24633 | 24633 | 0 | 0 | 24990 | 24990
3.11.146 | B10.123 | (*) Tack Board,(code-F/G.Y-10) |  | No | 1 |  | 842 | 842 | 498 | 498 | 891 | 891 | 0 | 0 | 839 | 839 | 0 | 0 | 850 | 850
3.11.147 | B10.124 | (*) Marker Board,(code-F/G.Y-11) |  | No | 1 |  | 1260 | 1260 | 492 | 492 | 1336.5 | 1336.5 | 0 | 0 | 1259 | 1259 | 0 | 0 | 1275 | 1275
| Note | Note Details
3.11.148 | - | Clinic
| Item Code | Description | Item Remarks | Unit of Measurement | Quantity/Base Price |  | Unit Price/Discount % | Total | Unit Price/Discount % | Total | Unit Price/Discount % | Total | Unit Price/Discount % | Total | Unit Price/Discount % | Total | Unit Price/Discount % | Total | Unit Price/Discount % | Total | Unit Price/Discount % | Total | Unit Price/Discount % | Total | Unit Price/Discount % | Total
3.11.149 | B10.125 | (*) Doctors Desk,(code-F/C.L-01) |  | No | 3 |  | 1035 | 3105 | 671 | 2013 | 1093.4 | 3280.2 | 0 | 0 | 1030 | 3090 | 0 | 0 | 1042 | 3126
3.11.150 | B10.126 | (*) Doctors Task Chair,(code-F/C.L-02) |  | No | 7 |  | 1719 | 12033 | 1143 | 8001 | 1821.6 | 12751.2 | 0 | 0 | 1715 | 12005 | 0 | 0 | 1738 | 12166
3.11.151 | B10.127 | (*) Visitor Chair,(code-F/C.L-03) |  | No | 4 |  | 1206 | 4824 | 842 | 3368 | 1276 | 5104 | 0 | 0 | 1201 | 4804 | 0 | 0 | 1217 | 4868
3.11.152 | B10.128 | (*) Examination Bed,(code-F/C.L-04) |  | No | 2 |  | 693 | 1386 | 4158 | 8316 | 729.3 | 1458.6 | 0 | 0 | 687 | 1374 | 0 | 0 | 695 | 1390
3.11.153 | B10.129 | (*) Medical Stool,(code-F/C.L-05) |  | No | 2 |  | 423 | 846 | 456 | 912 | 445.5 | 891 | 0 | 0 | 420 | 840 | 0 | 0 | 425 | 850
3.11.154 | B10.130 | (*) Medical Separation Curtain,(code-F/C.L-06) |  | No | 6 |  | 4365 | 26190 | 702 | 4212 | 4620 | 27720 | 0 | 0 | 4347 | 26082 | 0 | 0 | 4410 | 26460
3.11.155 | B10.131 | (*) Modular Tall Cabinet,(code-F/C.L-07) |  | No | 4 |  | 2907 | 11628 | 3078 | 12312 | 2642.2 | 10568.8 | 0 | 0 | 2901 | 11604 | 0 | 0 | 2941 | 11764
3.11.156 | B10.132 | (*) File Cabinet,(code-F/C.L-08) |  | No | 11 |  | 1710 | 18810 | 918 | 10098 | 1782 | 19602 | 0 | 0 | 1677 | 18447 | 0 | 0 | 1701 | 18711
3.11.157 | B10.133 | (*) Visitor Chair,(code-F/C.L-09) |  | No | 16 |  | 1206 | 19296 | 842 | 13472 | 1276 | 20416 | 0 | 0 | 1201 | 19216 | 0 | 0 | 1216 | 19456
3.11.158 | B10.134 | (*) Tack Board,(code-F/C.L-10) |  | No | 1 |  | 842 | 842 | 498 | 498 | 891 | 891 | 0 | 0 | 839 | 839 | 0 | 0 | 850 | 850
3.11.159 | B10.135 | (*) Recover Bed,(code-F/C.L-11) |  | No | 2 |  | 410 | 820 | 2322 | 4644 | 4348.3 | 8696.6 | 0 | 0 | 4091 | 8182 | 0 | 0 | 4150 | 8300
3.11.160 | B10.136 | (*) Examination Bed,(code-F/C.L-12) |  | No | 3 |  | 693 | 2079 | 4158 | 12474 | 733.7 | 2201.1 | 0 | 0 | 687 | 2061 | 0 | 0 | 695 | 2085
3.11.161 | B10.137 | (*) Medical Tool Trolley,(code-F/C.L-13) |  | No | 2 |  | 1373 | 2746 | 2392 | 4784 | 1457.5 | 2915 | 0 | 0 | 1372 | 2744 | 0 | 0 | 1390 | 2780
| Note | Note Details
3.11.162 | - | Home Unit
| Item Code | Description | Item Remarks | Unit of Measurement | Quantity/Base Price |  | Unit Price/Discount % | Total | Unit Price/Discount % | Total | Unit Price/Discount % | Total | Unit Price/Discount % | Total | Unit Price/Discount % | Total | Unit Price/Discount % | Total | Unit Price/Discount % | Total | Unit Price/Discount % | Total | Unit Price/Discount % | Total | Unit Price/Discount % | Total
3.11.163 | B10.138 | (*) Catty Table,(code-F/HU.R-01) |  | No | 2 |  | 2340 | 4680 | 3834 | 7668 | 2467.3 | 4934.6 | 0 | 0 | 2343 | 4686 | 0 | 0 | 2354 | 4708
3.11.164 | B10.139 | (*) Actmty Chair,(code-F/HU.R-02) |  | No | 8 |  | 387 | 3096 | 540 | 4320 | 409.2 | 3273.6 | 0 | 0 | 386 | 3088 | 0 | 0 | 390 | 3120
| Note | Note Details
3.11.165 | - | SENSORY ROOM 1
| Item Code | Description | Item Remarks | Unit of Measurement | Quantity/Base Price |  | Unit Price/Discount % | Total | Unit Price/Discount % | Total | Unit Price/Discount % | Total | Unit Price/Discount % | Total | Unit Price/Discount % | Total | Unit Price/Discount % | Total | Unit Price/Discount % | Total | Unit Price/Discount % | Total | Unit Price/Discount % | Total | Unit Price/Discount % | Total
3.11.166 | B10.140 | (*) Sensory Cocoon,(code-F/S.R-01) |  | No | 1 |  | 2844 | 2844 | 35697 | 35697 | 3019.5 | 3019.5 | 0 | 0 | 2842 | 2842 | 0 | 0 | 2881 | 2881
3.11.167 | B10.141 | (*) Mirror ( Non Brakable),(code-F/S.R-02) |  | No | 2 |  | 387 | 774 | 5022 | 10044 | 405.9 | 811.8 | 0 | 0 | 383 | 766 | 0 | 0 | 386 | 772
3.11.168 | B10.142 | (*) Interactive Led Fanlite,(code-F/S.R-03) |  | No | 1 |  | 18900 | 18900 | 13565 | 13565 | 20031 | 20031 | 0 | 0 | 18848 | 18848 | 0 | 0 | 19120 | 19120
3.11.169 | B10.143 | (*) Led Fiber Optic Cascade ,(code-F/S.R-04) |  | No | 1 |  | 3960 | 3960 | 9996 | 9996 | 4185.5 | 4185.5 | 0 | 0 | 3939 | 3939 | 0 | 0 | 3994 | 3994
3.11.170 | B10.144 | (*) Led Infinity Tunnel ,(code-F/S.R-05) |  | No | 1 |  | 18000 | 18000 | 3780 | 3780 | 19103.7 | 19103.7 | 0 | 0 | 17976 | 17976 | 0 | 0 | 18234 | 18234
3.11.171 | B10.145 | (*) Vibroacoustic Play Floor,(code-F/S.R-06) |  | No | 1 |  | 2700 | 2700 | 8100 | 8100 | 2794 | 2794 | 0 | 0 | 2629 | 2629 | 0 | 0 | 2666 | 2666
3.11.172 | B10.146 | (*) Sensory Ball Pool,(code-F/S.R-07) |  | No | 1 |  | 405 | 405 | 5130 | 5130 | 425.7 | 425.7 | 0 | 0 | 402 | 402 | 0 | 0 | 405 | 405
3.11.173 | B10.147 | (*) Sand & Water Sensory Table,(code-F/S.R-08) |  | No | 1 |  | 954 | 954 | 8268 | 8268 | 1013.1 | 1013.1 | 0 | 0 | 953 | 953 | 0 | 0 | 66 | 66
3.11.174 | B10.148 | (*) Cloud Chair,(code-F/S.R-09) |  | No | 1 |  | 11700 | 11700 | 1350 | 1350 | 12169.3 | 12169.3 | 0 | 0 | 11451 | 11451 | 0 | 0 | 11615 | 11615
3.11.175 | B10.149 | (*) Aurora Projector,(code-F/S.R-10) |  | No | 1 |  | 3105 | 3105 | 7236 | 7236 | 3257.1 | 3257.1 | 0 | 0 | 3065 | 3065 | 0 | 0 | 3109 | 3109
3.11.176 | B10.150 | (*) Music Body Pillow,(code-F/S.R-11) |  | No | 1 |  | 12690 | 12690 | 1998 | 1998 | 13480.5 | 13480.5 | 0 | 0 | 12684 | 12684 | 0 | 0 | 12866 | 12866
3.11.177 | B10.151 | (*) Music touch wall ,(code-F/S.R-12) |  | No | 1 |  | 26100 | 26100 | 2754 | 2754 | 27324 | 27324 | 0 | 0 | 25710 | 25710 | 0 | 0 | 26081 | 26081
3.11.178 | B10.152 | (*) Square Bubble Tube Platform,(code-F/S.R-13) |  | No | 1 |  | 6300 | 6300 | 1620 | 1620 | 6677 | 6677 | 0 | 0 | 6283 | 6283 | 0 | 0 | 6372 | 6372
3.11.179 | B10.153 | (*) Super active Led Fiber Optic Bundle,(code-F/S.R-14) |  | No | 2 |  | 4140 | 8280 | 9180 | 18360 | 4414.3 | 8828.6 | 0 | 0 | 4153 | 8306 | 0 | 0 | 4212 | 8424
3.11.180 | B10.154 | (*) Sensory Column,(code-F/S.R-15) |  | No | 1 |  | 5670 | 5670 | 4860 | 4860 | 5993.9 | 5993.9 | 0 | 0 | 5640 | 5640 | 0 | 0 | 5720 | 5720
3.11.181 | B10.155 | (*) Bean Bag,(code-F/S.R-16) |  | No | 1 |  | 1679 | 1679 | 684 | 684 | 1782 | 1782 | 0 | 0 | 1677 | 1677 | 0 | 0 | 1701 | 1701
| Note | Note Details
3.11.182 | - | SENSORY ROOM 2
| Item Code | Description | Item Remarks | Unit of Measurement | Quantity/Base Price |  | Unit Price/Discount % | Total | Unit Price/Discount % | Total | Unit Price/Discount % | Total | Unit Price/Discount % | Total | Unit Price/Discount % | Total | Unit Price/Discount % | Total | Unit Price/Discount % | Total | Unit Price/Discount % | Total | Unit Price/Discount % | Total | Unit Price/Discount % | Total
3.11.183 | B10.156 | (*) Sensory Cocoon,(code-F/S.R-01) |  | No | 1 |  | 2844 | 2844 | 35697 | 35697 | 3019.5 | 3019.5 | 0 | 0 | 2842 | 2842 | 0 | 0 | 2881 | 2881
3.11.184 | B10.157 | (*) Mirror ( Non Breakable),(code-F/S.R-02) |  | No | 1 |  | 383 | 383 | 5022 | 5022 | 405.9 | 405.9 | 0 | 0 | 383 | 383 | 0 | 0 | 386 | 386
3.11.185 | B10.158 | (*) Led Fiber Optic Cascade,(code-F/S.R-04) |  | No | 1 |  | 3960 | 3960 | 10260 | 10260 | 4185.5 | 4185.5 | 0 | 0 | 3939 | 3939 | 0 | 0 | 3994 | 3994
3.11.186 | B10.159 | (*) Led Infinity Tunnel ,(code-F/S.R-05) |  | No | 1 |  | 18000 | 18000 | 3780 | 3780 | 19103.7 | 19103.7 | 0 | 0 | 17976 | 17976 | 0 | 0 | 18234 | 18234
3.11.187 | B10.160 | (*) Vibroacoustic Play Floor,(code-F/S.R-06) |  | No | 1 |  | 2700 | 2700 | 8100 | 8100 | 2794 | 2794 | 0 | 0 | 2629 | 2629 | 0 | 0 | 2666 | 2666
3.11.188 | B10.161 | (*) Sensory Ball Pool,(code-F/S.R-07) |  | No | 1 |  | 405 | 405 | 5130 | 5130 | 425.7 | 425.7 | 0 | 0 | 402 | 402 | 0 | 0 | 405 | 405
3.11.189 | B10.162 | (*) Sand & Water Sensory Table,(code-F/S.R-08) |  | No | 1 |  | 954 | 954 | 8268 | 8268 | 1013.1 | 1013.1 | 0 | 0 | 953 | 953 | 0 | 0 | 966 | 966
3.11.190 | B10.163 | (*) Cloud Chair,(code-F/S.R-09) |  | No | 1 |  | 11700 | 11700 | 1350 | 1350 | 12169.3 | 12169.3 | 0 | 0 | 11450 | 11450 | 0 | 0 | 11615 | 11615
3.11.191 | B10.164 | (*) Aurora Projector,(code-F/S.R-10) |  | No | 1 |  | 3105 | 3105 | 7236 | 7236 | 3258.2 | 3258.2 | 0 | 0 | 3065 | 3065 | 0 | 0 | 3109 | 3109
3.11.192 | B10.165 | (*) Music Touch Wall,(code-F/S.R-12) |  | No | 2 |  | 26100 | 52200 | 2754 | 5508 | 27324 | 54648 | 0 | 0 | 25710 | 51420 | 0 | 0 | 26080 | 52160
3.11.193 | B10.166 | (*) Super active Led Fiber Optic Bundle,(code-F/S.R-14) |  | No | 1 |  | 4140 | 4140 | 1620 | 1620 | 4414.3 | 4414.3 | 0 | 0 | 4153 | 4153 | 0 | 0 | 4212 | 4212
3.11.194 | B10.167 | (*) Bean Bag,(code-F/S.R-16) |  | No | 1 |  | 1679 | 1679 | 684 | 684 | 1782 | 1782 | 0 | 0 | 1677 | 1677 | 0 | 0 | 1701 | 1701
| Note | Note Details
3.11.195 | - | SENSORY ROOM 3
| Item Code | Description | Item Remarks | Unit of Measurement | Quantity/Base Price |  | Unit Price/Discount % | Total | Unit Price/Discount % | Total | Unit Price/Discount % | Total | Unit Price/Discount % | Total | Unit Price/Discount % | Total | Unit Price/Discount % | Total | Unit Price/Discount % | Total | Unit Price/Discount % | Total | Unit Price/Discount % | Total | Unit Price/Discount % | Total
3.11.196 | B10.168 | (*) Sensory Cocoon,(code-F/S.R-01) |  | No | 1 |  | 2844 | 2844 | 35697 | 35697 | 3019.5 | 3019.5 | 0 | 0 | 2842 | 2842 | 0 | 0 | 2881 | 2881
3.11.197 | B10.169 | (*) Mirror ( Non Breakable),(code-S.R-02) |  | No | 2 |  | 383 | 766 | 5022 | 10044 | 405.9 | 811.8 | 0 | 0 | 383 | 766 | 0 | 0 | 386 | 772
3.11.198 | B10.170 | (*) Led Fiber Optic Cascade ,(code-S.R-04) |  | No | 1 |  | 3960 | 3960 | 10260 | 10260 | 4185.5 | 4185.5 | 0 | 0 | 3939 | 3939 | 0 | 0 | 3994 | 3994
3.11.199 | B10.171 | (*) Led Infinity Tunnel ,(code-S.R-05) |  | No | 1 |  | 18000 | 18000 | 3780 | 3780 | 19103.7 | 19103.7 | 0 | 0 | 17976 | 17976 | 0 | 0 | 18234 | 18234
3.11.200 | B10.172 | (*) Sensory Ball Pool,(code-S.R-07) |  | No | 1 |  | 405 | 405 | 5130 | 5130 | 425.7 | 425.7 | 0 | 0 | 403 | 403 | 0 | 0 | 405 | 405
3.11.201 | B10.173 | (*) Cloud Chair,(code-S.R-09) |  | No | 1 |  | 11700 | 11700 | 8268 | 8268 | 1013.1 | 1013.1 | 0 | 0 | 953 | 953 | 0 | 0 | 966 | 966
3.11.202 | B10.174 | (*) Aurora Projector,(code-S.R-10) |  | No | 1 |  | 3105 | 3105 | 1350 | 1350 | 3258.2 | 3258.2 | 0 | 0 | 3065 | 3065 | 0 | 0 | 3109 | 3109
3.11.203 | B10.175 | (*) Music Body Pillow,(code-S.R-11) |  | No | 1 |  | 12690 | 12690 | 7236 | 7236 | 13480.5 | 13480.5 | 0 | 0 | 12684 | 12684 | 0 | 0 | 12866 | 12866
3.11.204 | B10.176 | (*) Music Touch Wall,(code-S.R-12) |  | No | 1 |  | 26100 | 26100 | 2754 | 2754 | 27324 | 27324 | 0 | 0 | 251340 | 251340 | 0 | 0 | 26329 | 26329
3.11.205 | B10.177 | (*) Super active Led Fiber Optic Bundle,(code-S.R-14) |  | No | 1 |  | 4140 | 4140 | 1620 | 1620 | 4414.3 | 4414.3 | 0 | 0 | 4153 | 4153 | 0 | 0 | 4212 | 4212
3.11.206 | B10.178 | (*) Bean Bag,(code-S.R-16) |  | No | 1 |  | 1679 | 1679 | 684 | 684 | 1782 | 1782 | 0 | 0 | 1677 | 1677 | 0 | 0 | 1701 | 1701
| Note | Note Details
3.11.207 | - | OCCUPATIONAL THERAPY-1
| Item Code | Description | Item Remarks | Unit of Measurement | Quantity/Base Price |  | Unit Price/Discount % | Total | Unit Price/Discount % | Total | Unit Price/Discount % | Total | Unit Price/Discount % | Total | Unit Price/Discount % | Total | Unit Price/Discount % | Total | Unit Price/Discount % | Total | Unit Price/Discount % | Total | Unit Price/Discount % | Total | Unit Price/Discount % | Total
3.11.208 | B10.179 | (*) Relaxation Chair,(code-F/OC.R-01) |  | No | 1 |  | 2430 | 2430 | 9348 | 9348 | 2550.9 | 2550.9 | 0 | 0 | 2402 | 2402 | 0 | 0 | 2554 | 2554
3.11.209 | B10.180 | (*) Standing Positioner with Tray,(code-F/OC.R-02) |  | No | 1 |  | 3240 | 3240 | 8478 | 8478 | 3425.4 | 3425.4 | 0 | 0 | 3224 | 3224 | 0 | 0 | 3431 | 3431
3.11.210 | B10.181 | (*) Crawling Board,(code-F/OC.R-03) |  | No | 1 |  | 1305 | 1305 | 3780 | 3780 | 1375 | 1375 | 0 | 0 | 1294 | 1294 | 0 | 0 | 1377 | 1377
3.11.211 | B10.182 | (*) Imico Rolls,(code-F/OC.R-04) |  | No | 1 |  | 113 | 113 | 1357 | 1357 | 115.5 | 115.5 | 0 | 0 | 110 | 110 | 0 | 0 | 110 | 110
3.11.212 | B10.183 | (*) Inckined Matt,(code-F/OC.R-05) |  | No | 1 |  | 5670 | 5670 | 1856 | 1856 | 5940 | 5940 | 0 | 0 | 5589 | 5589 | 0 | 0 | 5670 | 5670
3.11.213 | B10.184 | (*) Horizontal Standing Table ,(code-F/OC.R-06) |  | No | 1 |  | 2565 | 2565 | 1685 | 1685 | 2696.1 | 2696.1 | 0 | 0 | 2536 | 2536 | 0 | 0 | 2572 | 2572
3.11.214 | B10.185 | (*) Sanding Unit,(code-F/OC.R-07) |  | No | 1 |  | 2367 | 2367 | 3780 | 3780 | 2514.6 | 2514.6 | 0 | 0 | 2366 | 2366 | 0 | 0 | 2400 | 2400
3.11.215 | B10.186 | (*) Door- Latch Frame Set ,(code-F/OC.R-08) |  | No | 1 |  | 144 | 144 | 1998 | 1998 | 151.8 | 151.8 | 0 | 0 | 144 | 144 | 0 | 0 | 144 | 144
3.11.216 | B10.187 | (*) Bean Bag,(code-F/OC.R-09) |  | No | 2 |  | 1683 | 3366 | 684 | 1368 | 1782 | 3564 | 0 | 0 | 1677 | 3354 | 0 | 0 | 1701 | 3402
3.11.217 | B10.188 | (*) Tactile Matt ,(code-F/OC.R-10) |  | No | 1 |  | 810 | 810 | 1856 | 1856 | 854.7 | 854.7 | 0 | 0 | 805 | 805 | 0 | 0 | 815 | 815
3.11.218 | B10.189 | (*) Checker Board- Aram & Shoulder,(code-F/OC.R-11) |  | No | 1 |  | 549 | 549 | 324 | 324 | 576.4 | 576.4 | 0 | 0 | 543 | 543 | 0 | 0 | 550 | 550
3.11.219 | B10.190 | (*) Training Board - Mech. Activities,(code-F/OC.R-12) |  | No | 1 |  | 684 | 684 | 1890 | 1890 | 721.6 | 721.6 | 0 | 0 | 679 | 679 | 0 | 0 | 687 | 687
3.11.220 | B10.191 | (*) Training Mirror,(code-F/OC.R-13) |  | No | 1 |  | 270 | 270 | 810 | 810 | 287.1 | 287.1 | 0 | 0 | 271 | 271 | 0 | 0 | 273 | 273
3.11.221 | B10.192 | (*) Floor Mat,(code-F/OC.R-14) |  | No | 1 |  | 10530 | 10530 | 1856 | 1856 | 11137.5 | 11137.5 | 0 | 0 | 10480 | 10480 | 0 | 0 | 10631 | 10631
| Note | Note Details
3.11.222 | - | OCCUPATONAL THERAPY-2
| Item Code | Description | Item Remarks | Unit of Measurement | Quantity/Base Price |  | Unit Price/Discount % | Total | Unit Price/Discount % | Total | Unit Price/Discount % | Total | Unit Price/Discount % | Total | Unit Price/Discount % | Total | Unit Price/Discount % | Total | Unit Price/Discount % | Total | Unit Price/Discount % | Total | Unit Price/Discount % | Total | Unit Price/Discount % | Total
3.11.223 | B10.193 | (*) Sitter with Mobile Tilt Wedge,(code-F/OU.R-01) |  | No | 1 |  | 10170 | 10170 | 17658 | 17658 | 10780 | 10780 | 0 | 0 | 10143 | 10143 | 0 | 0 | 10290 | 10290
3.11.224 | B10.194 | (*) Floor Sitter,(code-F/OU.R-02) |  | No | 1 |  | 684 | 684 | 19980 | 19980 | 721.6 | 721.6 | 0 | 0 | 680 | 680 | 0 | 0 | 687 | 687
3.11.225 | B10.195 | (*) Stand- In- Table-1,(code-F/OU.R-03) |  | No | 1 |  | 2610 | 2610 | 8100 | 8100 | 2769.8 | 2769.8 | 0 | 0 | 2608 | 2608 | 0 | 0 | 2642 | 2642
3.11.226 | B10.196 | (*) Quadriceps Exercise Chair,(code-F/OU.R-04) |  | No | 1 |  | 1260 | 1260 | 3845 | 3845 | 1320 | 1320 | 0 | 0 | 1242 | 1242 | 0 | 0 | 1260 | 1260
3.11.227 | B10.197 | (*) Sanding Unit- Overhead,(code-F/OU.R-05) |  | No | 1 |  | 3870 | 3870 | 8160 | 8160 | 4081 | 4081 | 0 | 0 | 3840 | 3840 | 0 | 0 | 3895 | 3895
3.11.228 | B10.198 | (*) Slanted Walking Board ,(code-F/OU.R-06) |  | No | 1 |  | 1260 | 1260 | 3780 | 3780 | 1276 | 1276 | 0 | 0 | 1201 | 1201 | 0 | 0 | 1216 | 1216
3.11.229 | B10.199 | (*) Electrical Equipment Frame Set,(code-F/OU.R-07) |  | No | 1 |  | 783 | 783 | 13662 | 13662 | 823.9 | 823.9 | 0 | 0 | 777 | 777 | 0 | 0 | 785 | 785
3.11.230 | B10.200 | (*) Bean Bag,(code-F/OU.R-08) |  | No | 1 |  | 1710 | 1710 | 684 | 684 | 1782 | 1782 | 0 | 0 | 1677 | 1677 | 0 | 0 | 1701 | 1701
3.11.231 | B10.201 | (*) Tactile Matt,(code-F/OU.R-09) |  | No | 1 |  | 810 | 810 | 1856 | 1856 | 854.7 | 854.7 | 0 | 0 | 805 | 805 | 0 | 0 | 815 | 815
3.11.232 | B10.202 | (*) Stand-in-Table-2,(code-F/OU.R-10) |  | No | 1 |  | 2160 | 2160 | 2117 | 2117 | 2259.4 | 2259.4 | 0 | 0 | 2127 | 2127 | 0 | 0 | 2155 | 2155
3.11.233 | B10.203 | (*) Training Stools,(code-F/OU.R-11) |  | No | 1 |  | 837 | 837 | 1620 | 1620 | 883.3 | 883.3 | 0 | 0 | 832 | 832 | 0 | 0 | 842 | 842
3.11.234 | B10.204 | (*) Training Mirror,(code-F/OU.R-12) |  | No | 1 |  | 270 | 270 | 810 | 810 | 287.1 | 287.1 | 0 | 0 | 270 | 270 | 0 | 0 | 273 | 273
3.11.235 | B10.205 | (*) Floor Mat,(code-F/OU.R-13) |  | No | 1 |  | 909 | 909 | 1856 | 1856 | 960.3 | 960.3 | 0 | 0 | 904 | 904 | 0 | 0 | 915 | 915
| Note | Note Details
3.11.236 | - | OCCUPATONAL THERAPY-3
| Item Code | Description | Item Remarks | Unit of Measurement | Quantity/Base Price |  | Unit Price/Discount % | Total | Unit Price/Discount % | Total | Unit Price/Discount % | Total | Unit Price/Discount % | Total | Unit Price/Discount % | Total | Unit Price/Discount % | Total | Unit Price/Discount % | Total | Unit Price/Discount % | Total | Unit Price/Discount % | Total | Unit Price/Discount % | Total
3.11.237 | B10.206 | (*) Stand-In - Frame,(code-F/OP.R-01) |  | No | 1 |  | 2610 | 2610 | 19224 | 19224 | 2769.8 | 2769.8 | 0 | 0 | 2609 | 2609 | 0 | 0 | 2642 | 2642
3.11.238 | B10.207 | (*) Stand -In- Table,(code-F/OP.R-02) |  | No | 1 |  | 2610 | 2610 | 10260 | 10260 | 2769.8 | 2769.8 | 0 | 0 | 2609 | 2609 | 0 | 0 | 2642 | 2642
3.11.239 | B10.208 | (*) Wedge,(code-F/OP.R-03) |  | No | 1 |  | 2709 | 2709 | 4104 | 4104 | 2878.7 | 2878.7 | 0 | 0 | 2710 | 2710 | 0 | 0 | 2746 | 2746
3.11.240 | B10.209 | (*) Vestibular Board,(code-F/OP.R-04) |  | No | 1 |  | 225 | 225 | 1685 | 1685 | 223.3 | 223.3 | 0 | 0 | 211 | 211 | 0 | 0 | 212 | 212
3.11.241 | B10.210 | (*) Imico Rolls,(code-F/OP.R-05) |  | No | 1 |  | 288 | 288 | 1458 | 1458 | 300.3 | 300.3 | 0 | 0 | 283 | 283 | 0 | 0 | 285 | 285
3.11.242 | B10.211 | (*) Dressing Frame Set ,(code-F/OP.R-06) |  | No | 1 |  | 702 | 702 | 756 | 756 | 743.6 | 743.6 | 0 | 0 | 701 | 701 | 0 | 0 | 708 | 708
3.11.243 | B10.212 | (*) Bean Bag,(code-F/OP.R-07) |  | No | 2 |  | 1710 | 3420 | 684 | 1368 | 1782 | 3564 | 0 | 0 | 1677 | 3354 | 0 | 0 | 1701 | 3402
3.11.244 | B10.213 | (*) Tactile Matt,(code-F/OP.R-08) |  | No | 1 |  | 810 | 810 | 1856 | 1856 | 854.7 | 854.7 | 0 | 0 | 805 | 805 | 0 | 0 | 815 | 815
3.11.245 | B10.214 | (*) Reclining Chair,(code-F/OP.R-09) |  | No | 1 |  | 22500 | 22500 | 2549 | 2549 | 23100 | 23100 | 0 | 0 | 21735 | 21735 | 0 | 0 | 22050 | 22050
3.11.246 | B10.215 | (*) Training Mirror,(code-F/OP.R-10) |  | No | 1 |  | 270 | 270 | 810 | 810 | 287.1 | 287.1 | 0 | 0 | 270 | 270 | 0 | 0 | 273 | 273
3.11.247 | B10.216 | (*) Floor Mat,(code-F/OP.R-11) |  | No | 1 |  | 765 | 765 | 1856 | 1856 | 803 | 803 | 0 | 0 | 756 | 756 | 0 | 0 | 766 | 766
3.11.248 | B10.217 | (*) Pedo Cycle,(code-F/OP.R-12) |  | No | 1 |  | 585 | 585 | 2114 | 2114 | 620.4 | 620.4 | 0 | 0 | 585 | 585 | 0 | 0 | 591 | 591
| Note | Note Details
3.11.249 | - | OCCUPATONAL THERAPY-4
| Item Code | Description | Item Remarks | Unit of Measurement | Quantity/Base Price |  | Unit Price/Discount % | Total | Unit Price/Discount % | Total | Unit Price/Discount % | Total | Unit Price/Discount % | Total | Unit Price/Discount % | Total | Unit Price/Discount % | Total | Unit Price/Discount % | Total | Unit Price/Discount % | Total | Unit Price/Discount % | Total | Unit Price/Discount % | Total
3.11.250 | B10.218 | (*) Bean Bag,(code-F/OA.R-01) |  | No | 2 |  | 1683 | 3366 | 684 | 1368 | 1782 | 3564 | 0 | 0 | 1677 | 3354 | 0 | 0 | 1701 | 3402
3.11.251 | B10.219 | (*) Supinator & Pronator,(code-F/OA.R-02 |  | No | 1 |  | 405 | 405 | 282 | 282 | 431.2 | 431.2 | 0 | 0 | 405 | 405 | 0 | 0 | 409 | 409
3.11.252 | B10.220 | (*) Floor Sitter,(code-F/OA.R-03) |  | No | 1 |  | 684 | 684 | 19980 | 19980 | 721.6 | 721.6 | 0 | 0 | 680 | 680 | 0 | 0 | 687 | 687
3.11.253 | B10.221 | (*) Inclined Tapered Balance Beam,(code-F/OA.R-04) |  | No | 1 |  | 1440 | 1440 | 916 | 916 | 1493.8 | 1493.8 | 0 | 0 | 1408 | 1408 | 0 | 0 | 1424 | 1424
3.11.254 | B10.222 | (*) Swing System, (code-F/OA.R-05) |  | No | 1 |  | 4590 | 4590 | 822 | 822 | 4809.2 | 4809.2 | 0 | 0 | 4526 | 4526 | 0 | 0 | 4589 | 4589
3.11.255 | B10.223 | (*) Eating Aids,(code-F/OA.R-06) |  | No | 1 |  | 909 | 909 | 752 | 752 | 965.8 | 965.8 | 0 | 0 | 910 | 910 | 0 | 0 | 920 | 920
3.11.256 | B10.224 | (*) Tactile Matt,(code-F/OA.R-07) |  | No | 1 |  | 810 | 810 | 1856 | 1856 | 854.7 | 854.7 | 0 | 0 | 805 | 805 | 0 | 0 | 815 | 815
3.11.257 | B10.225 | (*) Relaxation Chair,(code-F/OA.R-08) |  | No | 1 |  | 2430 | 2430 | 9348 | 9348 | 2550.9 | 2550.9 | 0 | 0 | 2402 | 2402 | 0 | 0 | 2433 | 2433
3.11.258 | B10.226 | (*) Down Stairway,(code-F/OA.R-09) |  | No | 1 |  | 5625 | 5625 | 3757 | 3757 | 5938.9 | 5938.9 | 0 | 0 | 5589 | 5589 | 0 | 0 | 5658 | 5658
3.11.259 | B10.227 | (*) Training Mirror,(code-F/OA.R-10) |  | No | 1 |  | 1440 | 1440 | 810 | 810 | 1493.8 | 1493.8 | 0 | 0 | 1408 | 1408 | 0 | 0 | 1424 | 1424
3.11.260 | B10.228 | (*) Floor Mat,(code-F/OA.R-11) |  | No | 1 |  | 1242 | 1242 | 1856 | 1856 | 1320 | 1320 | 0 | 0 | 1242 | 1242 | 0 | 0 | 1260 | 1260
3.11.261 | B10.229 | (*) Pedo Cycle,(code-F/OA.R-12) |  | No | 1 |  | 582 | 582 | 2114 | 2114 | 620.4 | 620.4 | 0 | 0 | 585 | 585 | 2000000 | 2000000 | 591 | 591
3.12 BILL NO 10- FURNITURE & EQUIPMENTS (continued) | [7 empty] | 608674 |  | 339457 |  | 240863.7 |  | 0 |  | 281247 |  | 1800000 |  | 437625
| Note | Note Details
3.12.1 | - | PHYSIOTHERAPY-1
| Item Code | Description | Item Remarks | Unit of Measurement | Quantity/Base Price |  | Unit Price/Discount % | Total | Unit Price/Discount % | Total | Unit Price/Discount % | Total | Unit Price/Discount % | Total | Unit Price/Discount % | Total | Unit Price/Discount % | Total | Unit Price/Discount % | Total | Unit Price/Discount % | Total | Unit Price/Discount % | Total | Unit Price/Discount % | Total
3.12.2 | B10.230 | (*) High- Low Treatment Table,(code-F/PY.R-01) |  | No | 1 |  | 9225 | 9225 | 8154 | 8154 | 9764.7 | 9764.7 | 0 | 0 | 9190 | 9190 | 1800000 | 1800000 | 9320 | 9320
3.12.3 | B10.231 | (*) Training Mirror,(code-F/PY.R-02) |  | No | 3 |  | 1440 | 4320 | 810 | 2430 | 1493.8 | 4481.4 | 0 | 0 | 1407 | 4221 | 0 | 0 | 1424 | 4272
3.12.4 | B10.232 | (*) Exercise Chair,(code-F/PY.R-03) |  | No | 1 |  | 3744 | 3744 | 9666 | 9666 | 3972.1 | 3972.1 | 0 | 0 | 3737 | 3737 | 0 | 0 | 3790 | 3790
| Note | Note Details
3.12.5 | - | PHYSIOTHERAPY-2
| Item Code | Description | Item Remarks | Unit of Measurement | Quantity/Base Price |  | Unit Price/Discount % | Total | Unit Price/Discount % | Total | Unit Price/Discount % | Total | Unit Price/Discount % | Total | Unit Price/Discount % | Total | Unit Price/Discount % | Total | Unit Price/Discount % | Total | Unit Price/Discount % | Total | Unit Price/Discount % | Total | Unit Price/Discount % | Total
3.12.6 | B10.233 | (*) Multi Exercise Therapy Unit,(code-F/PS.R-01) |  | No | 1 |  | 8685 | 8685 | 7107 | 7107 | 9218 | 9218 | 0 | 0 | 8674 | 8674 | 0 | 0 | 8798 | 8798
3.12.7 | B10.234 | (*) Shoulder Abduction Ladder,(code-F/PS.R-02) |  | No | 1 |  | 108 | 108 | 2646 | 2646 | 110 | 110 | 0 | 0 | 104 | 104 | 0 | 0 | 105 | 105
3.12.8 | B10.235 | (*) Arm Exerciser ,(code-F/PS.R-03) |  | No | 1 |  | 2385 | 2385 | 3845 | 3845 | 2514.6 | 2514.6 | 0 | 0 | 2366 | 2366 | 0 | 0 | 2400 | 2400
3.12.9 | B10.236 | (*) Rowing Machine,(code-F/PS.R-04) |  | No | 1 |  | 2790 | 2790 | 3224 | 3224 | 2915 | 2915 | 0 | 0 | 2743 | 2743 | 0 | 0 | 2782 | 2782
3.12.10 | B10.237 | (*) Wall Bar,(code-F/PS.R-05) |  | No | 1 |  | 747 | 747 | 2322 | 2322 | 786.5 | 786.5 | 0 | 0 | 741 | 741 | 0 | 0 | 750 | 750
3.12.11 | B10.238 | (*) Gel Ball,(code-F/PS.R-06) |  | No | 1 |  | 45 | 45 | 1890 | 1890 | 41.8 | 41.8 | 0 | 0 | 52 | 52 | 0 | 0 | 40 | 40
3.12.12 | B10.239 | (*) Floor Mat,(code-F/PS.R-07) |  | No | 1 |  | 10530 | 10530 | 378 | 378 | 11137.5 | 11137.5 | 0 | 0 | 10480 | 10480 | 0 | 0 | 10631 | 10631
| Note | Note Details
3.12.13 | - | OCCUPATONAL THERAPY-3
| Item Code | Description | Item Remarks | Unit of Measurement | Quantity/Base Price |  | Unit Price/Discount % | Total | Unit Price/Discount % | Total | Unit Price/Discount % | Total | Unit Price/Discount % | Total | Unit Price/Discount % | Total | Unit Price/Discount % | Total | Unit Price/Discount % | Total | Unit Price/Discount % | Total | Unit Price/Discount % | Total | Unit Price/Discount % | Total
3.12.14 | B10.240 | (*) Massage Treatment Table,(code-F/PI.R-01) |  | No | 1 |  | 2700 | 2700 | 7107 | 7107 | 13200 | 13200 | 0 | 0 | 2675 | 2675 | 0 | 0 | 2712 | 2712
3.12.15 | B10.241 | (*) Training Mirror,(code-F/PI.R-02) |  | No | 1 |  | 1440 | 1440 | 810 | 810 | 287.1 | 287.1 | 0 | 0 | 1408 | 1408 | 0 | 0 | 1425 | 1425
| Note | Note Details
3.12.16 | - | OCCUPATONAL THERAPY-4
| Item Code | Description | Item Remarks | Unit of Measurement | Quantity/Base Price |  | Unit Price/Discount % | Total | Unit Price/Discount % | Total | Unit Price/Discount % | Total | Unit Price/Discount % | Total | Unit Price/Discount % | Total | Unit Price/Discount % | Total | Unit Price/Discount % | Total | Unit Price/Discount % | Total | Unit Price/Discount % | Total | Unit Price/Discount % | Total
3.12.17 | B10.242 | (*) Dumbbells,(code-F/PO.R-01) |  | No | 1 |  | 2385 | 2385 | 3510 | 3510 | 2514.6 | 2514.6 | 0 | 0 | 2367 | 2367 | 0 | 0 | 2400 | 2400
3.12.18 | B10.243 | (*) Balls,(code-F/PO.R-02) |  | No | 1 |  | 1035 | 1035 | 562 | 562 | 1093.4 | 1093.4 | 0 | 0 | 1030 | 1030 | 0 | 0 | 1042 | 1042
3.12.19 | B10.244 | (*) Cycle Exerciser,(code-F/PO.R-03) |  | No | 1 |  | 1017 | 1017 | 2322 | 2322 | 1079.1 | 1079.1 | 0 | 0 | 1016 | 1016 | 0 | 0 | 1029 | 1029
3.12.20 | B10.245 | (*) Parallel Walking Bar,(code-F/PO.R-04) |  | No | 1 |  | 3744 | 3744 | 3122 | 3122 | 3972.1 | 3972.1 | 0 | 0 | 3737 | 3737 | 0 | 0 | 3790 | 3790
| Note | Note Details
3.12.21 | - | OCCUPATONAL THERAPY-5
| Item Code | Description | Item Remarks | Unit of Measurement | Quantity/Base Price |  | Unit Price/Discount % | Total | Unit Price/Discount % | Total | Unit Price/Discount % | Total | Unit Price/Discount % | Total | Unit Price/Discount % | Total | Unit Price/Discount % | Total | Unit Price/Discount % | Total | Unit Price/Discount % | Total | Unit Price/Discount % | Total | Unit Price/Discount % | Total
3.12.22 | B10.246 | (*) Training Mirror,(code-F/PT.R-01) |  | No | 3 |  | 270 | 810 | 810 | 2430 | 287.1 | 861.3 | 0 | 0 | 270 | 810 | 0 | 0 | 273 | 819
3.12.23 | B10.247 | (*) Exercise Staircase,(code-F/PT.R-02) |  | No | 1 |  | 5589 | 5589 | 3510 | 3510 | 5938.9 | 5938.9 | 0 | 0 | 5589 | 5589 | 0 | 0 | 5667 | 5667
3.12.24 | B10.248 | (*) Nested Climbing Stool,(code-F/PT.R-03) |  | No | 1 |  | 1845 | 1845 | 7398 | 7398 | 1931.6 | 1931.6 | 0 | 0 | 1817 | 1817 | 0 | 0 | 1842 | 1842
3.12.25 | B10.249 | (*) Suspension Frame,(code-F/PT.R-04) |  | No | 1 |  | 3744 | 3744 | 11043 | 11043 | 3972.1 | 3972.1 | 0 | 0 | 2702 | 2702 | 0 | 0 | 3790 | 3790
3.12.26 | B10.250 | (*) Wall Bar,(code-F/PT.R-05) |  | No | 1 |  | 270 | 270 | 2009 | 2009 | 786.5 | 786.5 | 0 | 0 | 741 | 741 | 0 | 0 | 750 | 750
| Note | Note Details
3.12.27 | - | Hydrotherapy
| Item Code | Description | Item Remarks | Unit of Measurement | Quantity/Base Price |  | Unit Price/Discount % | Total | Unit Price/Discount % | Total | Unit Price/Discount % | Total | Unit Price/Discount % | Total | Unit Price/Discount % | Total | Unit Price/Discount % | Total | Unit Price/Discount % | Total | Unit Price/Discount % | Total | Unit Price/Discount % | Total | Unit Price/Discount % | Total
3.12.28 | B10.251 | (*) Variable Speed Underwater Treadmill,(code-F/HT.R-01) |  | No | 1 |  | 350000 | 350000 | 81281 | 81281 | 13200 | 13200 | 0 | 0 | 21160 | 21160 | 0 | 0 | 150000 | 150000
3.12.29 | B10.252 | (*) High Chair,(code-F/HT.R-02) |  | No | 1 |  | 7290 | 7290 | 2430 | 2430 | 7700 | 7700 | 0 | 0 | 7245 | 7245 | 0 | 0 | 7350 | 7350
3.12.30 | B10.253 | (*) Low Chair/ Adjustable,(code-F/HT.R-03) |  | No | 1 |  | 2250 | 2250 | 1361 | 1361 | 2310 | 2310 | 0 | 0 | 2174 | 2174 | 0 | 0 | 2205 | 2205
| Note | Note Details
3.12.31 | - | ACTIVITY Room-1
| Item Code | Description | Item Remarks | Unit of Measurement | Quantity/Base Price |  | Unit Price/Discount % | Total | Unit Price/Discount % | Total | Unit Price/Discount % | Total | Unit Price/Discount % | Total | Unit Price/Discount % | Total | Unit Price/Discount % | Total | Unit Price/Discount % | Total | Unit Price/Discount % | Total | Unit Price/Discount % | Total | Unit Price/Discount % | Total
3.12.32 | B10.254 | (*) Angle Ladder,(code-F/AC.R-01) |  | No | 1 |  | 1350 | 1350 | 810 | 810 | 1408 | 1408 | 0 | 0 | 1325 | 1325 | 0 | 0 | 1344 | 1344
3.12.33 | B10.255 | (*) Tower Ladder,(code-F/AC.R-02) |  | No | 1 |  | 383 | 383 | 378 | 378 | 401.5 | 401.5 | 0 | 0 | 379 | 379 | 0 | 0 | 383 | 383
3.12.34 | B10.256 | (*) Climbing System,(code-F/AC.R-03) |  | No | 1 |  | 36000 | 36000 | 3834 | 3834 | 37523.2 | 37523.2 | 0 | 0 | 35307 | 35307 | 0 | 0 | 35817 | 35817
3.12.35 | B10.257 | (*) Balancing System,(code-F/AC.R-04) |  | No | 1 |  | 1215 | 1215 | 2754 | 2754 | 1262.8 | 1262.8 | 0 | 0 | 1190 | 1190 | 0 | 0 | 1205 | 1205
3.12.36 | B10.258 | (*) Floor Mat,(code-F/AC.R-05) |  | No | 6 |  | 585 | 3510 | 378 | 2268 | 599.5 | 3597 | 0 | 0 | 563 | 3378 | 0 | 0 | 570 | 3420
| Note | Note Details
3.12.37 | - | ACTIVITY Room-2
| Item Code | Description | Item Remarks | Unit of Measurement | Quantity/Base Price |  | Unit Price/Discount % | Total | Unit Price/Discount % | Total | Unit Price/Discount % | Total | Unit Price/Discount % | Total | Unit Price/Discount % | Total | Unit Price/Discount % | Total | Unit Price/Discount % | Total | Unit Price/Discount % | Total | Unit Price/Discount % | Total | Unit Price/Discount % | Total
3.12.38 | B10.259 | (*) Floor Rolls,(code-F/AV.R-01) |  | No | 1 |  | 1305 | 1305 | 816 | 816 | 1384.9 | 1384.9 | 0 | 0 | 1305 | 1305 | 0 | 0 | 1320 | 1320
3.12.39 | B10.260 | (*) Cozy Castle,(code-F/AV.R-02) |  | No | 1 |  | 945 | 945 | 1458 | 1458 | 998.8 | 998.8 | 0 | 0 | 940 | 940 | 0 | 0 | 952 | 952
3.12.40 | B10.261 | (*) Steam Roller Ramp,(code-F/AV.R-03) |  | No | 1 |  | 5058 | 5058 | 3078 | 3078 | 5370.2 | 5370.2 | 0 | 0 | 5054 | 5054 | 0 | 0 | 5125 | 5125
3.12.41 | B10.262 | (*) Rotation Board,(code-F/AV.R-04) |  | No | 1 |  | 360 | 360 | 1296 | 1296 | 363 | 363 | 0 | 0 | 342 | 342 | 0 | 0 | 346 | 346
3.12.42 | B10.263 | (*) Floor Mat,(code-F/AV.R-05) |  | No | 6 |  | 585 | 3510 | 1620 | 9720 | 599.5 | 3597 | 0 | 0 | 563 | 3378 | 0 | 0 | 570 | 3420
| Note | Note Details
3.12.43 | - | PLAYING AREA-1
| Item Code | Description | Item Remarks | Unit of Measurement | Quantity/Base Price |  | Unit Price/Discount % | Total | Unit Price/Discount % | Total | Unit Price/Discount % | Total | Unit Price/Discount % | Total | Unit Price/Discount % | Total | Unit Price/Discount % | Total | Unit Price/Discount % | Total | Unit Price/Discount % | Total | Unit Price/Discount % | Total | Unit Price/Discount % | Total
3.12.44 | B10.264 | (*) Soft Tiered Seating,(code-F/PL.Y-01) |  | No | 2 |  | 747 | 1494 | 411 | 822 | 788.7 | 1577.4 | 0 | 0 | 743 | 1486 | 0 | 0 | 752 | 1504
3.12.45 | B10.265 | (*) Soft Dramatic Seating,(code-F/PL.Y-02) |  | No | 2 |  | 6750 | 13500 | 1350 | 2700 | 7128 | 14256 | 0 | 0 | 6707 | 13414 | 0 | 0 | 6804 | 13608
3.12.46 | B10.266 | (*) Soft Dramatic Seating-2,(code-F/PL.Y-03) |  | No | 2 |  | 7020 | 14040 | 1782 | 3564 | 7128 | 14256 | 0 | 0 | 6707 | 13414 | 0 | 0 | 6804 | 13608
3.12.47 | B10.267 | (*) Soft Dramatic Seating-3,(code-F/PL.Y-04) |  | No | 2 |  | 6750 | 13500 | 3456 | 6912 | 7128 | 14256 | 0 | 0 | 6707 | 13414 | 0 | 0 | 6804 | 13608
3.12.48 | B10.268 | (*) Curved Segmented Seating,(code-F/PL.Y-05) |  | No | 2 |  | 630 | 1260 | 2015 | 4030 | 579.7 | 1159.4 | 0 | 0 | 549 | 1098 | 0 | 0 | 552 | 1104
| Note | Note Details
3.12.49 | - | PLAYING AREA-2
| Item Code | Description | Item Remarks | Unit of Measurement | Quantity/Base Price |  | Unit Price/Discount % | Total | Unit Price/Discount % | Total | Unit Price/Discount % | Total | Unit Price/Discount % | Total | Unit Price/Discount % | Total | Unit Price/Discount % | Total | Unit Price/Discount % | Total | Unit Price/Discount % | Total | Unit Price/Discount % | Total | Unit Price/Discount % | Total
3.12.50 | B10.269 | (*) Puppet Theater ,(code-F/PL.G-01) |  | No | 2 |  | 4230 | 8460 | 7042 | 14084 | 4455 | 8910 | 0 | 0 | 4192 | 8384 | 0 | 0 | 4252 | 8504
3.12.51 | B10.270 | (*) Dressing up Unit,(code-F/PL.G-02) |  | No | 2 |  | 1665 | 3330 | 11070 | 22140 | 1766.6 | 3533.2 | 0 | 0 | 1662 | 3324 | 0 | 0 | 1685 | 3370
3.12.52 | B10.271 | (*) Play Equipment-1,(code-F/PL.G-03) |  | No | 2 |  | 4140 | 8280 | 4536 | 9072 | 4401.1 | 8802.2 | 0 | 0 | 4142 | 8284 | 0 | 0 | 4201 | 8402
3.12.53 | B10.272 | (*) Play Equipment-2,(code-F/PL.G-04) |  | No | 2 |  | 684 | 1368 | 4158 | 8316 | 726 | 1452 | 0 | 0 | 684 | 1368 | 0 | 0 | 691 | 1382
3.12.54 | B10.273 | (*) Floor Mat,(code-F/PL.G-05) |  | No | 2 |  | 1935 | 3870 | 1350 | 2700 | 2025.1 | 4050.2 | 0 | 0 | 1905 | 3810 | 0 | 0 | 1932 | 3864
| Note | Note Details
3.12.55 | - | Pantry Equipment
| Item Code | Description | Item Remarks | Unit of Measurement | Quantity/Base Price |  | Unit Price/Discount % | Total | Unit Price/Discount % | Total | Unit Price/Discount % | Total | Unit Price/Discount % | Total | Unit Price/Discount % | Total | Unit Price/Discount % | Total | Unit Price/Discount % | Total | Unit Price/Discount % | Total | Unit Price/Discount % | Total | Unit Price/Discount % | Total
3.12.56 | B10.274 | (*) Stainless Steel Electrical Food Warmer ( Pantry) |  | No | 2 |  | 15525 | 31050 | 3780 | 7560 | 1650 | 3300 | 0 | 0 | 5750 | 11500 | 0 | 0 | 6000 | 12000
3.12.57 | B10.275 | (*) Cold Store for fruits and Vegetables ( Pantry) |  | No | 3 |  | 9180 | 27540 | 19440 | 58320 | 1650 | 4950 | 0 | 0 | 17250 | 51750 | 0 | 0 | 25000 | 75000
3.12.58 | B10.276 | (*) Waste Bins (Pantry) |  | No | 6 |  | 108 | 648 | 378 | 2268 | 111.1 | 666.6 | 0 | 0 | 104 | 624 | 0 | 0 | 105 | 630
| Note | Note Details
3.12.59 | - | Contractor's Adjustment
| Item Code | Description | Item Remarks | Unit of Measurement | Quantity/Base Price |  | Unit Price/Discount % | Total | Unit Price/Discount % | Total | Unit Price/Discount % | Total | Unit Price/Discount % | Total | Unit Price/Discount % | Total | Unit Price/Discount % | Total | Unit Price/Discount % | Total | Unit Price/Discount % | Total | Unit Price/Discount % | Total | Unit Price/Discount % | Total
3.12.60 | CA-1 | (*) Contractor may price here any items which has been shown in the drawings or any other documents but overlooked or not specifically mentioned inthe schedule of items and is necessary for the satisfactory completion of the Works. Should the Contractor fail to insert any item here, it will be deemed that Lump Sum Contract Price includes all such items and no claims for additional items will be entertained. |  | Item | 1 |  | 0 | 0 | 0 | 0 | 0 | 0 | 0 | 0 | 0 | 0 | 0 | 0 | 0 | 0
| Note | Note Details
3.12.61 | - | Please attach one PDF file to be named "Additional Items for (insert bill no/name & Section No/name)" for the details of these additional items in the additional attachment area at the end of the BOQ.
3.13 BILL NO 11- INTERNAL SIGNAGE | [7 empty] | 47100 |  | 196214.4 |  | 24722.5 |  | 400000 |  | 49384 |  | 126000 |  | 291400
| Note | Note Details
3.13.1 | - | INTERNAL SIGNAGE (Refer to specification section 101400)
3.13.2 | - | Supply and Fix to complete all in accordance with the drawings and specification.
| Item Code | Description | Item Remarks | Unit of Measurement | Quantity/Base Price |  | Unit Price/Discount % | Total | Unit Price/Discount % | Total | Unit Price/Discount % | Total | Unit Price/Discount % | Total | Unit Price/Discount % | Total | Unit Price/Discount % | Total | Unit Price/Discount % | Total | Unit Price/Discount % | Total | Unit Price/Discount % | Total | Unit Price/Discount % | Total
3.13.3 | B11.1 | (*) Wayfindind (Powerful, Branded Wayfindind sign system that Direct and Enlighten), |  | No | 6 |  | 250 | 1500 | 2754 | 16524 | 770 | 4620 | 0 | 0 | 242 | 1452 | 0 | 0 | 7000 | 42000
3.13.4 | B11.2 | (*) Directory ( Consistent Directory Signage For Easy Prientation and Navigation ), |  | No | 12 |  | 500 | 6000 | 3904.2 | 46850.4 | 770 | 9240 | 0 | 0 | 1150 | 13800 | 0 | 0 | 3000 | 36000
3.13.5 | B11.3 | (*) Room ( Accessible Room Identification Signage ) |  | No | 164 |  | 150 | 24600 | 810 | 132840 | 66 | 10824 | 0 | 0 | 138 | 22632 | 0 | 0 | 600 | 98400
3.13.6 | B11.4 | (*) Fully Compliant, Mandatory Interior Fire and Safety Signs |  | L.S | 1 |  | 15000 | 15000 | 0 | 0 | 38.5 | 38.5 | 400000 | 400000 | 11500 | 11500 | 126000 | 126000 | 45000 | 45000
| Note | Note Details
3.13.7 | - | Contractor's Adjustment
| Item Code | Description | Item Remarks | Unit of Measurement | Quantity/Base Price |  | Unit Price/Discount % | Total | Unit Price/Discount % | Total | Unit Price/Discount % | Total | Unit Price/Discount % | Total | Unit Price/Discount % | Total | Unit Price/Discount % | Total | Unit Price/Discount % | Total | Unit Price/Discount % | Total | Unit Price/Discount % | Total | Unit Price/Discount % | Total
3.13.8 | CA-1 | (*) Contractor may price here any items which has been shown in the drawings or any other documents but overlooked or not specifically mentioned inthe schedule of items and is necessary for the satisfactory completion of the Works. Should the Contractor fail to insert any item here, it will be deemed that Lump Sum Contract Price includes all such items and no claims for additional items will be entertained. |  | Item | 1 |  | 0 | 0 | 0 | 0 | 0 | 0 | 0 | 0 | 0 | 0 | 0 | 0 | 70000 | 70000
| Note | Note Details
3.13.9 | - | Please attach one PDF file to be named "Additional Items for (insert bill no/name & Section No/name)" for the details of these additional items in the additional attachment area at the end of the BOQ.
3.14 BILL NO 12-1 MECHANICAL ENG. INSTALLATIONS | [7 empty] | 12676554 |  | 22083000 |  | 9896568 |  | 8000000 |  | 14873077 |  | 0 |  | 10987435
| Note | Note Details
3.14.1 | - | 12.1.1 Airconditioning and Ventilation
3.14.2 | - | Air Cooled Chiller, including Programmable Chiller Supervisory Controller (PSC), Programmable Integrated Controllers (PIC), all valves, strainers,flanged pipe connections to header pipes, indicating devices, protective devices, controls, electrical connections, and all accessories, fixing in position, complete all in accordance with the drawings and specification.( Refer to Specefication Section 23 64 00)
| Item Code | Description | Item Remarks | Unit of Measurement | Quantity/Base Price |  | Unit Price/Discount % | Total | Unit Price/Discount % | Total | Unit Price/Discount % | Total | Unit Price/Discount % | Total | Unit Price/Discount % | Total | Unit Price/Discount % | Total | Unit Price/Discount % | Total | Unit Price/Discount % | Total | Unit Price/Discount % | Total | Unit Price/Discount % | Total
3.14.3 | B12.1.1.1 | (*) Air cold Chiller with accessories |  | No | 2 |  | 575000 | 1150000 | 0 | 0 | 379500 | 759000 | 0 | 0 | 0 | 0 | 0 | 0 | 300000 | 600000
| Note | Note Details
3.14.4 | - | Secondary Chilled Water, (with VFD) connect to pipework, including all controls, valves, strainers, flexible couplings, indicating devices and all accessories, fixing in position, complete all in accordance with the drawings and specification ( Refer to Specefication Section 23 21 23)
| Item Code | Description | Item Remarks | Unit of Measurement | Quantity/Base Price |  | Unit Price/Discount % | Total | Unit Price/Discount % | Total | Unit Price/Discount % | Total | Unit Price/Discount % | Total | Unit Price/Discount % | Total | Unit Price/Discount % | Total | Unit Price/Discount % | Total | Unit Price/Discount % | Total | Unit Price/Discount % | Total | Unit Price/Discount % | Total
3.14.5 | B12.1.1.2 | (*) Chilled water pump |  | Set | 1 |  | 95000 | 95000 | 17472000 | 17472000 | 363000 | 363000 | 8000000 | 8000000 | 14873077 | 14873077 | 0 | 0 | 150000 | 150000
3.14.6 | B12.1.1.3 | (*) Fresh Air Handling Units with associated Heat recovery wheel, fans with VFD, coils, all dampers,sound attenuation, filters, supports, anti-vibration mountings and all accessories, connect to ductwork and pipework, electrical components, controls, connections, all in accordance with the drawings and specification.( Refer to Specefication Section 23 82 19-2) |  | No | 2 |  | 200000 | 400000 | 0 | 0 | 39600 | 79200 | 0 | 0 | 0 | 0 | 0 | 0 | 65000 | 130000
3.14.7 | B12.1.1.4 | (*) Air Handling Units with associated fans with VFD,coils, all dampers, sound attenuation, filters,supports, anti-vibration mountings, weather proof canopy, and all accessories, connect to ductwork and pipework, electrical components, controls, connections, fixing in accordance with the drawings and specification |  | No | 19 |  | 35000 | 665000 | 0 | 0 | 33000 | 627000 | 0 | 0 | 0 | 0 | 0 | 0 | 45000 | 855000
| Note | Note Details
3.14.8 | - | Decorative type Fan coil units, connect to pipework, electrical components, controls,connections, accessories, hangers, wiring, drain etc., fixing in position, complete all in accordance with the drawings and specification.( Refer to Specefication Section 23 82 19)
| Item Code | Description | Item Remarks | Unit of Measurement | Quantity/Base Price |  | Unit Price/Discount % | Total | Unit Price/Discount % | Total | Unit Price/Discount % | Total | Unit Price/Discount % | Total | Unit Price/Discount % | Total | Unit Price/Discount % | Total | Unit Price/Discount % | Total | Unit Price/Discount % | Total | Unit Price/Discount % | Total | Unit Price/Discount % | Total
3.14.9 | B12.1.1.5 | (*) DX split air conditioning unit with copper pipes and all accessories |  | No | 7 |  | 4750 | 33250 | 0 | 0 | 4620 | 32340 | 0 | 0 | 0 | 0 | 0 | 0 | 3500 | 24500
3.14.10 | B12.1.1.6 | (*) Chilled water pressurization unit including feed pump set, feed tank, expansion vessel, gauges, level sensors, connect to pipework, including all accessories, fixing in position, complete all in accordance with the drawings and specification ( Refer to Specefication Section 23 21 23) |  | Set | 1 |  | 39500 | 39500 | 0 | 0 | 37400 | 37400 | 0 | 0 | 0 | 0 | 0 | 0 | 25000 | 25000
3.14.11 | B12.1.1.7 | (*) Chemical dosing system, including dosing pot, connect to pipework and accessories, fixing in position, complete all in accordance with the drawings and specification.( Refer to Specefication Section 23 25 00) |  | Set | 1 |  | 55300 | 55300 | 0 | 0 | 30800 | 30800 | 0 | 0 | 0 | 0 | 0 | 0 | 17000 | 17000
3.14.12 | B12.1.1.8 | (*) Air Curtains all electrical connections, accessories, fixing in position, complete all in accordance with the drawings and specification |  | No | 6 |  | 3950 | 23700 | 0 | 0 | 3080 | 18480 | 0 | 0 | 0 | 0 | 0 | 0 | 1500 | 9000
3.14.13 | B12.1.1.9 | (*) VAV connect to ductwork, all electrical connections, sensors, accessories, fixing in position, complete all in accordance with the drawings and specification ( Refer to Specefication Section 23 36 00) |  | No | 198 |  | 2054 | 406692 | 0 | 0 | 2750 | 544500 | 0 | 0 | 0 | 0 | 0 | 0 | 2500 | 495000
3.14.14 | B12.1.1.10 | (*) Close Control Units (indoor/outdoor) down flow discharge with free top return including dual cooling coil, heating coil, humidifier, electrical components, controls, connections, accessories, hangers, wiring, drain etc., fixing in position, complete all in accordance specification.( Refer to Specefication Section 23 81 23) |  | No | 1 |  | 63200 | 63200 | 0 | 0 | 41800 | 41800 | 0 | 0 | 0 | 0 | 0 | 0 | 75000 | 75000
3.14.15 | B12.1.1.11 | (*) Ductwork, installed connected and tested complete including dampers (VCD's, NRD's, MD's, FD's, etc...), reinforcements, vanes, access doors, elbows, reducers, fittings, hangers, supports, duct sealant and accessories, complete all in accordance with the drawings and specification ( Refer to Specefication Section 23 31 13) |  | m² | 3000 |  | 500 | 1500000 | 0 | 0 | 473 | 1419000 | 0 | 0 | 0 | 0 | 0 | 0 | 50 | 150000
| Note | Note Details
3.14.16 | - | Air Outlets prime coated and color as per Architect's approval, installed with concealed fixation, connected and tested, including insulated galvanized steel plenum sized to suit dimension, supports, hangers and accessories, complete all in accordance with the drawings and specification. ( Refer to Specefication Section 23 36 10)
3.14.17 | - | Supply/ReturnSlot Linear Diffusers
| Item Code | Description | Item Remarks | Unit of Measurement | Quantity/Base Price |  | Unit Price/Discount % | Total | Unit Price/Discount % | Total | Unit Price/Discount % | Total | Unit Price/Discount % | Total | Unit Price/Discount % | Total | Unit Price/Discount % | Total | Unit Price/Discount % | Total | Unit Price/Discount % | Total | Unit Price/Discount % | Total | Unit Price/Discount % | Total
3.14.18 | B12.1.1.12 | (*) SLD/RLD |  | m | 762 |  | 237 | 180594 | 0 | 0 | 99 | 75438 | 0 | 0 | 0 | 0 | 0 | 0 | 25 | 19050
| Note | Note Details
3.14.19 | - | Supply Air Register
| Item Code | Description | Item Remarks | Unit of Measurement | Quantity/Base Price |  | Unit Price/Discount % | Total | Unit Price/Discount % | Total | Unit Price/Discount % | Total | Unit Price/Discount % | Total | Unit Price/Discount % | Total | Unit Price/Discount % | Total | Unit Price/Discount % | Total | Unit Price/Discount % | Total | Unit Price/Discount % | Total | Unit Price/Discount % | Total
3.14.20 | B12.1.1.13 | (*) SR ( Size 300 x 200 mm ) |  | No | 4 |  | 1027 | 4108 | 0 | 0 | 99 | 396 | 0 | 0 | 0 | 0 | 0 | 0 | 70 | 280
3.14.21 | B12.1.1.14 | (*) RG ( Size 300 x 200 mm ) |  | No | 4 |  | 950 | 3800 | 0 | 0 | 99 | 396 | 0 | 0 | 0 | 0 | 0 | 0 | 70 | 280
| Note | Note Details
3.14.22 | - | Supply Jet Diffusers
| Item Code | Description | Item Remarks | Unit of Measurement | Quantity/Base Price |  | Unit Price/Discount % | Total | Unit Price/Discount % | Total | Unit Price/Discount % | Total | Unit Price/Discount % | Total | Unit Price/Discount % | Total | Unit Price/Discount % | Total | Unit Price/Discount % | Total | Unit Price/Discount % | Total | Unit Price/Discount % | Total | Unit Price/Discount % | Total
3.14.23 | B12.1.1.15 | (*) Jet Diffusers |  | No | 28 |  | 1185 | 33180 | 0 | 0 | 495 | 13860 | 0 | 0 | 0 | 0 | 0 | 0 | 500 | 14000
| Note | Note Details
3.14.24 | - | Air Louvers, prime coated, installed, connected and tested complete including insulated galvanized steel plenum, sized to suit dimension, supports and accessories, fixing in position, complete all in accordance with the drawings and specification.( Refer to Specefication Section 23 31 13)
| Item Code | Description | Item Remarks | Unit of Measurement | Quantity/Base Price |  | Unit Price/Discount % | Total | Unit Price/Discount % | Total | Unit Price/Discount % | Total | Unit Price/Discount % | Total | Unit Price/Discount % | Total | Unit Price/Discount % | Total | Unit Price/Discount % | Total | Unit Price/Discount % | Total | Unit Price/Discount % | Total | Unit Price/Discount % | Total
3.14.25 | B12.1.1.16 | (*) Fresh Air Louvers with Sand Trap and S.S Bird mesh |  | No | 2 |  | 3950 | 7900 | 0 | 0 | 0 | 0 | 0 | 0 | 0 | 0 | 0 | 0 | 1000 | 2000
| Note | Note Details
3.14.26 | - | Chilled Water Piping
3.14.27 | - | Chilled water pipework including isolation valves,double regulating valves, modulating valves, nonreturn valves, strainers, air vents, drain cocks, pressure gauges, fittings, hangers and supports,insulation, expansion connection, fixing in position, complete all in accordance with the drawings and specification .( Refer to Specefication Section 23 21 13.13)
| Item Code | Description | Item Remarks | Unit of Measurement | Quantity/Base Price |  | Unit Price/Discount % | Total | Unit Price/Discount % | Total | Unit Price/Discount % | Total | Unit Price/Discount % | Total | Unit Price/Discount % | Total | Unit Price/Discount % | Total | Unit Price/Discount % | Total | Unit Price/Discount % | Total | Unit Price/Discount % | Total | Unit Price/Discount % | Total
3.14.28 | B12.1.1.17 | (*) Pipe Ø200mm |  | m | 80 |  | 220 | 17600 | 0 | 0 | 825 | 66000 | 0 | 0 | 0 | 0 | 0 | 0 | 150 | 12000
3.14.29 | B12.1.1.18 | (*) Pipe Ø150mm |  | m | 50 |  | 200 | 10000 | 0 | 0 | 638 | 31900 | 0 | 0 | 0 | 0 | 0 | 0 | 130 | 6500
3.14.30 | B12.1.1.19 | (*) Pipe Ø125mm |  | m | 100 |  | 175 | 17500 | 0 | 0 | 308 | 30800 | 0 | 0 | 0 | 0 | 0 | 0 | 110 | 11000
3.14.31 | B12.1.1.20 | (*) Pipe Ø100mm |  | m | 125 |  | 160 | 20000 | 0 | 0 | 242 | 30250 | 0 | 0 | 0 | 0 | 0 | 0 | 90 | 11250
3.14.32 | B12.1.1.21 | (*) Pipe Ø80mm |  | m | 100 |  | 145 | 14500 | 0 | 0 | 198 | 19800 | 0 | 0 | 0 | 0 | 0 | 0 | 85 | 8500
3.14.33 | B12.1.1.22 | (*) Pipe Ø50mm |  | m | 250 |  | 130 | 32500 | 0 | 0 | 132 | 33000 | 0 | 0 | 0 | 0 | 0 | 0 | 75 | 18750
3.14.34 | B12.1.1.23 | (*) Pipe Ø65mm |  | m | 80 |  | 134 | 10720 | 0 | 0 | 187 | 14960 | 0 | 0 | 0 | 0 | 0 | 0 | 70 | 5600
3.14.35 | B12.1.1.24 | (*) Pipe Ø40mm |  | m | 10 |  | 120 | 1200 | 0 | 0 | 99 | 990 | 0 | 0 | 0 | 0 | 0 | 0 | 60 | 600
3.14.36 | B12.1.1.25 | (*) Pipe Ø32mm |  | m | 20 |  | 110 | 2200 | 0 | 0 | 71.5 | 1430 | 0 | 0 | 0 | 0 | 0 | 0 | 50 | 1000
| Note | Note Details
3.14.37 | - | Condensate Drain Pipework
| Item Code | Description | Item Remarks | Unit of Measurement | Quantity/Base Price |  | Unit Price/Discount % | Total | Unit Price/Discount % | Total | Unit Price/Discount % | Total | Unit Price/Discount % | Total | Unit Price/Discount % | Total | Unit Price/Discount % | Total | Unit Price/Discount % | Total | Unit Price/Discount % | Total | Unit Price/Discount % | Total | Unit Price/Discount % | Total
3.14.38 | B12.1.1.26 | (*) Condensate drain pipework, complete all in accordance with the drawings and specification ( Refer to Specefication Section 22 00 20-24) |  | Item | 1 |  | 0 | 0 | 0 | 0 | 13200 | 13200 | 0 | 0 | 0 | 0 | 0 | 0 | 10000 | 10000
| Note | Note Details
3.14.39 | - | Ancillaries
| Item Code | Description | Item Remarks | Unit of Measurement | Quantity/Base Price |  | Unit Price/Discount % | Total | Unit Price/Discount % | Total | Unit Price/Discount % | Total | Unit Price/Discount % | Total | Unit Price/Discount % | Total | Unit Price/Discount % | Total | Unit Price/Discount % | Total | Unit Price/Discount % | Total | Unit Price/Discount % | Total | Unit Price/Discount % | Total
3.14.40 | B12.1.1.27 | (*) Insulation to the ductwork, complete all in accordance with the drawings and specification. ( Refer to Specefication Section 23 33 00) |  | Item | 1 |  | 333570 | 333570 | 0 | 0 | 214500 | 214500 | 0 | 0 | 0 | 0 | 0 | 0 | 100000 | 100000
3.14.41 | B12.1.1.28 | (*) Insulation to the CHW pipework, complete all in accordance with the drawings and specification. ( Refer to Specefication Section 23 31 13.13) |  | Item | 1 |  | 86900 | 86900 | 0 | 0 | 154000 | 154000 | 0 | 0 | 0 | 0 | 0 | 0 | 50000 | 50000
3.14.42 | B12.1.1.29 | (*) Aluminium cladding over the insulation for all exposed ductwork and within plant room ductwork with aluminium sheet as specified ( Refer to Specefication Section 23 33 00) |  | Item | 1 |  | 230000 | 230000 | 0 | 0 | 26400 | 26400 | 0 | 0 | 0 | 0 | 0 | 0 | 100000 | 100000
3.14.43 | B12.1.1.30 | (*) Aluminium cladding over the insulation for all exposed CHW pipework and within plant room CHW pipework with aluminium sheet as specified ( Refer to Specefication Section 23 31 13.13) |  | Item | 1 |  | 105900 | 105900 | 0 | 0 | 16500 | 16500 | 0 | 0 | 0 | 0 | 0 | 0 | 40000 | 40000
3.14.44 | B12.1.1.31 | (*) Adhesives and Coatings as required by the specification as specified. |  | Item | 1 |  | 23700 | 23700 | 0 | 0 | 126500 | 126500 | 0 | 0 | 0 | 0 | 0 | 0 | 10000 | 10000
| Note | Note Details
3.14.45 | - | Sundries
| Item Code | Description | Item Remarks | Unit of Measurement | Quantity/Base Price |  | Unit Price/Discount % | Total | Unit Price/Discount % | Total | Unit Price/Discount % | Total | Unit Price/Discount % | Total | Unit Price/Discount % | Total | Unit Price/Discount % | Total | Unit Price/Discount % | Total | Unit Price/Discount % | Total | Unit Price/Discount % | Total | Unit Price/Discount % | Total
3.14.46 | B12.1.1.32 | (*) Allow for all painting, identification and tagging to the installations and equipments |  | Item | 1 |  | 5000 | 5000 | 0 | 0 | 0 | 0 | 0 | 0 | 0 | 0 | 0 | 0 | 1000 | 1000
3.14.47 | B12.1.1.33 | (*) Allow for submittals, samples, shop drawings, inspections, as built drawings, operation and maintenance manuals and the like |  | Item | 1 |  | 8000 | 8000 | 0 | 0 | 0 | 0 | 0 | 0 | 0 | 0 | 0 | 0 | 1000 | 1000
3.14.48 | B12.1.1.34 | (*) Allow for testing and commissioning |  | Item | 1 |  | 5000 | 5000 | 0 | 0 | 0 | 0 | 0 | 0 | 0 | 0 | 0 | 0 | 1000 | 1000
3.14.49 | B12.1.1.35 | (*) Allow for builders work in connection with air conditioning installation including all sleeves, fire resistant sealant etc. |  | Item | 1 |  | 10000 | 10000 | 0 | 0 | 110000 | 110000 | 0 | 0 | 0 | 0 | 0 | 0 | 1000 | 1000
| Note | Note Details
3.14.50 | - | 12.1.2-Plumbing Installation
3.14.51 | - | Pumpset including all all pipework, interconnections valves, drains, vessel,control panel and electrical connection, complete all in accordance with drawing and specification ( Refer to Specefication Section 22 11 23)
| Item Code | Description | Item Remarks | Unit of Measurement | Quantity/Base Price |  | Unit Price/Discount % | Total | Unit Price/Discount % | Total | Unit Price/Discount % | Total | Unit Price/Discount % | Total | Unit Price/Discount % | Total | Unit Price/Discount % | Total | Unit Price/Discount % | Total | Unit Price/Discount % | Total | Unit Price/Discount % | Total | Unit Price/Discount % | Total
3.14.52 | B12.1.2.1 | (*) Cold Water Booster Pump set (with VFD) |  | Set | 1 |  | 25500 | 25500 | 0 | 0 | 49500 | 49500 | 0 | 0 | 0 | 0 | 0 | 0 | 35000 | 35000
3.14.53 | B12.1.2.2 | (*) Water Transfer Pump set |  | Set | 1 |  | 16150 | 16150 | 0 | 0 | 35200 | 35200 | 0 | 0 | 0 | 0 | 0 | 0 | 35000 | 35000
| Note | Note Details
3.14.54 | - | Water Conditioning System
| Item Code | Description | Item Remarks | Unit of Measurement | Quantity/Base Price |  | Unit Price/Discount % | Total | Unit Price/Discount % | Total | Unit Price/Discount % | Total | Unit Price/Discount % | Total | Unit Price/Discount % | Total | Unit Price/Discount % | Total | Unit Price/Discount % | Total | Unit Price/Discount % | Total | Unit Price/Discount % | Total | Unit Price/Discount % | Total
3.14.55 | B12.1.2.3 | (*) Water Filtration Unit, comprising 1 no. duty / 1 no.standby including of all pipework,valve, gauges, fittings and accessories, connections,'fixing in position and complete all in accordance with the drawings &specification ( Refer to Specefication Section 22 10 00-17) |  | Set | 1 |  | 21250 | 21250 | 0 | 0 | 41800 | 41800 | 0 | 0 | 0 | 0 | 0 | 0 | 75000 | 75000
| Note | Note Details
3.14.56 | - | GRP Water Tank including necessary pipework, valves, float switches, all accessories, fittings, and fixing in position, complete all in accordance with the drawings and specification. ( Refer to Specefication Section 22 12 00)
| Item Code | Description | Item Remarks | Unit of Measurement | Quantity/Base Price |  | Unit Price/Discount % | Total | Unit Price/Discount % | Total | Unit Price/Discount % | Total | Unit Price/Discount % | Total | Unit Price/Discount % | Total | Unit Price/Discount % | Total | Unit Price/Discount % | Total | Unit Price/Discount % | Total | Unit Price/Discount % | Total | Unit Price/Discount % | Total
3.14.57 | B12.1.2.4 | (*) GRP Water Tank 2940 (Imperial Gallon) |  | No | 1 |  | 38250 | 38250 | 0 | 0 | 19800 | 19800 | 0 | 0 | 0 | 0 | 0 | 0 | 25000 | 25000
3.14.58 | B12.1.2.5 | (*) GRP Water Tank 1960 (Imperial Gallon) |  | No | 1 |  | 34000 | 34000 | 0 | 0 | 17600 | 17600 | 0 | 0 | 0 | 0 | 0 | 0 | 20000 | 20000
| Note | Note Details
3.14.59 | - | Water Heater including all pipework, interconnections, valves, drains, electrical connections, fixing in position complete all in accordance with the drawings and specification ( Refer to Specefication Section 22 33 00)
| Item Code | Description | Item Remarks | Unit of Measurement | Quantity/Base Price |  | Unit Price/Discount % | Total | Unit Price/Discount % | Total | Unit Price/Discount % | Total | Unit Price/Discount % | Total | Unit Price/Discount % | Total | Unit Price/Discount % | Total | Unit Price/Discount % | Total | Unit Price/Discount % | Total | Unit Price/Discount % | Total | Unit Price/Discount % | Total
3.14.60 | B12.1.2.6 | (*) Elecric Water Heater |  | No | 65 |  | 1267 | 82355 | 0 | 0 | 495 | 32175 | 0 | 0 | 0 | 0 | 0 | 0 | 650 | 42250
| Note | Note Details
3.14.61 | - | Piping Network
| Item Code | Description | Item Remarks | Unit of Measurement | Quantity/Base Price |  | Unit Price/Discount % | Total | Unit Price/Discount % | Total | Unit Price/Discount % | Total | Unit Price/Discount % | Total | Unit Price/Discount % | Total | Unit Price/Discount % | Total | Unit Price/Discount % | Total | Unit Price/Discount % | Total | Unit Price/Discount % | Total | Unit Price/Discount % | Total
3.14.62 | B12.1.2.7 | (*) Interconnecting pipework between pumpset and water storage tank including foot valve, strainer, isolating valves, all associated fittings, accessories, and fixing in position, complete all in accordance with the drawings and specification ( Refer to Specefication Section 22 10 00). |  | Item | 1 |  | 21250 | 21250 | 0 | 0 | 2750 | 2750 | 0 | 0 | 0 | 0 | 0 | 0 | 7500 | 7500
| Note | Note Details
3.14.63 | - | Cold water distribution pipework, including hangers / supports, expansion joints, insulation and cladding, all associated fittings, water hammer arrestor, vent and accessories, fixing in position, complete all in accordance with the drawings and specification.( Refer to Specefication Section 22 00 20).
| Item Code | Description | Item Remarks | Unit of Measurement | Quantity/Base Price |  | Unit Price/Discount % | Total | Unit Price/Discount % | Total | Unit Price/Discount % | Total | Unit Price/Discount % | Total | Unit Price/Discount % | Total | Unit Price/Discount % | Total | Unit Price/Discount % | Total | Unit Price/Discount % | Total | Unit Price/Discount % | Total | Unit Price/Discount % | Total
3.14.64 | B12.1.2.7 | (*) Pipe Ø15mm |  | m | 400 |  | 38 | 15200 | 0 | 0 | 27.5 | 11000 | 0 | 0 | 0 | 0 | 0 | 0 | 35 | 14000
3.14.65 | B12.1.2.8 | (*) Pipe Ø20mm |  | m | 350 |  | 43 | 15050 | 0 | 0 | 38.5 | 13475 | 0 | 0 | 0 | 0 | 0 | 0 | 50 | 17500
3.14.66 | B12.1.2.9 | (*) Pipe Ø25mm |  | m | 450 |  | 47 | 21150 | 0 | 0 | 44 | 19800 | 0 | 0 | 0 | 0 | 0 | 0 | 75 | 33750
3.14.67 | B12.1.2.10 | (*) Pipe Ø32mm |  | m | 500 |  | 51 | 25500 | 0 | 0 | 49.5 | 24750 | 0 | 0 | 0 | 0 | 0 | 0 | 85 | 42500
3.14.68 | B12.1.2.11 | (*) Pipe Ø40mm |  | m | 350 |  | 55 | 19250 | 0 | 0 | 60.5 | 21175 | 0 | 0 | 0 | 0 | 0 | 0 | 90 | 31500
3.14.69 | B12.1.2.12 | (*) Pipe Ø50mm |  | m | 300 |  | 72 | 21600 | 0 | 0 | 71.5 | 21450 | 0 | 0 | 0 | 0 | 0 | 0 | 100 | 30000
3.14.70 | B12.1.2.13 | (*) Pipe Ø65mm |  | m | 250 |  | 81 | 20250 | 0 | 0 | 93.5 | 23375 | 0 | 0 | 0 | 0 | 0 | 0 | 110 | 27500
3.14.71 | B12.1.2.14 | (*) Pipe Ø80mm |  | m | 250 |  | 102 | 25500 | 0 | 0 | 104.5 | 26125 | 0 | 0 | 0 | 0 | 0 | 0 | 120 | 30000
| Note | Note Details
3.14.72 | - | Hot water distribution pipework, including hangers / supports, expansion joints, insulation and cladding, all associated fittings, water hammer arrestor, vent and accessories, fixing in position, complete all in accordance with the drawings and specification.( Refer to Specefication Section 22 00 20).
| Item Code | Description | Item Remarks | Unit of Measurement | Quantity/Base Price |  | Unit Price/Discount % | Total | Unit Price/Discount % | Total | Unit Price/Discount % | Total | Unit Price/Discount % | Total | Unit Price/Discount % | Total | Unit Price/Discount % | Total | Unit Price/Discount % | Total | Unit Price/Discount % | Total | Unit Price/Discount % | Total | Unit Price/Discount % | Total
3.14.73 | B12.1.2.15 | (*) Pipe Ø15mm |  | m | 300 |  | 47 | 14100 | 0 | 0 | 27.5 | 8250 | 0 | 0 | 0 | 0 | 0 | 0 | 35 | 10500
3.14.74 | B12.1.2.16 | (*) Pipe Ø20mm |  | m | 300 |  | 51 | 15300 | 0 | 0 | 38.5 | 11550 | 0 | 0 | 0 | 0 | 0 | 0 | 50 | 15000
3.14.75 | B12.1.2.17 | (*) Pipe Ø25mm |  | m | 400 |  | 55 | 22000 | 0 | 0 | 44 | 17600 | 0 | 0 | 0 | 0 | 0 | 0 | 75 | 30000
| Note | Note Details
3.14.76 | - | Plumbing Ancillaries
| Item Code | Description | Item Remarks | Unit of Measurement | Quantity/Base Price |  | Unit Price/Discount % | Total | Unit Price/Discount % | Total | Unit Price/Discount % | Total | Unit Price/Discount % | Total | Unit Price/Discount % | Total | Unit Price/Discount % | Total | Unit Price/Discount % | Total | Unit Price/Discount % | Total | Unit Price/Discount % | Total | Unit Price/Discount % | Total
3.14.77 | B12.1.2.18 | (*) Isolation valves, pressure reducing valves, non-return valves, strainers, air vents, tabs, drain cocks, pressure gauges, instruments and all other related accessories to complete the installation, all in accordance with the drawings and specification. ( Refer to Specefication Section 22 00 20). |  | Item | 1 |  | 178500 | 178500 | 0 | 0 | 24200 | 24200 | 0 | 0 | 0 | 0 | 0 | 0 | 25000 | 25000
3.14.78 | B12.1.2.19 | (*) High level / low level and pump trip alarm including electrical connections, all related accessories, complete all in accordance with the drawings and specification ( Refer to Specefication Section 22 11 23). |  | Item | 1 |  | 4250 | 4250 | 0 | 0 | 2200 | 2200 | 0 | 0 | 0 | 0 | 0 | 0 | 3500 | 3500
3.14.79 | B12.1.2.20 | (*) Low level pump cutout including electrical connections, all related accessories, complete all in accordance with the drawings and specification. ( Refer to Specefication Section 22 11 23). |  | Item | 1 |  | 4250 | 4250 | 0 | 0 | 2200 | 2200 | 0 | 0 | 0 | 0 | 0 | 0 | 2500 | 2500
3.14.80 | B12.1.2.21 | (*) Sealed access covers to under ground water storage tank complete all in accordance with the drawings and specification ( Refer to Specefication Section 22 13 00). |  | Item | 1 |  | 4250 | 4250 | 0 | 0 | 0 | 0 | 0 | 0 | 0 | 0 | 0 | 0 | 3000 | 3000
3.14.81 | B12.1.2.22 | (*) Water meter connected with BMS complete all in accordance with the drawings and specification ( Refer to Specefication Section 25 00 00). |  | No | 7 |  | 1360 | 9520 | 0 | 0 | 2750 | 19250 | 0 | 0 | 0 | 0 | 0 | 0 | 5000 | 35000
| Note | Note Details
3.14.82 | - | Sundries
| Item Code | Description | Item Remarks | Unit of Measurement | Quantity/Base Price |  | Unit Price/Discount % | Total | Unit Price/Discount % | Total | Unit Price/Discount % | Total | Unit Price/Discount % | Total | Unit Price/Discount % | Total | Unit Price/Discount % | Total | Unit Price/Discount % | Total | Unit Price/Discount % | Total | Unit Price/Discount % | Total | Unit Price/Discount % | Total
3.14.83 | B12.1.2.23 | (*) Allow for submittals, samples, shop drawings, inspecting, as built drawings, etc. |  | Item | 1 |  | 6800 | 6800 | 0 | 0 | 0 | 0 | 0 | 0 | 0 | 0 | 0 | 0 | 1000 | 1000
3.14.84 | B12.1.2.24 | (*) Allow for painting and identification |  | Item | 1 |  | 1700 | 1700 | 0 | 0 | 0 | 0 | 0 | 0 | 0 | 0 | 0 | 0 | 1000 | 1000
3.14.85 | B12.1.2.25 | (*) Allow for builder's work including all sleeves, fire resistant sealant, etc. |  | Item | 1 |  | 12750 | 12750 | 0 | 0 | 0 | 0 | 0 | 0 | 0 | 0 | 0 | 0 | 1000 | 1000
3.14.86 | B12.1.2.26 | (*) Allow for testing and commissioning |  | Item | 1 |  | 4250 | 4250 | 0 | 0 | 0 | 0 | 0 | 0 | 0 | 0 | 0 | 0 | 1000 | 1000
| Note | Note Details
3.14.87 | - | 12.1.3- Drainage Installation
| Item Code | Description | Item Remarks | Unit of Measurement | Quantity/Base Price |  | Unit Price/Discount % | Total | Unit Price/Discount % | Total | Unit Price/Discount % | Total | Unit Price/Discount % | Total | Unit Price/Discount % | Total | Unit Price/Discount % | Total | Unit Price/Discount % | Total | Unit Price/Discount % | Total | Unit Price/Discount % | Total | Unit Price/Discount % | Total
3.14.88 | B12.1.3.1 | (*) Gully trap including excavation, backfilling, concrete, waterproofing, cover and frame, complete all in accordance with the drawings and specification.( Refer to Specefication Section 22 05 73). |  | No | 28 |  | 1785 | 49980 | 0 | 0 | 495 | 13860 | 0 | 0 | 0 | 0 | 0 | 0 | 3500 | 98000
| Note | Note Details
3.14.89 | - | Drainage Ancillaries, including all necessary fittings, supports, accessories and fixing in position complete all in accordance with the drawings and specification .( Refer to Specefication Section 22 13 19).
| Item Code | Description | Item Remarks | Unit of Measurement | Quantity/Base Price |  | Unit Price/Discount % | Total | Unit Price/Discount % | Total | Unit Price/Discount % | Total | Unit Price/Discount % | Total | Unit Price/Discount % | Total | Unit Price/Discount % | Total | Unit Price/Discount % | Total | Unit Price/Discount % | Total | Unit Price/Discount % | Total | Unit Price/Discount % | Total
3.14.90 | B12.1.3.3 | (*) FD ( Floor Drain ) |  | No | 132 |  | 684 | 90288 | 0 | 0 | 242 | 31944 | 0 | 0 | 0 | 0 | 0 | 0 | 500 | 66000
3.14.91 | B12.1.3.4 | (*) FCO ( Floor Clean Out ) |  | No | 28 |  | 672 | 18816 | 0 | 0 | 198 | 5544 | 0 | 0 | 0 | 0 | 0 | 0 | 300 | 8400
3.14.92 | B12.1.3.5 | (*) RWO ( Rain Water Outlet Center type) |  | No | 57 |  | 833 | 47481 | 0 | 0 | 1045 | 59565 | 0 | 0 | 0 | 0 | 0 | 0 | 400 | 22800
| Note | Note Details
3.14.93 | - | Drainage Piping Network
3.14.94 | - | Waste, soil, vent, drain pipework including all necessary fittings, supports, accessories, and fixing in position, complete all in accordance with the drawing and specification ( Refer to Specefication Section 22 13 19 )
| Item Code | Description | Item Remarks | Unit of Measurement | Quantity/Base Price |  | Unit Price/Discount % | Total | Unit Price/Discount % | Total | Unit Price/Discount % | Total | Unit Price/Discount % | Total | Unit Price/Discount % | Total | Unit Price/Discount % | Total | Unit Price/Discount % | Total | Unit Price/Discount % | Total | Unit Price/Discount % | Total | Unit Price/Discount % | Total
3.14.95 | B12.1.3.6 | (*) Pipe Ø40mm |  | m | 500 |  | 72 | 36000 | 0 | 0 | 71.5 | 35750 | 0 | 0 | 0 | 0 | 0 | 0 | 30 | 15000
3.14.96 | B12.1.3.7 | (*) Pipe Ø75mm |  | m | 825 |  | 128 | 105600 | 0 | 0 | 115.5 | 95287.5 | 0 | 0 | 0 | 0 | 0 | 0 | 50 | 41250
3.14.97 | B12.1.3.8 | (*) Pipe Ø100mm |  | m | 900 |  | 136 | 122400 | 0 | 0 | 132 | 118800 | 0 | 0 | 0 | 0 | 0 | 0 | 75 | 67500
| Note | Note Details
3.14.98 | - | Condensate drain pipework including all necessary fittings, supports, accessories, and fixing in position, complete all in accordance with the drawings and specification ( Refer to Specefication Section 22 00 20 )
| Item Code | Description | Item Remarks | Unit of Measurement | Quantity/Base Price |  | Unit Price/Discount % | Total | Unit Price/Discount % | Total | Unit Price/Discount % | Total | Unit Price/Discount % | Total | Unit Price/Discount % | Total | Unit Price/Discount % | Total | Unit Price/Discount % | Total | Unit Price/Discount % | Total | Unit Price/Discount % | Total | Unit Price/Discount % | Total
3.14.99 | B12.1.3.9 | (*) Pipe Ø25mm |  | m | 200 |  | 30 | 6000 | 0 | 0 | 38.5 | 7700 | 0 | 0 | 0 | 0 | 0 | 0 | 25 | 5000
3.14.100 | B12.1.3.10 | (*) Pipe Ø32mm |  | m | 180 |  | 34 | 6120 | 0 | 0 | 49.5 | 8910 | 0 | 0 | 0 | 0 | 0 | 0 | 30 | 5400
3.14.101 | B12.1.3.11 | (*) Pipe Ø40mm |  | m | 150 |  | 51 | 7650 | 0 | 0 | 60.5 | 9075 | 0 | 0 | 0 | 0 | 0 | 0 | 35 | 5250
3.14.102 | B12.1.3.12 | (*) Pipe Ø50mm |  | m | 100 |  | 60 | 6000 | 0 | 0 | 71.5 | 7150 | 0 | 0 | 0 | 0 | 0 | 0 | 40 | 4000
| Note | Note Details
3.14.103 | - | Rain water drain pipework including all necessary fittings, supports, accessories, and fixing in position, complete all in accordance with the drawings and specification. ( Refer to Specefication Section 22 14 23 )
| Item Code | Description | Item Remarks | Unit of Measurement | Quantity/Base Price |  | Unit Price/Discount % | Total | Unit Price/Discount % | Total | Unit Price/Discount % | Total | Unit Price/Discount % | Total | Unit Price/Discount % | Total | Unit Price/Discount % | Total | Unit Price/Discount % | Total | Unit Price/Discount % | Total | Unit Price/Discount % | Total | Unit Price/Discount % | Total
3.14.104 | B12.1.3.13 | (*) Pipe Ø100mm |  | m | 650 |  | 119 | 77350 | 0 | 0 | 115.5 | 75075 | 0 | 0 | 0 | 0 | 0 | 0 | 90 | 58500
| Note | Note Details
3.14.105 | - | Sundries
| Item Code | Description | Item Remarks | Unit of Measurement | Quantity/Base Price |  | Unit Price/Discount % | Total | Unit Price/Discount % | Total | Unit Price/Discount % | Total | Unit Price/Discount % | Total | Unit Price/Discount % | Total | Unit Price/Discount % | Total | Unit Price/Discount % | Total | Unit Price/Discount % | Total | Unit Price/Discount % | Total | Unit Price/Discount % | Total
3.14.106 | B12.1.3.14 | (*) Allow for connection to Municipality manhole including breaking into same, provision of pipelines and the like, making good to the Engineer's approval |  | Item | 1 |  | 12750 | 12750 | 0 | 0 | 1650 | 1650 | 0 | 0 | 0 | 0 | 0 | 0 | 25000 | 25000
3.14.107 | B12.1.3.15 | (*) Allow for testing entire drainage system to the Engineer's approval. |  | Item | 1 |  | 2250 | 2250 | 0 | 0 | 1320 | 1320 | 0 | 0 | 0 | 0 | 0 | 0 | 1000 | 1000
3.14.108 | B12.1.3.16 | (*) Allow for submittals, samples, shop drawings, inspecting, as built drawings, etc. |  | Item | 1 |  | 1913 | 1913 | 0 | 0 | 0 | 0 | 0 | 0 | 0 | 0 | 0 | 0 | 1000 | 1000
3.14.109 | B12.1.3.17 | (*) Allow for painting and identification |  | Item | 1 |  | 1626 | 1626 | 0 | 0 | 0 | 0 | 0 | 0 | 0 | 0 | 0 | 0 | 1000 | 1000
3.14.110 | B12.1.3.18 | (*) Allow for builder's work including sleeves, fire resistant sealant etc. |  | Item | 1 |  | 12750 | 12750 | 0 | 0 | 0 | 0 | 0 | 0 | 0 | 0 | 0 | 0 | 1000 | 1000
3.14.111 | B12.1.3.19 | (*) Allow for maintenance of the complete drainage installation as specified |  | Item | 1 |  | 4250 | 4250 | 0 | 0 | 0 | 0 | 0 | 0 | 0 | 0 | 0 | 0 | 1000 | 1000
| Note | Note Details
3.14.112 | - | 12.1.4 Fire Fighting Installation
3.14.113 | - | Fire Fighting Pumps Station Fire Fighting Pumps on skid with 1 no. Electrical operated main Pump, 1 no. Diesel operated main Pump and Jockey Pump including diesel engine, electric motors, cabling, water / diesel /exhaust pipework, instrumentation, membrane tank and all necessary accessories, fixing in position test line with flow meter after pump, complete all in accordance with the drawings and specification ( Refer to Specefication Section 21 30 00 )
| Item Code | Description | Item Remarks | Unit of Measurement | Quantity/Base Price |  | Unit Price/Discount % | Total | Unit Price/Discount % | Total | Unit Price/Discount % | Total | Unit Price/Discount % | Total | Unit Price/Discount % | Total | Unit Price/Discount % | Total | Unit Price/Discount % | Total | Unit Price/Discount % | Total | Unit Price/Discount % | Total | Unit Price/Discount % | Total
3.14.114 | B12.1.4.1 | (*) Electrical Pump: |  | Item | 1 |  | 153000 | 153000 | 0 | 0 | 181500 | 181500 | 0 | 0 | 0 | 0 | 0 | 0 | 100000 | 100000
3.14.115 | B12.1.4.2 | (*) Diesel Pump: |  | Item | 1 |  | 153000 | 153000 | 0 | 0 | 121000 | 121000 | 0 | 0 | 0 | 0 | 0 | 0 | 250000 | 250000
3.14.116 | B12.1.4.3 | (*) Jockey Pump: |  | Item | 1 |  | 68000 | 68000 | 0 | 0 | 11000 | 11000 | 0 | 0 | 0 | 0 | 0 | 0 | 75000 | 75000
3.14.117 | B12.1.4.4 | (*) Fire Alarm Valve with water tubing gong including all necessary fittings and accessories required for completion of the work, complete all in accordance with the drawings and specification ( Refer to Specefication Section 21 10 00 ) |  | No | 3 |  | 4250 | 12750 | 0 | 0 | 1320 | 3960 | 0 | 0 | 0 | 0 | 0 | 0 | 2500 | 7500
| Note | Note Details
3.14.118 | - | Sprinkler System
3.14.119 | - | Sprinkler Head with all necessary fittings and accessories required for completion of the work, complete all in accordance with the drawings and specification.( Refer to Specefication Section 21 13 13 )
| Item Code | Description | Item Remarks | Unit of Measurement | Quantity/Base Price |  | Unit Price/Discount % | Total | Unit Price/Discount % | Total | Unit Price/Discount % | Total | Unit Price/Discount % | Total | Unit Price/Discount % | Total | Unit Price/Discount % | Total | Unit Price/Discount % | Total | Unit Price/Discount % | Total | Unit Price/Discount % | Total | Unit Price/Discount % | Total
3.14.120 | B12.1.4.5 | (*) Upright type / Pendant type |  | No | 1229 |  | 128 | 157312 | 0 | 0 | 275 | 337975 | 0 | 0 | 0 | 0 | 0 | 0 | 25 | 30725
3.14.121 | B12.1.4.6 | (*) Double Extended Sidewall Sprinkler Head |  | No | 66 |  | 170 | 11220 | 0 | 0 | 275 | 18150 | 0 | 0 | 0 | 0 | 0 | 0 | 50 | 3300
| Note | Note Details
3.14.122 | - | Sprinklers Pipework
3.14.123 | - | Sprinklers Pipework, installed, jointed, and tested, with pipe hangers, expansion joints, supports, sleeves, fittings, valves and all accessories, fixing in position, hydrostatically tested, complete all in accordance with the drawings and specification ( Refer to Specefication Section 21 13 13 )
| Item Code | Description | Item Remarks | Unit of Measurement | Quantity/Base Price |  | Unit Price/Discount % | Total | Unit Price/Discount % | Total | Unit Price/Discount % | Total | Unit Price/Discount % | Total | Unit Price/Discount % | Total | Unit Price/Discount % | Total | Unit Price/Discount % | Total | Unit Price/Discount % | Total | Unit Price/Discount % | Total | Unit Price/Discount % | Total
3.14.124 | B12.1.4.7 | (*) Pipe Ø25 mm |  | m | 2000 |  | 81 | 162000 | 0 | 0 | 33 | 66000 | 0 | 0 | 0 | 0 | 0 | 0 | 50 | 100000
3.14.125 | B12.1.4.8 | (*) Pipe Ø32mm |  | m | 1500 |  | 94 | 141000 | 0 | 0 | 38.5 | 57750 | 0 | 0 | 0 | 0 | 0 | 0 | 65 | 97500
3.14.126 | B12.1.4.9 | (*) Pipe Ø40mm |  | m | 1300 |  | 102 | 132600 | 0 | 0 | 55 | 71500 | 0 | 0 | 0 | 0 | 0 | 0 | 85 | 110500
3.14.127 | B12.1.4.10 | (*) Pipe Ø50mm |  | m | 600 |  | 119 | 71400 | 0 | 0 | 71.5 | 42900 | 0 | 0 | 0 | 0 | 0 | 0 | 100 | 60000
3.14.128 | B12.1.4.11 | (*) Pipe Ø65mm |  | m | 550 |  | 128 | 70400 | 0 | 0 | 82.5 | 45375 | 0 | 0 | 0 | 0 | 0 | 0 | 110 | 60500
3.14.129 | B12.1.4.12 | (*) Pipe Ø80mm |  | m | 150 |  | 153 | 22950 | 0 | 0 | 93.5 | 14025 | 0 | 0 | 0 | 0 | 0 | 0 | 120 | 18000
3.14.130 | B12.1.4.13 | (*) Pipe Ø100mm |  | m | 250 |  | 170 | 42500 | 0 | 0 | 132 | 33000 | 0 | 0 | 0 | 0 | 0 | 0 | 135 | 33750
3.14.131 | B12.1.4.14 | (*) Pipe Ø200mm |  | m | 50 |  | 196 | 9800 | 0 | 0 | 264 | 13200 | 0 | 0 | 0 | 0 | 0 | 0 | 250 | 12500
| Note | Note Details
3.14.132 | - | Zone Control
| Item Code | Description | Item Remarks | Unit of Measurement | Quantity/Base Price |  | Unit Price/Discount % | Total | Unit Price/Discount % | Total | Unit Price/Discount % | Total | Unit Price/Discount % | Total | Unit Price/Discount % | Total | Unit Price/Discount % | Total | Unit Price/Discount % | Total | Unit Price/Discount % | Total | Unit Price/Discount % | Total | Unit Price/Discount % | Total
3.14.133 | B12.1.4.15 | (*) Zone Control Valve Station with all necessary fittings and accessories required for completion of the work, complete all in accordance with the drawings and specification.( Refer to Specefication Section 21 05 23 ) |  | No | 6 |  | 6800 | 40800 | 0 | 0 | 2420 | 14520 | 0 | 0 | 0 | 0 | 0 | 0 | 4500 | 27000
| Note | Note Details
3.14.134 | - | Wet/Dry risers pipework installed, jointed, tested,with pipe hangers, expansion joints, supports, sleeves, fittings, valves and all accessories, fixing in position, hydrostatically tested, complete all in accordance with the drawings and specification.( Refer to Specefication Section 21 12 00 )
| Item Code | Description | Item Remarks | Unit of Measurement | Quantity/Base Price |  | Unit Price/Discount % | Total | Unit Price/Discount % | Total | Unit Price/Discount % | Total | Unit Price/Discount % | Total | Unit Price/Discount % | Total | Unit Price/Discount % | Total | Unit Price/Discount % | Total | Unit Price/Discount % | Total | Unit Price/Discount % | Total | Unit Price/Discount % | Total
3.14.135 | B12.1.4.16 | (*) Pipe Ø25mm |  | m | 1200 |  | 81 | 97200 | 0 | 0 | 33 | 39600 | 0 | 0 | 0 | 0 | 0 | 0 | 50 | 60000
3.14.136 | B12.1.4.17 | (*) Pipe Ø40mm |  | m | 700 |  | 102 | 71400 | 0 | 0 | 55 | 38500 | 0 | 0 | 0 | 0 | 0 | 0 | 85 | 59500
3.14.137 | B12.1.4.18 | (*) Pipe Ø65mm |  | m | 200 |  | 128 | 25600 | 0 | 0 | 82.5 | 16500 | 0 | 0 | 0 | 0 | 0 | 0 | 110 | 22000
3.14.138 | B12.1.4.19 | (*) Pipe Ø80mm |  | m | 225 |  | 153 | 34425 | 0 | 0 | 93.5 | 21037.5 | 0 | 0 | 0 | 0 | 0 | 0 | 120 | 27000
3.14.139 | B12.1.4.20 | (*) Pipe Ø100mm |  | m | 200 |  | 170 | 34000 | 0 | 0 | 132 | 26400 | 0 | 0 | 0 | 0 | 0 | 0 | 135 | 27000
| Note | Note Details
3.14.140 | - | Fire Hose Cabinet
| Item Code | Description | Item Remarks | Unit of Measurement | Quantity/Base Price |  | Unit Price/Discount % | Total | Unit Price/Discount % | Total | Unit Price/Discount % | Total | Unit Price/Discount % | Total | Unit Price/Discount % | Total | Unit Price/Discount % | Total | Unit Price/Discount % | Total | Unit Price/Discount % | Total | Unit Price/Discount % | Total | Unit Price/Discount % | Total
3.14.141 | B12.1.4.21 | (*) Fire hose cabinet including hose reel, canvas hose, landing valve with built-in pressure restricting device, dry powder & CO2 fire extinguisher, valves, fittings and accessories required for completion of the work, fixing in position complete all in accordance with the drawings and specification.( Refer to Specefication Section 21 10 00 ) |  | No | 15 |  | 17000 | 255000 | 0 | 0 | 3740 | 56100 | 0 | 0 | 0 | 0 | 0 | 0 | 4500 | 67500
3.14.142 | B12.1.4.22 | (*) Landing valve with weather proof cabinet including all accessories required for completion of the work, fixing in position complete all in accordance with the drawings and specification. |  | No | 4 |  | 8500 | 34000 | 0 | 0 | 2860 | 11440 | 0 | 0 | 0 | 0 | 0 | 0 | 2000 | 8000
3.14.143 | B12.1.4.23 | (*) Clean agent system for server room with piping installed, jointed, tested, hangers, expansion joints, supports, fittings, valves, controls and all accessories, fixing in position, complete all in accordance with the drawings and specification ( Refer to Specefication Section 21 22 00 ) |  | Item | 3 |  | 55250 | 165750 | 0 | 0 | 17600 | 52800 | 0 | 0 | 0 | 0 | 0 | 0 | 55000 | 165000
| Note | Note Details
3.14.144 | - | Breaching Inlet connection for wet riser and sprinkler, consisting of inlets and NRV, housed with flush cabinet to Architect / Civil Defense approval, complete all in accordance with the drawings and specification.
3.14.145 | - | Portable Fire Extinguisher, carbon dioxide type, pressure tested, seamless construction, with pull in squeeze handle, double braided hose, discharge horn, installed with tagging and accessories, complete all in accordance with the drawings and specification. ( Refer to Specefication Section 21 10 00).
| Item Code | Description | Item Remarks | Unit of Measurement | Quantity/Base Price |  | Unit Price/Discount % | Total | Unit Price/Discount % | Total | Unit Price/Discount % | Total | Unit Price/Discount % | Total | Unit Price/Discount % | Total | Unit Price/Discount % | Total | Unit Price/Discount % | Total | Unit Price/Discount % | Total | Unit Price/Discount % | Total | Unit Price/Discount % | Total
3.14.146 | B12.1.4.25 | (*) CO² Portable fire extinguisher |  | No | 48 |  | 383 | 18384 | 0 | 0 | 242 | 11616 | 0 | 0 | 0 | 0 | 0 | 0 | 250 | 12000
3.14.147 | B12.1.4.26 | (*) 5 kg Clean Agent Portable fire extinguisher |  | No | 12 |  | 1275 | 15300 | 0 | 0 | 242 | 2904 | 0 | 0 | 0 | 0 | 0 | 0 | 250 | 3000
3.14.148 | B12.1.4.27 | (*) 5 kg Dry Powder Portable fire extinguisher |  | No | 35 |  | 340 | 11900 | 0 | 0 | 242 | 8470 | 0 | 0 | 0 | 0 | 0 | 0 | 250 | 8750
3.14.149 | B12.1.4.28 | (*) Control panels (for fire fighting pumps) including control wiring, electrical wiring and connections, complete in all respects ready to operate, all in accordance with the drawings and specification. ( Refer to Specefication Section 21 23 00). |  | Item | 1 |  | 8500 | 8500 | 0 | 0 | 1650 | 1650 | 0 | 0 | 0 | 0 | 0 | 0 | 7500 | 7500
| Note | Note Details
3.14.150 | - | Ancillaries
| Item Code | Description | Item Remarks | Unit of Measurement | Quantity/Base Price |  | Unit Price/Discount % | Total | Unit Price/Discount % | Total | Unit Price/Discount % | Total | Unit Price/Discount % | Total | Unit Price/Discount % | Total | Unit Price/Discount % | Total | Unit Price/Discount % | Total | Unit Price/Discount % | Total | Unit Price/Discount % | Total | Unit Price/Discount % | Total
3.14.151 | B12.1.4.28 | (*) Flow test orifice plate and Meter associated with all related pipework, complete all in accordance with the drawings and specification |  | No | 1 |  | 8500 | 8500 | 0 | 0 | 1650 | 1650 | 0 | 0 | 0 | 0 | 0 | 0 | 7500 | 7500
3.14.152 | B12.1.4.29 | (*) Flow Meter associated with all related pipework, complete all in accordance with the drawings and specification. |  | No | 1 |  | 12750 | 12750 | 0 | 0 | 2200 | 2200 | 0 | 0 | 0 | 0 | 0 | 0 | 5000 | 5000
| Note | Note Details
3.14.153 | - | Sundries
| Item Code | Description | Item Remarks | Unit of Measurement | Quantity/Base Price |  | Unit Price/Discount % | Total | Unit Price/Discount % | Total | Unit Price/Discount % | Total | Unit Price/Discount % | Total | Unit Price/Discount % | Total | Unit Price/Discount % | Total | Unit Price/Discount % | Total | Unit Price/Discount % | Total | Unit Price/Discount % | Total | Unit Price/Discount % | Total
3.14.154 | B12.1.4.30 | (*) Allow for certificate from manufacturer for handing over the system |  | Item | 1 |  | 1275 | 1275 | 0 | 0 | 1650 | 1650 | 0 | 0 | 0 | 0 | 0 | 0 | 1000 | 1000
3.14.155 | B12.1.4.31 | (*) Allow for builders work in connection with fire fighting installation including all sleeves, fire resistant sealant etc. |  | Item | 1 |  | 10000 | 10000 | 0 | 0 | 110000 | 110000 | 0 | 0 | 0 | 0 | 0 | 0 | 1000 | 1000
3.14.156 | B12.1.4.32 | (*) Test the whole of the fire fighting installation at completion in the presence of the Engineer, repeat test as may be required and leave in perfect order and to the satisfaction of the Engineer and Local Authority |  | Item | 1 |  | 4250 | 4250 | 0 | 0 | 0 | 0 | 0 | 0 | 0 | 0 | 0 | 0 | 1000 | 1000
3.14.157 | B12.1.4.33 | (*) Allow for submittal, samples, shop drawings, inspecting, as built drawings, etc |  | Item | 1 |  | 8500 | 8500 | 0 | 0 | 0 | 0 | 0 | 0 | 0 | 0 | 0 | 0 | 1000 | 1000
| Note | Note Details
3.14.158 | - | 12.1.5 Irrigation System Installation
3.14.159 | - | Irrigation Pump Set (1 Duty / 1 Stand by)
3.14.160 | - | Irrigation Solenoid Valves Control Panel
3.14.161 | - | GRP Water Tank for Irrigation
3.14.162 | - | 12.1.6 Building Management System
| Item Code | Description | Item Remarks | Unit of Measurement | Quantity/Base Price |  | Unit Price/Discount % | Total | Unit Price/Discount % | Total | Unit Price/Discount % | Total | Unit Price/Discount % | Total | Unit Price/Discount % | Total | Unit Price/Discount % | Total | Unit Price/Discount % | Total | Unit Price/Discount % | Total | Unit Price/Discount % | Total | Unit Price/Discount % | Total
3.14.163 | B12.1.6.1 | (*) Supply, install, test and commission of building management system including work station, all related equipments, wiring / cabling, interfacing, all components and accessories required to complete the installation, complete all in accordance with the drawings and specifications. |  | Item | 1 |  | 700000 | 700000 | 0 | 0 | 616000 | 616000 | 0 | 0 | 0 | 0 | 0 | 0 | 500000 | 500000
| Note | Note Details
3.14.164 | - | 12.1.7 Swimming Pool
3.14.165 | - | Hydraulic Automatic Swimming Pool System
| Item Code | Description | Item Remarks | Unit of Measurement | Quantity/Base Price |  | Unit Price/Discount % | Total | Unit Price/Discount % | Total | Unit Price/Discount % | Total | Unit Price/Discount % | Total | Unit Price/Discount % | Total | Unit Price/Discount % | Total | Unit Price/Discount % | Total | Unit Price/Discount % | Total | Unit Price/Discount % | Total | Unit Price/Discount % | Total
3.14.166 | B12.1.7.1 | (*) 48" Regenerative 316 ELC Stainless Steel Filter with Automatic Bump Mechanism |  | No | 1 |  | 350000 | 350000 | 4611000 | 4611000 | 1996500 | 1996500 | 0 | 0 | 0 | 0 | 0 | 0 | 100000 | 100000
3.14.167 | B12.1.7.2 | (*) "Filter Feed Backwash Pumps, With Built-in Basket Strainer (1 No. Duty/1 no. Standby) " |  | No | 2 |  | 29750 | 59500 | 0 | 0 | 0 | 0 | 0 | 0 | 0 | 0 | 0 | 0 | 75000 | 150000
3.14.168 | B12.1.7.3 | (*) Heat/cool Re-circulation Pumps, With Built-in Basket Strainer, (1 No. Duty/1 no. Standby) |  | No | 2 |  | 21250 | 42500 | 0 | 0 | 0 | 0 | 0 | 0 | 0 | 0 | 0 | 0 | 75000 | 150000
3.14.169 | B12.1.7.4 | (*) Automatic Ph/Chlorine Digital Dosing, Monitoring & Controlling System |  | No | 1 |  | 51000 | 51000 | 0 | 0 | 0 | 0 | 0 | 0 | 0 | 0 | 0 | 0 | 50000 | 50000
3.14.170 | B12.1.7.5 | (*) Digital Chemical Dosing Pump |  | No | 6 |  | 8500 | 51000 | 0 | 0 | 0 | 0 | 0 | 0 | 0 | 0 | 0 | 0 | 30000 | 180000
3.14.171 | B12.1.7.6 | (*) Chemical Tanks 500 L Capacity |  | No | 2 |  | 35000 | 70000 | 0 | 0 | 0 | 0 | 0 | 0 | 0 | 0 | 0 | 0 | 10000 | 20000
3.14.172 | B12.1.7.7 | (*) Heat/Cool Pump, Heating Capacity 140 kw & Cooling Capacity 95.2 kw |  | No | 2 |  | 35000 | 70000 | 0 | 0 | 0 | 0 | 0 | 0 | 0 | 0 | 0 | 0 | 40000 | 80000
3.14.173 | B12.1.7.8 | (*) Ultraviolet Sterilizer SS316 With Automatic Wiper Mechanism |  | No | 1 |  | 8500 | 8500 | 0 | 0 | 0 | 0 | 0 | 0 | 0 | 0 | 0 | 0 | 100000 | 100000
3.14.174 | B12.1.7.9 | (*) Low Voltage Safety Transformer (Dust, Air, And Water Proof Type) |  | No | 20 |  | 1275 | 25500 | 0 | 0 | 0 | 0 | 0 | 0 | 0 | 0 | 0 | 0 | 1500 | 30000
3.14.175 | B12.1.7.10 | (*) 316 Stainless Steel Anti-Entrapment Main Drain 28" x 28" , Plate Thickness 12.0 Gauge. |  | No | 5 |  | 2125 | 10625 | 0 | 0 | 0 | 0 | 0 | 0 | 0 | 0 | 0 | 0 | 5500 | 27500
3.14.176 | B12.1.7.11 | (*) 316 Stainless Steel Adjustable Return Wall Inlet Fittings |  | No | 26 |  | 1275 | 33150 | 0 | 0 | 0 | 0 | 0 | 0 | 0 | 0 | 0 | 0 | 7000 | 182000
3.14.177 | B12.1.7.12 | (*) 316 Stainless Steel Vacuum fittings 2 inch |  | No | 3 |  | 850 | 2550 | 0 | 0 | 0 | 0 | 0 | 0 | 0 | 0 | 0 | 0 | 6000 | 18000
3.14.178 | B12.1.7.13 | (*) Bronze Chrome Plated/316 Stainless Steel Overflow Gutter Drain Fittings |  | No | 35 |  | 1700 | 59500 | 0 | 0 | 0 | 0 | 0 | 0 | 0 | 0 | 0 | 0 | 3000 | 105000
3.14.179 | B12.1.7.14 | Stainless Steel Underwater Lights |  | No | 20 |  | 2300 | 46000 | 0 | 0 | 0 | 0 | 0 | 0 | 0 | 0 | 0 | 0 | 2500 | 50000
3.14.180 | B12.1.7.15 | (*) Stainless Steel Niche For Underwater Lights |  | No | 20 |  | 130 | 2600 | 0 | 0 | 0 | 0 | 0 | 0 | 0 | 0 | 0 | 0 | 1500 | 30000
3.14.181 | B12.1.7.16 | (*) Stainless Steel Deck Box |  | No | 20 |  | 200 | 4000 | 0 | 0 | 0 | 0 | 0 | 0 | 0 | 0 | 0 | 0 | 3000 | 60000
3.14.182 | B12.1.7.17 | (*) Stainless Steel Ladder (5 steps) |  | No | 3 |  | 4250 | 12750 | 0 | 0 | 0 | 0 | 0 | 0 | 0 | 0 | 0 | 0 | 7500 | 22500
3.14.183 | B12.1.7.18 | (*) Moveable Floor System |  | Set | 1 |  | 1500000 | 1500000 | 0 | 0 | 0 | 0 | 0 | 0 | 0 | 0 | 0 | 0 | 3445000 | 3445000
3.14.184 | B12.1.7.19 | (*) Automatic fill make-up system complete with automatic water level sensor and controller with backflow preventor |  | Unit | 1 |  | 8500 | 8500 | 0 | 0 | 0 | 0 | 0 | 0 | 0 | 0 | 0 | 0 | 10000 | 10000
3.14.185 | B12.1.7.20 | (*) UPVC interconnecting pipework and fittings between pool body and plant room and inside plant room |  | Item | 1 |  | 250000 | 250000 | 0 | 0 | 0 | 0 | 0 | 0 | 0 | 0 | 0 | 0 | 20000 | 20000
3.14.186 | B12.1.7.21 | (*) Mechanical installation accessories to include butterfly valves, check valves, flexible connector, anti-vibration pads |  | Item | 1 |  | 150000 | 150000 | 0 | 0 | 0 | 0 | 0 | 0 | 0 | 0 | 0 | 0 | 15000 | 15000
3.14.187 | B12.1.7.22 | (*) Central control panel with all associated instrumentation and controls |  | Item | 1 |  | 21250 | 21250 | 0 | 0 | 0 | 0 | 0 | 0 | 0 | 0 | 0 | 0 | 15000 | 15000
3.14.188 | B12.1.7.23 | (*) Fixing accessories to include pipe supports, pipe hangers |  | Item | 1 |  | 30000 | 30000 | 0 | 0 | 0 | 0 | 0 | 0 | 0 | 0 | 0 | 0 | 20000 | 20000
3.14.189 | B12.1.7.24 | (*) Electrical installation to include power and control cables & wires, underwater cabling and equipment cabling etc. |  | Item | 1 |  | 125000 | 125000 | 0 | 0 | 0 | 0 | 0 | 0 | 0 | 0 | 0 | 0 | 10000 | 10000
3.14.190 | B12.1.7.25 | (*) Non-leak flanges for pool body, plant room and balancing |  | Item | 1 |  | 8500 | 8500 | 0 | 0 | 0 | 0 | 0 | 0 | 0 | 0 | 0 | 0 | 10000 | 10000
3.14.191 | B12.1.7.26 | (*) Complete installation of mechanical and electrical and plumbing system |  | Item | 1 |  | 12750 | 12750 | 0 | 0 | 0 | 0 | 0 | 0 | 0 | 0 | 0 | 0 | 20000 | 20000
3.14.192 | B12.1.7.27 | (*) Testing, start-up, commissioning and handing over of all pool system |  | Item | 1 |  | 4250 | 4250 | 0 | 0 | 0 | 0 | 0 | 0 | 0 | 0 | 0 | 0 | 25000 | 25000
3.14.193 | B12.1.7.28 | (*) O & M manuals, as-built drawings, plant room operational instruction board and 7 days operators training |  | Item | 1 |  | 4250 | 4250 | 0 | 0 | 0 | 0 | 0 | 0 | 0 | 0 | 0 | 0 | 10000 | 10000
3.14.194 | B12.1.7.29 | (*) 12 Months warranty from date of initial handing over against design, material and operational defects |  | Item | 1 |  | 4250 | 4250 | 0 | 0 | 0 | 0 | 0 | 0 | 0 | 0 | 0 | 0 | 60000 | 60000
3.14.195 | B12.1.7.30 | (*) Maintenance kit and accessories |  | Item | 1 |  | 8500 | 8500 | 0 | 0 | 0 | 0 | 0 | 0 | 0 | 0 | 0 | 0 | 25000 | 25000
| Note | Note Details
3.14.196 | - | Contractor's Adjustment
| Item Code | Description | Item Remarks | Unit of Measurement | Quantity/Base Price |  | Unit Price/Discount % | Total | Unit Price/Discount % | Total | Unit Price/Discount % | Total | Unit Price/Discount % | Total | Unit Price/Discount % | Total | Unit Price/Discount % | Total | Unit Price/Discount % | Total | Unit Price/Discount % | Total | Unit Price/Discount % | Total | Unit Price/Discount % | Total
3.14.197 | CA-1 | (*) Contractor may price here any items which has been shown in the drawings or any other documents but overlooked or not specifically mentioned inthe schedule of items and is necessary for the satisfactory completion of the Works. Should the Contractor fail to insert any item here, it will be deemed that Lump Sum Contract Price includes all such items and no claims for additional items will be entertained. |  | Item | 1 |  | 0 | 0 | 0 | 0 | 0 | 0 | 0 | 0 | 0 | 0 | 0 | 0 | 0 | 0
| Note | Note Details
3.14.198 | - | Please attach one PDF file to be named "Additional Items for (insert bill no/name & Section No/name)" for the details of these additional items in the additional attachment area at the end of the BOQ.
3.15 BILL NO 012-02 ELECTRICAL ENG. INSTALLATIONS | [7 empty] | 5131548 |  | 0 |  | 4906470.8 |  | 12250000 |  | 7263098 |  | 0 |  | 4047593
| Note | Note Details
3.15.1 | - | 12.2-1 Power Distribution Board (Low Voltage Switchboard ( Refer to Specification Section 26 23 00)
3.15.2 | - | Main Distribution Board
3.15.3 | - | Supply, install, test and commission the following main distribution boards including all necessary circuit breakers and all accessories, complete all in accordance with the drawings and specification.
| Item Code | Description | Item Remarks | Unit of Measurement | Quantity/Base Price |  | Unit Price/Discount % | Total | Unit Price/Discount % | Total | Unit Price/Discount % | Total | Unit Price/Discount % | Total | Unit Price/Discount % | Total | Unit Price/Discount % | Total | Unit Price/Discount % | Total | Unit Price/Discount % | Total | Unit Price/Discount % | Total | Unit Price/Discount % | Total
3.15.4 | B12.2.1.1 | (*) LV-Panel (2500A ). |  | No | 1 |  | 250025 | 250025 | 0 | 0 | 165000 | 165000 | 12250000 | 12250000 | 7263098 | 7263098 | 0 | 0 | 125000 | 125000
3.15.5 | B12.2.1.2 | (*) ATS Panel (300A) |  | No | 1 |  | 21000 | 21000 | 0 | 0 | 71500 | 71500 | 0 | 0 | 0 | 0 | 0 | 0 | 45000 | 45000
| Note | Note Details
3.15.6 | - | Capacitor Bank
3.15.7 | - | Supply, install, test and commission capacitor bank complete all in accordance with the drawings and specification.
| Item Code | Description | Item Remarks | Unit of Measurement | Quantity/Base Price |  | Unit Price/Discount % | Total | Unit Price/Discount % | Total | Unit Price/Discount % | Total | Unit Price/Discount % | Total | Unit Price/Discount % | Total | Unit Price/Discount % | Total | Unit Price/Discount % | Total | Unit Price/Discount % | Total | Unit Price/Discount % | Total | Unit Price/Discount % | Total
3.15.8 | B12.2.1.3 | (*) CB with automatic reactive power regulator 550 KVAr |  | No | 1 |  | 33000 | 33000 | 0 | 0 | 88000 | 88000 | 0 | 0 | 0 | 0 | 0 | 0 | 75000 | 75000
| Note | Note Details
3.15.9 | - | GENERATOR SET
3.15.10 | - | Generator including base, louver, Piping, Valves,Tank,Silencer, Exhaust, accessories complete as shown drawings as specified
| Item Code | Description | Item Remarks | Unit of Measurement | Quantity/Base Price |  | Unit Price/Discount % | Total | Unit Price/Discount % | Total | Unit Price/Discount % | Total | Unit Price/Discount % | Total | Unit Price/Discount % | Total | Unit Price/Discount % | Total | Unit Price/Discount % | Total | Unit Price/Discount % | Total | Unit Price/Discount % | Total | Unit Price/Discount % | Total
3.15.11 | B12.2.1.4 | (*) 230 KVA Prime rated Diesel Generator Set |  | No | 1 |  | 153000 | 153000 | 0 | 0 | 198000 | 198000 | 0 | 0 | 0 | 0 | 0 | 0 | 350000 | 350000
3.15.12 | B12.2.1.5 | (*) Fitting with all accessories as specified |  | Iterm | 1 |  | 21250 | 21250 | 0 | 0 | 16500 | 16500 | 0 | 0 | 0 | 0 | 0 | 0 | 75000 | 75000
| Note | Note Details
3.15.13 | - | Sub main Distribution Board
3.15.14 | - | Supply, install, test and commission the following Sub-main distribution boards including all necessary circuit breakers and all accessories, complete all in accordance with the drawings and specification.
| Item Code | Description | Item Remarks | Unit of Measurement | Quantity/Base Price |  | Unit Price/Discount % | Total | Unit Price/Discount % | Total | Unit Price/Discount % | Total | Unit Price/Discount % | Total | Unit Price/Discount % | Total | Unit Price/Discount % | Total | Unit Price/Discount % | Total | Unit Price/Discount % | Total | Unit Price/Discount % | Total | Unit Price/Discount % | Total
3.15.15 | B12.2.1.6 | (*) SMDB - GF (630A) |  | No | 1 |  | 107100 | 107100 | 0 | 0 | 30800 | 30800 | 0 | 0 | 0 | 0 | 0 | 0 | 12000 | 12000
3.15.16 | B12.2.1.7 | (*) SMDB - FF (400A) |  | No | 1 |  | 10455 | 10455 | 0 | 0 | 24200 | 24200 | 0 | 0 | 0 | 0 | 0 | 0 | 9500 | 9500
3.15.17 | B12.2.1.8 | (*) SMDB - RF(200A) |  | No | 1 |  | 6630 | 6630 | 0 | 0 | 8800 | 8800 | 0 | 0 | 0 | 0 | 0 | 0 | 7500 | 7500
3.15.18 | B12.2.1.9 | (*) SMDB - SS (150A) |  | No | 1 |  | 7650 | 7650 | 0 | 0 | 7150 | 7150 | 0 | 0 | 0 | 0 | 0 | 0 | 5500 | 5500
3.15.19 | B12.2.1.10 | (*) ESMDB-GF (300A) |  | No | 1 |  | 30000 | 30000 | 0 | 0 | 13200 | 13200 | 0 | 0 | 0 | 0 | 0 | 0 | 9500 | 9500
3.15.20 | B12.2.1.11 | (*) SMDB-UPS (160A) |  | No | 1 |  | 6800 | 6800 | 0 | 0 | 9350 | 9350 | 0 | 0 | 0 | 0 | 0 | 0 | 6000 | 6000
3.15.21 | B12.2.1.12 | (*) MCC-CH-001 ( 630 A) |  | No | 1 |  | 252960 | 252960 | 0 | 0 | 27500 | 27500 | 0 | 0 | 0 | 0 | 0 | 0 | 15000 | 15000
3.15.22 | B12.2.1.13 | (*) MCC-CH-002 (630A) |  | No | 1 |  | 263500 | 263500 | 0 | 0 | 27500 | 27500 | 0 | 0 | 0 | 0 | 0 | 0 | 15000 | 15000
| Note | Note Details
3.15.23 | - | Supply, install, test and commission the following control panel including all necessary circuit breakers and all accessories, complete all in accordance with the drawings and specification.
3.15.24 | - | SMDB-GS
| Item Code | Description | Item Remarks | Unit of Measurement | Quantity/Base Price |  | Unit Price/Discount % | Total | Unit Price/Discount % | Total | Unit Price/Discount % | Total | Unit Price/Discount % | Total | Unit Price/Discount % | Total | Unit Price/Discount % | Total | Unit Price/Discount % | Total | Unit Price/Discount % | Total | Unit Price/Discount % | Total | Unit Price/Discount % | Total
3.15.25 | B12.2.1.14 | (*) C.P. ( For Chiller, 400A ) |  | No | 1 |  | 12750 | 12750 | 0 | 0 | 24200 | 24200 | 0 | 0 | 0 | 0 | 0 | 0 | 45000 | 45000
3.15.26 | B12.2.1.15 | (*) C.P. ( For circulation pump, 15A ) |  | No | 1 |  | 2550 | 2550 | 0 | 0 | 1650 | 1650 | 0 | 0 | 0 | 0 | 0 | 0 | 35000 | 35000
3.15.27 | B12.2.1.16 | (*) C.P. ( For CCU, 40A ) |  | No | 1 |  | 2550 | 2550 | 0 | 0 | 1320 | 1320 | 0 | 0 | 0 | 0 | 0 | 0 | 45000 | 45000
| Note | Note Details
3.15.28 | - | Control Panel
3.15.29 | - | CCU-CH-001
| Item Code | Description | Item Remarks | Unit of Measurement | Quantity/Base Price |  | Unit Price/Discount % | Total | Unit Price/Discount % | Total | Unit Price/Discount % | Total | Unit Price/Discount % | Total | Unit Price/Discount % | Total | Unit Price/Discount % | Total | Unit Price/Discount % | Total | Unit Price/Discount % | Total | Unit Price/Discount % | Total | Unit Price/Discount % | Total
3.15.30 | B12.2.1.17 | (*) C.P. ( For AHU-1, 16A ) |  | No | 1 |  | 1700 | 1700 | 0 | 0 | 7150 | 7150 | 0 | 0 | 0 | 0 | 0 | 0 | 5000 | 5000
3.15.31 | B12.2.1.18 | (*) C.P. ( For AHU-2, 16A ) |  | No | 1 |  | 1700 | 1700 | 0 | 0 | 7150 | 7150 | 0 | 0 | 0 | 0 | 0 | 0 | 5000 | 5000
3.15.32 | B12.2.1.19 | (*) C.P. ( For AHU-3, 16A ) |  | No | 1 |  | 1700 | 1700 | 0 | 0 | 7150 | 7150 | 0 | 0 | 0 | 0 | 0 | 0 | 5000 | 5000
3.15.33 | B12.2.1.20 | (*) C.P. ( For AHU-4, 16A ) |  | No | 1 |  | 1700 | 1700 | 0 | 0 | 7150 | 7150 | 0 | 0 | 0 | 0 | 0 | 0 | 5000 | 5000
3.15.34 | B12.2.1.21 | (*) C.P. ( For AHU-5, 16A ) |  | No | 1 |  | 1700 | 1700 | 0 | 0 | 7150 | 7150 | 0 | 0 | 0 | 0 | 0 | 0 | 5000 | 5000
3.15.35 | B12.2.1.22 | (*) C.P. ( For AHU-6, 16A ) |  | No | 1 |  | 1700 | 1700 | 0 | 0 | 7150 | 7150 | 0 | 0 | 0 | 0 | 0 | 0 | 5000 | 5000
3.15.36 | B12.2.1.23 | (*) C.P. ( For AHU-7, 16A ) |  | No | 1 |  | 1700 | 1700 | 0 | 0 | 7150 | 7150 | 0 | 0 | 0 | 0 | 0 | 0 | 5000 | 5000
3.15.37 | B12.2.1.24 | (*) C.P. ( For AHU-8, 10A ) |  | No | 1 |  | 1530 | 1530 | 0 | 0 | 7150 | 7150 | 0 | 0 | 0 | 0 | 0 | 0 | 5000 | 5000
3.15.38 | B12.2.1.25 | (*) C.P. ( For AHU-9, 10A ) |  | No | 1 |  | 1530 | 1530 | 0 | 0 | 7150 | 7150 | 0 | 0 | 0 | 0 | 0 | 0 | 5000 | 5000
3.15.39 | B12.2.1.26 | (*) C.P. ( For FAHU-1, 40A ) |  | No | 1 |  | 2500 | 2500 | 0 | 0 | 7150 | 7150 | 0 | 0 | 0 | 0 | 0 | 0 | 5000 | 5000
3.15.40 | B12.2.1.27 | (*) C.P. ( For FAHU-2, 40A ) |  | No | 1 |  | 2500 | 2500 | 0 | 0 | 7150 | 7150 | 0 | 0 | 0 | 0 | 0 | 0 | 5000 | 5000
| Note | Note Details
3.15.41 | - | CCU-CH-001
| Item Code | Description | Item Remarks | Unit of Measurement | Quantity/Base Price |  | Unit Price/Discount % | Total | Unit Price/Discount % | Total | Unit Price/Discount % | Total | Unit Price/Discount % | Total | Unit Price/Discount % | Total | Unit Price/Discount % | Total | Unit Price/Discount % | Total | Unit Price/Discount % | Total | Unit Price/Discount % | Total | Unit Price/Discount % | Total
3.15.42 | B12.2.1.28 | (*) C.P. ( For chiller, 400A ) |  | No | 1 |  | 12750 | 12750 | 0 | 0 | 24200 | 24200 | 0 | 0 | 0 | 0 | 0 | 0 | 5000 | 5000
3.15.43 | B12.2.1.29 | (*) C.P. ( For AHU-1, 16A ) |  | No | 1 |  | 1700 | 1700 | 0 | 0 | 7150 | 7150 | 0 | 0 | 0 | 0 | 0 | 0 | 5000 | 5000
3.15.44 | B12.2.1.30 | (*) C.P. ( For AHU-2, 16A ) |  | No | 1 |  | 1700 | 1700 | 0 | 0 | 7150 | 7150 | 0 | 0 | 0 | 0 | 0 | 0 | 5000 | 5000
3.15.45 | B12.2.1.31 | (*) C.P. ( For AHU-3, 16A ) |  | No | 1 |  | 1700 | 1700 | 0 | 0 | 7150 | 7150 | 0 | 0 | 0 | 0 | 0 | 0 | 5000 | 5000
3.15.46 | B12.2.1.32 | (*) C.P. ( For AHU-4, 16A ) |  | No | 1 |  | 1700 | 1700 | 0 | 0 | 7150 | 7150 | 0 | 0 | 0 | 0 | 0 | 0 | 5000 | 5000
3.15.47 | B12.2.1.33 | (*) C.P. ( For AHU-5, 16A ) |  | No | 1 |  | 1700 | 1700 | 0 | 0 | 7150 | 7150 | 0 | 0 | 0 | 0 | 0 | 0 | 5000 | 5000
3.15.48 | B12.2.1.34 | (*) C.P. ( For AHU-6, 16A ) |  | No | 1 |  | 1700 | 1700 | 0 | 0 | 7150 | 7150 | 0 | 0 | 0 | 0 | 0 | 0 | 5000 | 5000
| Note | Note Details
3.15.49 | - | Control Panel
| Item Code | Description | Item Remarks | Unit of Measurement | Quantity/Base Price |  | Unit Price/Discount % | Total | Unit Price/Discount % | Total | Unit Price/Discount % | Total | Unit Price/Discount % | Total | Unit Price/Discount % | Total | Unit Price/Discount % | Total | Unit Price/Discount % | Total | Unit Price/Discount % | Total | Unit Price/Discount % | Total | Unit Price/Discount % | Total
3.15.50 | B12.2.1.35 | (*) C.P. ( For AHU-7, 16A ) |  | No | 1 |  | 1700 | 1700 | 0 | 0 | 7150 | 7150 | 0 | 0 | 0 | 0 | 0 | 0 | 5000 | 5000
3.15.51 | B12.2.1.36 | (*) C.P. ( For AHU-8, 10A ) |  | No | 1 |  | 1530 | 1530 | 0 | 0 | 7150 | 7150 | 0 | 0 | 0 | 0 | 0 | 0 | 5000 | 5000
3.15.52 | B12.2.1.37 | (*) C.P. ( For AHU-9, 10A ) |  | No | 1 |  | 1530 | 1530 | 0 | 0 | 7150 | 7150 | 0 | 0 | 0 | 0 | 0 | 0 | 5000 | 5000
3.15.53 | B12.2.1.38 | (*) C.P. ( For AHU-9, 40A ) |  | No | 1 |  | 2550 | 2550 | 0 | 0 | 7150 | 7150 | 0 | 0 | 0 | 0 | 0 | 0 | 5000 | 5000
3.15.54 | B12.2.1.39 | (*) C.P. ( For FAHU-2, 40A ) |  | No | 1 |  | 2550 | 2550 | 0 | 0 | 7150 | 7150 | 0 | 0 | 0 | 0 | 0 | 0 | 5000 | 5000
3.15.55 | B12.2.1.40 | (*) C.P. ( For chiller water, 40A ) |  | No | 1 |  | 2550 | 2550 | 0 | 0 | 7150 | 7150 | 0 | 0 | 0 | 0 | 0 | 0 | 5000 | 5000
| Note | Note Details
3.15.56 | - | SMDB-GF
| Item Code | Description | Item Remarks | Unit of Measurement | Quantity/Base Price |  | Unit Price/Discount % | Total | Unit Price/Discount % | Total | Unit Price/Discount % | Total | Unit Price/Discount % | Total | Unit Price/Discount % | Total | Unit Price/Discount % | Total | Unit Price/Discount % | Total | Unit Price/Discount % | Total | Unit Price/Discount % | Total | Unit Price/Discount % | Total
3.15.57 | B12.2.1.41 | (*) C.P. ( For circulation pump-01, 32A ) |  | No | 1 |  | 2550 | 2550 | 0 | 0 | 16500 | 16500 | 0 | 0 | 0 | 0 | 0 | 0 | 5000 | 5000
3.15.58 | B12.2.1.42 | (*) C.P. ( For circulation pump-02, 32A ) |  | No | 1 |  | 2550 | 2550 | 0 | 0 | 1650 | 1650 | 0 | 0 | 0 | 0 | 0 | 0 | 5000 | 5000
3.15.59 | B12.2.1.43 | (*) C.P. ( For swimming pool heater-02, 300A ) |  | No | 1 |  | 8500 | 8500 | 0 | 0 | 0 | 0 | 0 | 0 | 0 | 0 | 0 | 0 | 5000 | 5000
| Note | Note Details
3.15.60 | - | Distribution Boards
3.15.61 | - | Supply, install, test and commission the following Distribution boards including all necessary circuit breakers, complete all in accordance with the drawings and specification.
3.15.62 | - | SMDB-GF
| Item Code | Description | Item Remarks | Unit of Measurement | Quantity/Base Price |  | Unit Price/Discount % | Total | Unit Price/Discount % | Total | Unit Price/Discount % | Total | Unit Price/Discount % | Total | Unit Price/Discount % | Total | Unit Price/Discount % | Total | Unit Price/Discount % | Total | Unit Price/Discount % | Total | Unit Price/Discount % | Total | Unit Price/Discount % | Total
3.15.63 | B12.2.1.44 | (*) DB - GF-L1 |  | No | 1 |  | 3655 | 3655 | 0 | 0 | 3080 | 3080 | 0 | 0 | 0 | 0 | 0 | 0 | 3500 | 3500
3.15.64 | B12.2.1.45 | (*) DB - GF-L2 |  | No | 1 |  | 3655 | 3655 | 0 | 0 | 3080 | 3080 | 0 | 0 | 0 | 0 | 0 | 0 | 3500 | 3500
3.15.65 | B12.2.1.46 | (*) DB - GF-P1 |  | No | 1 |  | 2380 | 2380 | 0 | 0 | 3080 | 3080 | 0 | 0 | 0 | 0 | 0 | 0 | 3500 | 3500
3.15.66 | B12.2.1.47 | (*) DB - GF-P2 |  | No | 1 |  | 2380 | 2380 | 0 | 0 | 3080 | 3080 | 0 | 0 | 0 | 0 | 0 | 0 | 3500 | 3500
3.15.67 | B12.2.1.48 | (*) DB - GF-H |  | No | 1 |  | 2550 | 2550 | 0 | 0 | 3080 | 3080 | 0 | 0 | 0 | 0 | 0 | 0 | 3500 | 3500
| Note | Note Details
3.15.68 | - | SMDB-FF
| Item Code | Description | Item Remarks | Unit of Measurement | Quantity/Base Price |  | Unit Price/Discount % | Total | Unit Price/Discount % | Total | Unit Price/Discount % | Total | Unit Price/Discount % | Total | Unit Price/Discount % | Total | Unit Price/Discount % | Total | Unit Price/Discount % | Total | Unit Price/Discount % | Total | Unit Price/Discount % | Total | Unit Price/Discount % | Total
3.15.69 | B12.2.1.49 | (*) DB - FF-L1 |  | No | 1 |  | 2380 | 2380 | 0 | 0 | 3080 | 3080 | 0 | 0 | 0 | 0 | 0 | 0 | 3500 | 3500
3.15.70 | B12.2.1.50 | (*) DB - FF-L2 |  | No | 1 |  | 2380 | 2380 | 0 | 0 | 3080 | 3080 | 0 | 0 | 0 | 0 | 0 | 0 | 3500 | 3500
3.15.71 | B12.2.1.51 | (*) DB - FF-P1 |  | No | 1 |  | 2380 | 2380 | 0 | 0 | 3080 | 3080 | 0 | 0 | 0 | 0 | 0 | 0 | 3500 | 3500
3.15.72 | B12.2.1.52 | (*) DB - FF-P2 |  | No | 1 |  | 2465 | 2465 | 0 | 0 | 3080 | 3080 | 0 | 0 | 0 | 0 | 0 | 0 | 3500 | 3500
3.15.73 | B12.2.1.53 | (*) DB - FF-H |  | No | 1 |  | 2890 | 2890 | 0 | 0 | 3080 | 3080 | 0 | 0 | 0 | 0 | 0 | 0 | 3500 | 3500
| Note | Note Details
3.15.74 | - | SMDB-RF
| Item Code | Description | Item Remarks | Unit of Measurement | Quantity/Base Price |  | Unit Price/Discount % | Total | Unit Price/Discount % | Total | Unit Price/Discount % | Total | Unit Price/Discount % | Total | Unit Price/Discount % | Total | Unit Price/Discount % | Total | Unit Price/Discount % | Total | Unit Price/Discount % | Total | Unit Price/Discount % | Total | Unit Price/Discount % | Total
3.15.75 | B12.2.1.54 | (*) DB - RF-L1 |  | No | 1 |  | 2664 | 2664 | 0 | 0 | 3080 | 3080 | 0 | 0 | 0 | 0 | 0 | 0 | 3500 | 3500
3.15.76 | B12.2.1.55 | (*) DB - RF-P1 |  | No | 1 |  | 2159 | 2159 | 0 | 0 | 3080 | 3080 | 0 | 0 | 0 | 0 | 0 | 0 | 3500 | 3500
3.15.77 | B12.2.1.56 | (*) DB - RF-H |  | No | 1 |  | 1930 | 1930 | 0 | 0 | 3080 | 3080 | 0 | 0 | 0 | 0 | 0 | 0 | 3500 | 3500
| Note | Note Details
3.15.78 | - | SMDB-SS
| Item Code | Description | Item Remarks | Unit of Measurement | Quantity/Base Price |  | Unit Price/Discount % | Total | Unit Price/Discount % | Total | Unit Price/Discount % | Total | Unit Price/Discount % | Total | Unit Price/Discount % | Total | Unit Price/Discount % | Total | Unit Price/Discount % | Total | Unit Price/Discount % | Total | Unit Price/Discount % | Total | Unit Price/Discount % | Total
3.15.79 | B12.2.1.57 | (*) DB-SS-001 |  | No | 1 |  | 2950 | 2950 | 0 | 0 | 3080 | 3080 | 0 | 0 | 0 | 0 | 0 | 0 | 3500 | 3500
3.15.80 | B12.2.1.58 | (*) DB-OV-001 |  | No | 1 |  | 3158 | 3158 | 0 | 0 | 3080 | 3080 | 0 | 0 | 0 | 0 | 0 | 0 | 3500 | 3500
3.15.81 | B12.2.1.59 | (*) CU-SC |  | No | 1 |  | 570 | 570 | 0 | 0 | 1320 | 1320 | 0 | 0 | 0 | 0 | 0 | 0 | 3500 | 3500
3.15.82 | B12.2.1.60 | (*) CU-GA |  | No | 1 |  | 570 | 570 | 0 | 0 | 1320 | 1320 | 0 | 0 | 0 | 0 | 0 | 0 | 3500 | 3500
3.15.83 | B12.2.1.61 | (*) DB-PU-011 |  | No | 1 |  | 986 | 986 | 0 | 0 | 3080 | 3080 | 0 | 0 | 0 | 0 | 0 | 0 | 3500 | 3500
| Note | Note Details
3.15.84 | - | ESMDB-GF (Cont'd…)
| Item Code | Description | Item Remarks | Unit of Measurement | Quantity/Base Price |  | Unit Price/Discount % | Total | Unit Price/Discount % | Total | Unit Price/Discount % | Total | Unit Price/Discount % | Total | Unit Price/Discount % | Total | Unit Price/Discount % | Total | Unit Price/Discount % | Total | Unit Price/Discount % | Total | Unit Price/Discount % | Total | Unit Price/Discount % | Total
3.15.85 | B12.2.1.62 | (*) EDB-GF-L |  | No | 1 |  | 2295 | 2295 | 0 | 0 | 3080 | 3080 | 0 | 0 | 0 | 0 | 0 | 0 | 3500 | 3500
3.15.86 | B12.2.1.63 | (*) EDB=FF-L |  | No | 1 |  | 2125 | 2125 | 0 | 0 | 3080 | 3080 | 0 | 0 | 0 | 0 | 0 | 0 | 3500 | 3500
3.15.87 | B12.2.1.64 | (*) DB-SEF |  | No | 1 |  | 1900 | 1900 | 0 | 0 | 3080 | 3080 | 0 | 0 | 0 | 0 | 0 | 0 | 3500 | 3500
| Note | Note Details
3.15.88 | - | SMDB-UPS
| Item Code | Description | Item Remarks | Unit of Measurement | Quantity/Base Price |  | Unit Price/Discount % | Total | Unit Price/Discount % | Total | Unit Price/Discount % | Total | Unit Price/Discount % | Total | Unit Price/Discount % | Total | Unit Price/Discount % | Total | Unit Price/Discount % | Total | Unit Price/Discount % | Total | Unit Price/Discount % | Total | Unit Price/Discount % | Total
3.15.89 | B12.2.1.65 | (*) DB-GF-UPS |  | No | 1 |  | 2380 | 2380 | 0 | 0 | 3080 | 3080 | 0 | 0 | 0 | 0 | 0 | 0 | 4500 | 4500
3.15.90 | B12.2.1.66 | (*) DB-FF-UPS |  | No | 1 |  | 2380 | 2380 | 0 | 0 | 3080 | 3080 | 0 | 0 | 0 | 0 | 0 | 0 | 4500 | 4500
3.15.91 | B12.2.1.67 | (*) DB-RF-UPS |  | No | 1 |  | 2380 | 2380 | 0 | 0 | 3080 | 3080 | 0 | 0 | 0 | 0 | 0 | 0 | 4500 | 4500
| Note | Note Details
3.15.92 | - | Earthling & bonding System
| Item Code | Description | Item Remarks | Unit of Measurement | Quantity/Base Price |  | Unit Price/Discount % | Total | Unit Price/Discount % | Total | Unit Price/Discount % | Total | Unit Price/Discount % | Total | Unit Price/Discount % | Total | Unit Price/Discount % | Total | Unit Price/Discount % | Total | Unit Price/Discount % | Total | Unit Price/Discount % | Total | Unit Price/Discount % | Total
3.15.93 | B12.2.1.68 | (*) Supply, install ,testing and commissioning with all accessories of the earthling and bonding system complete including main earth electrodes , earthling continuity conductors ,bonding conductors and earth pit etc., as specified. |  | Item | 1 |  | 153000 | 153000 | 0 | 0 | 52800 | 52800 | 0 | 0 | 0 | 0 | 0 | 0 | 4500 | 4500
| Note | Note Details
3.15.94 | - | 12.2.2 -Lighting and Branch Wiring / Lighting Fixtures ( Refer to Specification Section 26 51 00) & Emergency Lighting (Specification Section 26 52 13 )
3.15.95 | - | Supply, install, test and commission complete Light fittings, included in lighting control complete all in accordance with the drawings and specification.
| Item Code | Description | Item Remarks | Unit of Measurement | Quantity/Base Price |  | Unit Price/Discount % | Total | Unit Price/Discount % | Total | Unit Price/Discount % | Total | Unit Price/Discount % | Total | Unit Price/Discount % | Total | Unit Price/Discount % | Total | Unit Price/Discount % | Total | Unit Price/Discount % | Total | Unit Price/Discount % | Total | Unit Price/Discount % | Total
3.15.96 | B12.2.2.1 | (*) Type - L1 |  | No | 28 |  | 540 | 15120 | 0 | 0 | 209 | 5852 | 0 | 0 | 0 | 0 | 0 | 0 | 550 | 15400
3.15.97 | B12.2.2.2 | (*) Type - L2 |  | No | 253 |  | 135 | 34155 | 0 | 0 | 110 | 27830 | 0 | 0 | 0 | 0 | 0 | 0 | 500 | 126500
3.15.98 | B12.2.2.3 | (*) Type - L3 |  | No | 137 |  | 544 | 74528 | 0 | 0 | 148.5 | 20344.5 | 0 | 0 | 0 | 0 | 0 | 0 | 650 | 89050
3.15.99 | B12.2.2.4 | (*) Type - L4 |  | No | 88 |  | 281 | 24728 | 0 | 0 | 99 | 8712 | 0 | 0 | 0 | 0 | 0 | 0 | 350 | 30800
3.15.100 | B12.2.2.5 | (*) Type - L5 |  | No | 15 |  | 1037 | 15555 | 0 | 0 | 946 | 14190 | 0 | 0 | 0 | 0 | 0 | 0 | 600 | 9000
3.15.101 | B12.2.2.6 | (*) Type - L6 |  | No | 421 |  | 935 | 393635 | 0 | 0 | 1468.5 | 618238.5 | 0 | 0 | 0 | 0 | 0 | 0 | 300 | 126300
3.15.102 | B12.2.2.7 | (*) Type - L7 |  | No | 90 |  | 232 | 20880 | 0 | 0 | 99 | 8910 | 0 | 0 | 0 | 0 | 0 | 0 | 350 | 31500
3.15.103 | B12.2.2.8 | (*) Type - L8 |  | No | 105 |  | 412 | 43260 | 0 | 0 | 247.5 | 25987.5 | 0 | 0 | 0 | 0 | 0 | 0 | 500 | 52500
3.15.104 | B12.2.2.9 | (*) Type - L9 |  | No | 3 |  | 145 | 435 | 0 | 0 | 209 | 627 | 0 | 0 | 0 | 0 | 0 | 0 | 400 | 1200
3.15.105 | B12.2.2.10 | (*) Type - L11 |  | No | 44 |  | 837 | 36828 | 0 | 0 | 1402.5 | 61710 | 0 | 0 | 0 | 0 | 0 | 0 | 1500 | 66000
3.15.106 | B12.2.2.11 | (*) Type - L12 |  | No | 12 |  | 1037 | 12444 | 0 | 0 | 1265 | 15180 | 0 | 0 | 0 | 0 | 0 | 0 | 700 | 8400
3.15.107 | B12.2.2.12 | (*) Type - L13 |  | No | 244 |  | 1615 | 394060 | 0 | 0 | 302.5 | 73810 | 0 | 0 | 0 | 0 | 0 | 0 | 300 | 73200
3.15.108 | B12.2.2.13 | (*) Type - L14 |  | No | 16 |  | 0 | 0 | 0 | 0 | 1127.5 | 18040 | 0 | 0 | 0 | 0 | 0 | 0 | 400 | 6400
3.15.109 | B12.2.2.18 | (*) Emergency Light |  | No | 14 |  | 553 | 7742 | 0 | 0 | 880 | 12320 | 0 | 0 | 0 | 0 | 0 | 0 | 300 | 4200
3.15.110 | B12.2.2.19 | (*) Lighting point including all wiring and accessories all in accordance with the drawings and specification. |  | No | 1894 |  | 230 | 435620 | 0 | 0 | 275 | 520850 | 0 | 0 | 0 | 0 | 0 | 0 | 150 | 284100
| Note | Note Details
3.15.111 | - | Earthling & bonding System
| Item Code | Description | Item Remarks | Unit of Measurement | Quantity/Base Price |  | Unit Price/Discount % | Total | Unit Price/Discount % | Total | Unit Price/Discount % | Total | Unit Price/Discount % | Total | Unit Price/Discount % | Total | Unit Price/Discount % | Total | Unit Price/Discount % | Total | Unit Price/Discount % | Total | Unit Price/Discount % | Total | Unit Price/Discount % | Total
3.15.112 | B12.2.2.20 | (*) Supply, install ,testing and commissioning with all accessories of the earthling and bonding system complete including main earth electrodes , earthling continuity conductors ,bonding conductors and earth pit etc., as specified. |  | Item | 1 |  | 21250 | 21250 | 0 | 0 | 19800 | 19800 | 0 | 0 | 0 | 0 | 0 | 0 | 65000 | 65000
| Note | Note Details
3.15.113 | - | 12.2.-3 Wiring Devices (Raceway and Boxes, Wiring Devices, Lighting control system, conductors and Cables (Refer to Specification Section 26 05 33,262726 , 260943 & 260519 )
3.15.114 | - | Supply, install, test and commission Wiring devices with cover plates and outlet boxes including conduits, wiring and all terminations, complete all in accordance with the drawings and specification
| Item Code | Description | Item Remarks | Unit of Measurement | Quantity/Base Price |  | Unit Price/Discount % | Total | Unit Price/Discount % | Total | Unit Price/Discount % | Total | Unit Price/Discount % | Total | Unit Price/Discount % | Total | Unit Price/Discount % | Total | Unit Price/Discount % | Total | Unit Price/Discount % | Total | Unit Price/Discount % | Total | Unit Price/Discount % | Total
3.15.115 | B12.2.3.1 | (*) Manholes (600X600X700) |  | No | 5 |  | 2900 | 14500 | 0 | 0 | 5775 | 28875 | 0 | 0 | 0 | 0 | 0 | 0 | 5000 | 25000
| Note | Note Details
3.15.116 | - | CABLE DUCT
| Item Code | Description | Item Remarks | Unit of Measurement | Quantity/Base Price |  | Unit Price/Discount % | Total | Unit Price/Discount % | Total | Unit Price/Discount % | Total | Unit Price/Discount % | Total | Unit Price/Discount % | Total | Unit Price/Discount % | Total | Unit Price/Discount % | Total | Unit Price/Discount % | Total | Unit Price/Discount % | Total | Unit Price/Discount % | Total
3.15.117 | B12.2.3.2 | (*) 100mm UPVC Cable Duct |  | L.S | 1 |  | 72250 | 72250 | 0 | 0 | 24750 | 24750 | 0 | 0 | 0 | 0 | 0 | 0 | 15000 | 15000
3.15.118 | B12.2.3.3 | (*) 100mm UPVC Power Cable Duct with Concrete Encasement |  | L.S | 1 |  | 12750 | 12750 | 0 | 0 | 0 | 0 | 0 | 0 | 0 | 0 | 0 | 0 | 30000 | 30000
3.15.119 | B12.2.3.4 | (*) 50mm UPVC Cable Duct |  | L.S | 1 |  | 15300 | 15300 | 0 | 0 | 7150 | 7150 | 0 | 0 | 0 | 0 | 0 | 0 | 7000 | 7000
3.15.120 | B12.2.3.5 | (*) 50mm UPVC Power Cable Duct with Concrete Encasement |  | L.S | 1 |  | 4250 | 4250 | 0 | 0 | 0 | 0 | 0 | 0 | 0 | 0 | 0 | 0 | 7000 | 7000
3.15.121 | B12.2.3.6 | (*) 20A 240v double pole switch with flex outlet above false ceiling |  | No | 191 |  | 340 | 64940 | 0 | 0 | 396 | 75636 | 0 | 0 | 0 | 0 | 0 | 0 | 250 | 47750
3.15.122 | B12.2.3.7 | (*) 13A switched single socket outlet |  | No | 50 |  | 289 | 14450 | 0 | 0 | 407 | 20350 | 0 | 0 | 0 | 0 | 0 | 0 | 300 | 15000
3.15.123 | B12.2.3.8 | (*) 13A switched double socket outlet |  | No | 353 |  | 323 | 114019 | 0 | 0 | 418 | 147554 | 0 | 0 | 0 | 0 | 0 | 0 | 325 | 114725
3.15.124 | B12.2.3.9 | (*) 13A switched double socket outlet above false ceiling |  | No | 26 |  | 404 | 10504 | 0 | 0 | 418 | 10868 | 0 | 0 | 0 | 0 | 0 | 0 | 300 | 7800
3.15.125 | B12.2.3.10 | (*) 1 gang 13A,240 V,2 pole weather proof switched socket outlet IP65 |  | No | 16 |  | 372 | 5952 | 0 | 0 | 495 | 7920 | 0 | 0 | 0 | 0 | 0 | 0 | 35 | 560
3.15.126 | B12.2.3.11 | (*) Floor boxes with 2X13A switch socket outlet ,twin RJ45 socket outlet cat6 |  | No | 87 |  | 1000 | 87000 | 0 | 0 | 1375 | 119625 | 0 | 0 | 0 | 0 | 0 | 0 | 1500 | 130500
3.15.127 | B12.2.3.12 | (*) 13A switched double socket outlet above bench level |  | No | 3 |  | 332 | 996 | 0 | 0 | 418 | 1254 | 0 | 0 | 0 | 0 | 0 | 0 | 350 | 1050
3.15.128 | B12.2.3.13 | (*) 16A single industrial socket |  | No | 8 |  | 833 | 6664 | 0 | 0 | 1815 | 14520 | 0 | 0 | 0 | 0 | 0 | 0 | 400 | 3200
3.15.129 | B12.2.3.14 | (*) 13A switched single socket outlet above false ceiling |  | No | 26 |  | 315 | 8190 | 0 | 0 | 297 | 7722 | 0 | 0 | 0 | 0 | 0 | 0 | 300 | 7800
3.15.130 | B12.2.3.15 | (*) Flex outlet at high level |  | No | 2 |  | 272 | 544 | 0 | 0 | 275 | 550 | 0 | 0 | 0 | 0 | 0 | 0 | 30 | 60
3.15.131 | B12.2.3.16 | (*) Cooker point |  | No | 1 |  | 442 | 442 | 0 | 0 | 715 | 715 | 0 | 0 | 0 | 0 | 0 | 0 | 450 | 450
3.15.132 | B12.2.3.17 | (*) water heater flex outlet |  | No | 50 |  | 493 | 24650 | 0 | 0 | 352 | 17600 | 0 | 0 | 0 | 0 | 0 | 0 | 300 | 15000
| Note | Note Details
3.15.133 | - | Lighting Switch Control
| Item Code | Description | Item Remarks | Unit of Measurement | Quantity/Base Price |  | Unit Price/Discount % | Total | Unit Price/Discount % | Total | Unit Price/Discount % | Total | Unit Price/Discount % | Total | Unit Price/Discount % | Total | Unit Price/Discount % | Total | Unit Price/Discount % | Total | Unit Price/Discount % | Total | Unit Price/Discount % | Total | Unit Price/Discount % | Total
3.15.134 | B12.2.3.18 | (*) one way one gang lighting grid switch wall mounted at height 1300mm |  | No | 24 |  | 272 | 6528 | 0 | 0 | 935 | 22440 | 0 | 0 | 0 | 0 | 0 | 0 | 20 | 480
3.15.135 | B12.2.3.19 | (*) one way two gang lighting grid switch wall mounted at height 1300mm |  | No | 4 |  | 289 | 1156 | 0 | 0 | 935 | 3740 | 0 | 0 | 0 | 0 | 0 | 0 | 22 | 88
3.15.136 | B12.2.3.20 | (*) Over ride switch |  | No | 152 |  | 255 | 38760 | 0 | 0 | 418 | 63536 | 0 | 0 | 0 | 0 | 0 | 0 | 22 | 3344
3.15.137 | B12.2.3.21 | (*) 20A double pole switch |  | No | 57 |  | 371 | 21147 | 0 | 0 | 418 | 23826 | 0 | 0 | 0 | 0 | 0 | 0 | 25 | 1425
3.15.138 | B12.2.3.22 | (*) push button time delay switch with led indicator for the control of the staircase lights. |  | No | 15 |  | 638 | 9570 | 0 | 0 | 748 | 11220 | 0 | 0 | 0 | 0 | 0 | 0 | 25 | 375
3.15.139 | B12.2.3.23 | (*) one way one gang lighting grid switch wall mounted at height 1300mm weather proof |  | No | 3 |  | 340 | 1020 | 0 | 0 | 418 | 1254 | 0 | 0 | 0 | 0 | 0 | 0 | 35 | 105
3.15.140 | B12.2.3.24 | (*) one way one gang lighting grid switch wall mounted at height 1300mm weather proof |  | No | 2 |  | 340 | 680 | 0 | 0 | 418 | 836 | 0 | 0 | 0 | 0 | 0 | 0 | 35 | 70
3.15.141 | B12.2.3.25 | (*) one way two gang lighting grid switch wall mounted at height 1300mm weather proof |  | No | 1 |  | 357 | 357 | 0 | 0 | 418 | 418 | 0 | 0 | 0 | 0 | 0 | 0 | 35 | 35
3.15.142 | B12.2.3.26 | (*) two way one gang lighting grid switch wall mounted at height 1300mm weather proof |  | No | 2 |  | 366 | 732 | 0 | 0 | 429 | 858 | 0 | 0 | 0 | 0 | 0 | 0 | 38 | 76
| Note | Note Details
3.15.143 | - | Isolators
| Item Code | Description | Item Remarks | Unit of Measurement | Quantity/Base Price |  | Unit Price/Discount % | Total | Unit Price/Discount % | Total | Unit Price/Discount % | Total | Unit Price/Discount % | Total | Unit Price/Discount % | Total | Unit Price/Discount % | Total | Unit Price/Discount % | Total | Unit Price/Discount % | Total | Unit Price/Discount % | Total | Unit Price/Discount % | Total
3.15.144 | B12.2.3.27 | (*) Single phase Isolator same as feeder breaker size (SPN) IP65 |  | No | 25 |  | 400 | 10000 | 0 | 0 | 418 | 10450 | 0 | 0 | 0 | 0 | 0 | 0 | 450 | 11250
3.15.145 | B12.2.3.28 | (*) Three Phase Isolator same as feeder breaker size (TPN) IP 65 |  | No | 32 |  | 723 | 23136 | 0 | 0 | 528 | 16896 | 0 | 0 | 0 | 0 | 0 | 0 | 550 | 17600
3.15.146 | B12.2.3.29 | (*) Hybred Unit car charge |  | No | 3 |  | 0 | 0 | 0 | 0 | 528 | 1584 | 0 | 0 | 0 | 0 | 0 | 0 | 700 | 2100
3.15.147 | B12.2.3.30 | (*) CT Meter. |  | No | 1 |  | 2975 | 2975 | 0 | 0 | 3300 | 3300 | 0 | 0 | 0 | 0 | 0 | 0 | 750 | 750
3.15.148 | B12.2.3.31 | (*) Measuring meter as per estidama requirement. |  | No | 35 |  | 1275 | 44625 | 0 | 0 | 1595 | 55825 | 0 | 0 | 0 | 0 | 0 | 0 | 1500 | 52500
| Note | Note Details
3.15.149 | - | FEEDERS
3.15.150 | - | Supply, install, connect and test of low voltage armoured cables (0.6/1 kv) installed on cable trays / trunking including cables, cable trays / trunking, termination, identifications, necessary cable ties, cable glands, cable cleats and cable tray, earth continuity conductor, etc. as shown in the drawings:
3.15.151 | - | Cable from LV panel to SMDB`s:
| Item Code | Description | Item Remarks | Unit of Measurement | Quantity/Base Price |  | Unit Price/Discount % | Total | Unit Price/Discount % | Total | Unit Price/Discount % | Total | Unit Price/Discount % | Total | Unit Price/Discount % | Total | Unit Price/Discount % | Total | Unit Price/Discount % | Total | Unit Price/Discount % | Total | Unit Price/Discount % | Total | Unit Price/Discount % | Total
3.15.152 | B12.2.3.32 | (*) 4C 70 mm2 XLPE / SWA / PVC + MEC |  | m | 10 |  | 134 | 1340 | 0 | 0 | 176 | 1760 | 0 | 0 | 0 | 0 | 0 | 0 | 135 | 1350
3.15.153 | B12.2.3.33 | (*) 4C 150mm2 XLPE / SWA / PVC + MEC |  | m | 86 |  | 259 | 22274 | 0 | 0 | 308 | 26488 | 0 | 0 | 0 | 0 | 0 | 0 | 260 | 22360
3.15.154 | B12.2.3.34 | (*) 2X4C 240mm2 XLPE / SWA / PVC + MEC |  | m | 86 |  | 1190 | 102340 | 0 | 0 | 994.4 | 85518.4 | 0 | 0 | 0 | 0 | 0 | 0 | 1640 | 141040
3.15.155 | B12.2.3.35 | (*) 4C 240mm2 XLPE / SWA / PVC + MEC |  | m | 96 |  | 428 | 41088 | 0 | 0 | 497.2 | 47731.2 | 0 | 0 | 0 | 0 | 0 | 0 | 820 | 78720
3.15.156 | B12.2.3.36 | (*) 4C 120mm2 XLPE / SWA / PVC + MEC |  | m | 103 |  | 221 | 22763 | 0 | 0 | 231 | 23793 | 0 | 0 | 0 | 0 | 0 | 0 | 200 | 20600
3.15.157 | B12.2.3.37 | (*) 2X4C 240mm2 XLPE / SWA / PVC + MEC |  | m | 101 |  | 1190 | 120190 | 0 | 0 | 994.4 | 100434.4 | 0 | 0 | 0 | 0 | 0 | 0 | 1640 | 165640
3.15.158 | B12.2.3.38 | (*) 2X4C 240mm2 XLPE / SWA / PVC + MEC |  | m | 102 |  | 1190 | 121380 | 0 | 0 | 994.4 | 101428.8 | 0 | 0 | 0 | 0 | 0 | 0 | 1640 | 167280
3.15.159 | B12.2.3.39 | (*) 2X4C 300mm2 XLPE / SWA / PVC + MEC |  | m | 5 |  | 1530 | 7650 | 0 | 0 | 1210 | 6050 | 0 | 0 | 0 | 0 | 0 | 0 | 1050 | 5250
3.15.160 | B12.2.3.40 | (*) 4C 150mm2 XLPE / SWA / PVC + MEC |  | m | 60 |  | 259 | 15540 | 0 | 0 | 308 | 18480 | 0 | 0 | 0 | 0 | 0 | 0 | 260 | 15600
3.15.161 | B12.2.3.41 | (*) 4C 150mm2 XLPE / SWA / PVC + MEC (FIR RATED CABLE) |  | m | 8 |  | 383 | 3064 | 0 | 0 | 396 | 3168 | 0 | 0 | 0 | 0 | 0 | 0 | 350 | 2800
| Note | Note Details
3.15.162 | - | Cable from SMDB-GF TO DB`s
| Item Code | Description | Item Remarks | Unit of Measurement | Quantity/Base Price |  | Unit Price/Discount % | Total | Unit Price/Discount % | Total | Unit Price/Discount % | Total | Unit Price/Discount % | Total | Unit Price/Discount % | Total | Unit Price/Discount % | Total | Unit Price/Discount % | Total | Unit Price/Discount % | Total | Unit Price/Discount % | Total | Unit Price/Discount % | Total
3.15.163 | B12.2.3.42 | (*) 4C 10mm2 XLPE / SWA / PVC + MEC |  | m | 75 |  | 32 | 2400 | 0 | 0 | 38.5 | 2887.5 | 0 | 0 | 0 | 0 | 0 | 0 | 30 | 2250
3.15.164 | B12.2.3.43 | (*) 4C 16mm2 XLPE / SWA / PVC + MEC |  | m | 40 |  | 37 | 1480 | 0 | 0 | 44 | 1760 | 0 | 0 | 0 | 0 | 0 | 0 | 35 | 1400
3.15.165 | B12.2.3.44 | (*) 4C 25mm2 XLPE / SWA / PVC + MEC |  | m | 60 |  | 54 | 3240 | 0 | 0 | 60.5 | 3630 | 0 | 0 | 0 | 0 | 0 | 0 | 50 | 3000
3.15.166 | B12.2.3.45 | (*) 4C 35mm2 XLPE / SWA / PVC + MEC |  | m | 30 |  | 77 | 2310 | 0 | 0 | 71.5 | 2145 | 0 | 0 | 0 | 0 | 0 | 0 | 75 | 2250
3.15.167 | B12.2.3.46 | (*) 4C 120mm2 XLPE / SWA / PVC + MEC |  | m | 40 |  | 221 | 8840 | 0 | 0 | 231 | 9240 | 0 | 0 | 0 | 0 | 0 | 0 | 200 | 8000
| Note | Note Details
3.15.168 | - | LV power cables including fixing, accessories, glands and the like, fixing in position, complete all in accordance with the drawings and specification.
3.15.169 | - | Cable from SMDB-FF TO DB`s
| Item Code | Description | Item Remarks | Unit of Measurement | Quantity/Base Price |  | Unit Price/Discount % | Total | Unit Price/Discount % | Total | Unit Price/Discount % | Total | Unit Price/Discount % | Total | Unit Price/Discount % | Total | Unit Price/Discount % | Total | Unit Price/Discount % | Total | Unit Price/Discount % | Total | Unit Price/Discount % | Total | Unit Price/Discount % | Total
3.15.170 | B12.2.3.47 | (*) 4C 16mm2 XLPE / SWA / PVC + MEC |  | m | 100 |  | 37 | 3700 | 0 | 0 | 44 | 4400 | 0 | 0 | 0 | 0 | 0 | 0 | 35 | 3500
3.15.171 | B12.2.3.48 | (*) 4C 25mm2 XLPE / SWA / PVC + MEC |  | m | 12 |  | 56 | 672 | 0 | 0 | 60.5 | 726 | 0 | 0 | 0 | 0 | 0 | 0 | 50 | 600
| Note | Note Details
3.15.172 | - | Cable from SMDB-RF TO DB`s
| Item Code | Description | Item Remarks | Unit of Measurement | Quantity/Base Price |  | Unit Price/Discount % | Total | Unit Price/Discount % | Total | Unit Price/Discount % | Total | Unit Price/Discount % | Total | Unit Price/Discount % | Total | Unit Price/Discount % | Total | Unit Price/Discount % | Total | Unit Price/Discount % | Total | Unit Price/Discount % | Total | Unit Price/Discount % | Total
3.15.173 | B12.2.3.49 | (*) 4C 16mm2 XLPE / SWA / PVC + MEC |  | m | 90 |  | 37 | 3330 | 0 | 0 | 396 | 35640 | 0 | 0 | 0 | 0 | 0 | 0 | 35 | 3150
3.15.174 | B12.2.3.50 | (*) 4C 25mm2 XLPE / SWA / PVC + MEC |  | m | 23 |  | 54 | 1242 | 0 | 0 | 60.5 | 1391.5 | 0 | 0 | 0 | 0 | 0 | 0 | 50 | 1150
| Note | Note Details
3.15.175 | - | Cable from MCC-CH-001 TO Isolaors
| Item Code | Description | Item Remarks | Unit of Measurement | Quantity/Base Price |  | Unit Price/Discount % | Total | Unit Price/Discount % | Total | Unit Price/Discount % | Total | Unit Price/Discount % | Total | Unit Price/Discount % | Total | Unit Price/Discount % | Total | Unit Price/Discount % | Total | Unit Price/Discount % | Total | Unit Price/Discount % | Total | Unit Price/Discount % | Total
3.15.176 | B12.2.3.51 | (*) 2C 6mm2 XLPE / SWA / PVC + MEC |  | m | 155 |  | 17 | 2635 | 0 | 0 | 27.5 | 4262.5 | 0 | 0 | 0 | 0 | 0 | 0 | 15 | 2325
3.15.177 | B12.2.3.52 | (*) 4C 10mm2 XLPE / SWA / PVC + MEC |  | m | 310 |  | 32 | 9920 | 0 | 0 | 38.5 | 11935 | 0 | 0 | 0 | 0 | 0 | 0 | 30 | 9300
3.15.178 | B12.2.3.53 | (*) 4C 16mm2 XLPE / SWA / PVC + MEC |  | m | 80 |  | 37 | 2960 | 0 | 0 | 44 | 3520 | 0 | 0 | 0 | 0 | 0 | 0 | 35 | 2800
3.15.179 | B12.2.3.54 | (*) 2X4C 185mm2 XLPE / SWA / PVC + MEC |  | m | 105 |  | 680 | 71400 | 0 | 0 | 792 | 83160 | 0 | 0 | 0 | 0 | 0 | 0 | 360 | 37800
| Note | Note Details
3.15.180 | - | Cable from MCC-CH-002 TO Isolaors
| Item Code | Description | Item Remarks | Unit of Measurement | Quantity/Base Price |  | Unit Price/Discount % | Total | Unit Price/Discount % | Total | Unit Price/Discount % | Total | Unit Price/Discount % | Total | Unit Price/Discount % | Total | Unit Price/Discount % | Total | Unit Price/Discount % | Total | Unit Price/Discount % | Total | Unit Price/Discount % | Total | Unit Price/Discount % | Total
3.15.181 | B12.2.3.55 | (*) 2C 6mm2 XLPE / SWA / PVC + MEC |  | m | 235 |  | 17 | 3995 | 0 | 0 | 27.5 | 6462.5 | 0 | 0 | 0 | 0 | 0 | 0 | 15 | 3525
3.15.182 | B12.2.3.56 | (*) 4C 10mm2 XLPE / SWA / PVC + MEC |  | m | 400 |  | 32 | 12800 | 0 | 0 | 38.5 | 15400 | 0 | 0 | 0 | 0 | 0 | 0 | 30 | 12000
3.15.183 | B12.2.3.57 | (*) 4C 16mm2 XLPE / SWA / PVC + MEC |  | m | 175 |  | 37 | 6475 | 0 | 0 | 44 | 7700 | 0 | 0 | 0 | 0 | 0 | 0 | 35 | 6125
3.15.184 | B12.2.3.58 | (*) 2X4C 185mm2 XLPE / SWA / PVC + MEC |  | m | 70 |  | 680 | 47600 | 0 | 0 | 792 | 55440 | 0 | 0 | 0 | 0 | 0 | 0 | 360 | 25200
| Note | Note Details
3.15.185 | - | Cable from SMDB-SS-001 TO DB`s & Isolaors
| Item Code | Description | Item Remarks | Unit of Measurement | Quantity/Base Price |  | Unit Price/Discount % | Total | Unit Price/Discount % | Total | Unit Price/Discount % | Total | Unit Price/Discount % | Total | Unit Price/Discount % | Total | Unit Price/Discount % | Total | Unit Price/Discount % | Total | Unit Price/Discount % | Total | Unit Price/Discount % | Total | Unit Price/Discount % | Total
3.15.186 | B12.2.3.59 | (*) 2C 6mm2 XLPE / SWA / PVC + MEC |  | m | 135 |  | 17 | 2295 | 0 | 0 | 27.5 | 3712.5 | 0 | 0 | 0 | 0 | 0 | 0 | 15 | 2025
3.15.187 | B12.2.3.60 | (*) 4C 10mm2 XLPE / SWA / PVC + MEC |  | m | 120 |  | 32 | 3840 | 0 | 0 | 38.5 | 4620 | 0 | 0 | 0 | 0 | 0 | 0 | 30 | 3600
3.15.188 | B12.2.3.61 | (*) 4C 16mm2 XLPE / SWA / PVC + MEC |  | m | 15 |  | 37 | 555 | 0 | 0 | 44 | 660 | 0 | 0 | 0 | 0 | 0 | 0 | 35 | 525
| Note | Note Details
3.15.189 | - | Cable from ESMDB-GF TO DB`s & Isolaors
| Item Code | Description | Item Remarks | Unit of Measurement | Quantity/Base Price |  | Unit Price/Discount % | Total | Unit Price/Discount % | Total | Unit Price/Discount % | Total | Unit Price/Discount % | Total | Unit Price/Discount % | Total | Unit Price/Discount % | Total | Unit Price/Discount % | Total | Unit Price/Discount % | Total | Unit Price/Discount % | Total | Unit Price/Discount % | Total
3.15.190 | B12.2.3.62 | (*) 4C 10mm2 XLPE / SWA / PVC + MEC |  | m | 70 |  | 32 | 2240 | 0 | 0 | 38.5 | 2695 | 0 | 0 | 0 | 0 | 0 | 0 | 30 | 2100
3.15.191 | B12.2.3.63 | (*) 4C 16mm2 XLPE / SWA / PVC + MEC |  | m | 125 |  | 37 | 4625 | 0 | 0 | 44 | 5500 | 0 | 0 | 0 | 0 | 0 | 0 | 35 | 4375
3.15.192 | B12.2.3.64 | (*) 4C 25mm2 XLPE / SWA / PVC + MEC |  | m | 30 |  | 54 | 1620 | 0 | 0 | 60.5 | 1815 | 0 | 0 | 0 | 0 | 0 | 0 | 50 | 1500
3.15.193 | B12.2.3.65 | (*) 4C 70mm2 XLPE / SWA / PVC + MEC |  | m | 40 |  | 134 | 5360 | 0 | 0 | 176 | 7040 | 0 | 0 | 0 | 0 | 0 | 0 | 135 | 5400
| Note | Note Details
3.15.194 | - | Cable from SMDB-UPS TO DB`s & Isolaors
| Item Code | Description | Item Remarks | Unit of Measurement | Quantity/Base Price |  | Unit Price/Discount % | Total | Unit Price/Discount % | Total | Unit Price/Discount % | Total | Unit Price/Discount % | Total | Unit Price/Discount % | Total | Unit Price/Discount % | Total | Unit Price/Discount % | Total | Unit Price/Discount % | Total | Unit Price/Discount % | Total | Unit Price/Discount % | Total
3.15.195 | B12.2.3.66 | (*) 4C 16mm2 XLPE / SWA / PVC + MEC |  | m | 10 |  | 37 | 370 | 0 | 0 | 44 | 440 | 0 | 0 | 0 | 0 | 0 | 0 | 35 | 350
3.15.196 | B12.2.3.67 | (*) 4C 25mm2 XLPE / SWA / PVC + MEC |  | m | 50 |  | 51 | 2550 | 0 | 0 | 60.5 | 3025 | 0 | 0 | 0 | 0 | 0 | 0 | 25 | 1250
| Note | Note Details
3.15.197 | - | Cable Tray / Trunking including all necessary accessories, complete all in accordance with the drawings and specification.
| Item Code | Description | Item Remarks | Unit of Measurement | Quantity/Base Price |  | Unit Price/Discount % | Total | Unit Price/Discount % | Total | Unit Price/Discount % | Total | Unit Price/Discount % | Total | Unit Price/Discount % | Total | Unit Price/Discount % | Total | Unit Price/Discount % | Total | Unit Price/Discount % | Total | Unit Price/Discount % | Total | Unit Price/Discount % | Total
3.15.198 | B12.2.3.68 | (*) HDGI Cable Tray ( Size 100 mm ) |  | L.S | 1 |  | 17442 | 17442 | 0 | 0 | 49500 | 49500 | 0 | 0 | 0 | 0 | 0 | 0 | 15000 | 15000
3.15.199 | B12.2.3.69 | (*) HDGI Cable Tray ( Size 150 mm ) |  | L.S | 1 |  | 9860 | 9860 | 0 | 0 | 2750 | 2750 | 0 | 0 | 0 | 0 | 0 | 0 | 25000 | 25000
3.15.200 | B12.2.3.70 | (*) HDGI Cable Tray ( Size 200 mm ) |  | L.S | 1 |  | 13360 | 13360 | 0 | 0 | 27500 | 27500 | 0 | 0 | 0 | 0 | 0 | 0 | 7000 | 7000
3.15.201 | B12.2.3.71 | (*) HDGI Cable Tray ( Size 300 mm ) |  | L.S | 1 |  | 52820 | 52820 | 0 | 0 | 33000 | 33000 | 0 | 0 | 0 | 0 | 0 | 0 | 35000 | 35000
3.15.202 | B12.2.3.72 | (*) HDGI Cable Tray ( Size 400 mm ) |  | L.S | 1 |  | 15000 | 15000 | 0 | 0 | 71500 | 71500 | 0 | 0 | 0 | 0 | 0 | 0 | 5000 | 5000
3.15.203 | B12.2.3.73 | (*) HDGI Cable Tray ( Size 600 mm ) |  | L.S | 1 |  | 15000 | 15000 | 0 | 0 | 38500 | 38500 | 0 | 0 | 0 | 0 | 0 | 0 | 8500 | 8500
3.15.204 | B12.2.3.74 | (*) HDGI Cable Tray ( Size 900 mm ) |  | L.S | 1 |  | 25000 | 25000 | 0 | 0 | 26400 | 26400 | 0 | 0 | 0 | 0 | 0 | 0 | 1500 | 1500
3.15.205 | B12.2.3.76 | (*) 2 Compartment G.I. trunking ( Size 150 x 100 mm ) for power |  | L.S | 1 |  | 50000 | 50000 | 0 | 0 | 30800 | 30800 | 0 | 0 | 0 | 0 | 0 | 0 | 2500 | 2500
3.15.206 | B12.2.3.77 | (*) 2 Compartment G.I. trunking ( Size 150 x 100 mm ) for telecom |  | L.S | 1 |  | 55000 | 55000 | 0 | 0 | 28600 | 28600 | 0 | 0 | 0 | 0 | 0 | 0 | 25000 | 25000
3.15.207 | B12.2.3.78 | (*) Trench with HD cover complete all in accordance with the drawings and specification |  | L.S | 1 |  | 3000 | 3000 | 0 | 0 | 27500 | 27500 | 0 | 0 | 0 | 0 | 0 | 0 | 5000 | 5000
| Note | Note Details
3.15.208 | - | Earthling & bonding System
| Item Code | Description | Item Remarks | Unit of Measurement | Quantity/Base Price |  | Unit Price/Discount % | Total | Unit Price/Discount % | Total | Unit Price/Discount % | Total | Unit Price/Discount % | Total | Unit Price/Discount % | Total | Unit Price/Discount % | Total | Unit Price/Discount % | Total | Unit Price/Discount % | Total | Unit Price/Discount % | Total | Unit Price/Discount % | Total
3.15.209 | B12.2.3.79 | (*) Supply, install ,testing and commissioning with all accessories of the earthling and bonding system complete including main earth electrodes , earthling continuity conductors ,bonding conductors and earth pit etc., as specified. |  | L.S | 1 |  | 0 | 0 | 0 | 0 | 13200 | 13200 | 0 | 0 | 0 | 0 | 0 | 0 | 65000 | 65000
| Note | Note Details
3.15.210 | - | 12.2.-4-Telecommunication System (Telephone and Data (Refer to Specification Section 27 00 00)
3.15.211 | - | Supply, install, test and commissioning complete Telecom System Voice and Data including CAT 6 Cable F.O. Cables and Telephone cable, complete all in accordance with the drawings and specification.
| Item Code | Description | Item Remarks | Unit of Measurement | Quantity/Base Price |  | Unit Price/Discount % | Total | Unit Price/Discount % | Total | Unit Price/Discount % | Total | Unit Price/Discount % | Total | Unit Price/Discount % | Total | Unit Price/Discount % | Total | Unit Price/Discount % | Total | Unit Price/Discount % | Total | Unit Price/Discount % | Total | Unit Price/Discount % | Total
3.15.212 | B12.2.4.1 | (*) Optical Distribution Frame. |  | No | 1 |  | 8500 | 8500 | 0 | 0 | 9350 | 9350 | 0 | 0 | 0 | 0 | 0 | 0 | 4500 | 4500
3.15.213 | B12.2.4.2 | (*) Main distribution Frame |  | No | 1 |  | 21250 | 21250 | 0 | 0 | 9350 | 9350 | 0 | 0 | 0 | 0 | 0 | 0 | 7500 | 7500
3.15.214 | B12.2.4.3 | (*) Intermediate Distribution Terminal |  | No | 3 |  | 12750 | 38250 | 0 | 0 | 2750 | 8250 | 0 | 0 | 0 | 0 | 0 | 0 | 1000 | 3000
3.15.215 | B12.2.4.4 | (*) Dual RJ 45 outlet |  | No | 181 |  | 808 | 146248 | 0 | 0 | 1210 | 219010 | 0 | 0 | 0 | 0 | 0 | 0 | 250 | 45250
3.15.216 | B12.2.4.5 | (*) Floor boxes |  | Item | 1 |  | 0 | 0 | 0 | 0 | 1375 | 1375 | 0 | 0 | 0 | 0 | 0 | 0 | 1500 | 1500
3.15.217 | B12.2.4.6 | (*) Single RJ 45 at outlet for high level |  | No | 10 |  | 323 | 3230 | 0 | 0 | 605 | 6050 | 0 | 0 | 0 | 0 | 0 | 0 | 250 | 2500
3.15.218 | B12.2.4.7 | (*) Single RJ 45 at high level |  | No | 2 |  | 425 | 850 | 0 | 0 | 605 | 1210 | 0 | 0 | 0 | 0 | 0 | 0 | 250 | 500
3.15.219 | B12.2.4.8 | (*) Single RJ 45 above ceiling |  | No | 92 |  | 468 | 43056 | 0 | 0 | 605 | 55660 | 0 | 0 | 0 | 0 | 0 | 0 | 250 | 23000
3.15.220 | B12.2.4.9 | (*) Dual RJ 45 outlet weather proof |  | No | 3 |  | 638 | 1914 | 0 | 0 | 1210 | 3630 | 0 | 0 | 0 | 0 | 0 | 0 | 400 | 1200
3.15.221 | B12.2.4.10 | (*) IT junction box |  | No | 3 |  | 425 | 1275 | 0 | 0 | 495 | 1485 | 0 | 0 | 0 | 0 | 0 | 0 | 750 | 2250
| Note | Note Details
3.15.222 | - | 12.2.-5- Fire Alarm ( Refer to Specification Section 28 46 00)
3.15.223 | - | Supply, install, test and commission the complete analogue addressable fire alarm system all necessary accessories, cabling / wiring, complete all in accordance with the drawings and specification
| Item Code | Description | Item Remarks | Unit of Measurement | Quantity/Base Price |  | Unit Price/Discount % | Total | Unit Price/Discount % | Total | Unit Price/Discount % | Total | Unit Price/Discount % | Total | Unit Price/Discount % | Total | Unit Price/Discount % | Total | Unit Price/Discount % | Total | Unit Price/Discount % | Total | Unit Price/Discount % | Total | Unit Price/Discount % | Total
3.15.224 | B12.2.5.1 | (*) Fire Alarm control panel. |  | No | 1 |  | 21250 | 21250 | 0 | 0 | 9350 | 9350 | 0 | 0 | 0 | 0 | 0 | 0 | 15000 | 15000
3.15.225 | B12.2.5.2 | (*) Fire Alarm repeater panel. |  | No | 3 |  | 2125 | 6375 | 0 | 0 | 7150 | 21450 | 0 | 0 | 0 | 0 | 0 | 0 | 12000 | 36000
3.15.226 | B12.2.5.3 | (*) Addressable smoke sensor |  | No | 326 |  | 213 | 69438 | 0 | 0 | 308 | 100408 | 0 | 0 | 0 | 0 | 0 | 0 | 250 | 81500
3.15.227 | B12.2.5.4 | (*) Comined smoke & heater detector |  | No | 13 |  | 298 | 3874 | 0 | 0 | 308 | 4004 | 0 | 0 | 0 | 0 | 0 | 0 | 250 | 3250
3.15.228 | B12.2.5.5 | (*) Heat Detector |  | No | 10 |  | 255 | 2550 | 0 | 0 | 308 | 3080 | 0 | 0 | 0 | 0 | 0 | 0 | 250 | 2500
3.15.229 | B12.2.5.6 | (*) Addressable manual call point with cover box |  | No | 27 |  | 213 | 5751 | 0 | 0 | 308 | 8316 | 0 | 0 | 0 | 0 | 0 | 0 | 250 | 6750
3.15.230 | B12.2.5.7 | (*) Wall mounted fire alarm sounder with flusher |  | No | 4 |  | 425 | 1700 | 0 | 0 | 308 | 1232 | 0 | 0 | 0 | 0 | 0 | 0 | 250 | 1000
3.15.231 | B12.2.5.8 | (*) Wall mounted fire alarm sounder with built in flasher (weath |  | No | 8 |  | 510 | 4080 | 0 | 0 | 308 | 2464 | 0 | 0 | 0 | 0 | 0 | 0 | 450 | 3600
3.15.232 | B12.2.5.9 | (*) Beam detector transmitter & receiver |  | No | 2 |  | 1275 | 2550 | 0 | 0 | 308 | 616 | 0 | 0 | 0 | 0 | 0 | 0 | 300 | 600
3.15.233 | B12.2.5.10 | (*) Returner |  | No | 2 |  | 1275 | 2550 | 0 | 0 | 308 | 616 | 0 | 0 | 0 | 0 | 0 | 0 | 250 | 500
3.15.234 | B12.2.5.11 | (*) Multi candela strobe |  | No | 7 |  | 850 | 5950 | 0 | 0 | 308 | 2156 | 0 | 0 | 0 | 0 | 0 | 0 | 500 | 3500
3.15.235 | B12.2.5.12 | (*) Duct mounted detector |  | No | 41 |  | 510 | 20910 | 0 | 0 | 308 | 12628 | 0 | 0 | 0 | 0 | 0 | 0 | 10 | 410
3.15.236 | B12.2.5.13 | (*) Fire Telephone jack |  | No | 6 |  | 425 | 2550 | 0 | 0 | 308 | 1848 | 0 | 0 | 0 | 0 | 0 | 0 | 450 | 2700
3.15.237 | B12.2.5.14 | (*) Fire telephone panel |  | No | 2 |  | 850 | 1700 | 0 | 0 | 308 | 616 | 0 | 0 | 0 | 0 | 0 | 0 | 450 | 900
3.15.238 | B12.2.5.15 | (*) Monitor module |  | No | 6 |  | 298 | 1788 | 0 | 0 | 308 | 1848 | 0 | 0 | 0 | 0 | 0 | 0 | 150 | 900
3.15.239 | B12.2.5.16 | (*) Fire Alarm Junction box |  | No | 3 |  | 255 | 765 | 0 | 0 | 308 | 924 | 0 | 0 | 0 | 0 | 0 | 0 | 500 | 1500
3.15.240 | B12.2.5.17 | (*) conduits, cabling, trays, ducts, trunking related to fire alarm system. |  | L.S | 1 |  | 34850 | 34850 | 0 | 0 | 89342 | 89342 | 0 | 0 | 0 | 0 | 0 | 0 | 100000 | 100000
| Note | Note Details
3.15.241 | - | 12.2.-6 Lightning Protection ( Refer to Specification Section 28 10 00 )
3.15.242 | - | Provide complete lightning protection system including air termination network, down conductors, earth termination network, fittings and connections, complete all in accordance with the drawings and specification.
3.15.243 | - | Lightning Protection System
3.15.244 | - | Supply, install, test and commission complete lightning protection system air termination network, fitting and connection complete in accordance with Specifications and Drawings.
| Item Code | Description | Item Remarks | Unit of Measurement | Quantity/Base Price |  | Unit Price/Discount % | Total | Unit Price/Discount % | Total | Unit Price/Discount % | Total | Unit Price/Discount % | Total | Unit Price/Discount % | Total | Unit Price/Discount % | Total | Unit Price/Discount % | Total | Unit Price/Discount % | Total | Unit Price/Discount % | Total | Unit Price/Discount % | Total
3.15.245 | B12.2.6.1 | (*) Earth pit |  | L.S | 1 |  | 12750 | 12750 | 0 | 0 | 10000 | 10000 | 0 | 0 | 0 | 0 | 0 | 0 | 7500 | 7500
3.15.246 | B12.2.6.2 | (*) Free standing air terminal for protection of mechanical equipment. |  | L.S | 1 |  | 5950 | 5950 | 0 | 0 | 8800 | 8800 | 0 | 0 | 0 | 0 | 0 | 0 | 3500 | 3500
3.15.247 | B12.2.6.3 | (*) Thermo weld in all joints |  | L.S | 1 |  | 12750 | 12750 | 0 | 0 | 4950 | 4950 | 0 | 0 | 0 | 0 | 0 | 0 | 5000 | 5000
3.15.248 | B12.2.6.4 | (*) Copper tape down conductor |  | L.S | 1 |  | 8500 | 8500 | 0 | 0 | 9900 | 9900 | 0 | 0 | 0 | 0 | 0 | 0 | 15000 | 15000
3.15.249 | B12.2.6.5 | (*) Down conductor to earth pit |  | L.S | 1 |  | 14450 | 14450 | 0 | 0 | 9900 | 9900 | 0 | 0 | 0 | 0 | 0 | 0 | 35000 | 35000
3.15.250 | B12.2.6.6 | (*) 1C 70mm² PVC/SC direct buried cable |  | L.S | 1 |  | 13600 | 13600 | 0 | 0 | 10000 | 10000 | 0 | 0 | 0 | 0 | 0 | 0 | 15000 | 15000
3.15.251 | B12.2.6.7 | (*) 25x 3mm bare copper tape lightning protection air terminal |  | L.S | 1 |  | 80750 | 80750 | 0 | 0 | 35000 | 35000 | 0 | 0 | 0 | 0 | 0 | 0 | 45000 | 45000
3.16 BILL NO 012-02 ELECTRICAL ENG. INSTALLATIONS (continued) | [7 empty] | 2678698 |  | 0 |  | 2336345 |  | 0 |  | 0 |  | 0 |  | 1768600
| Note | Note Details
3.16.1 | - | 12.2-7 Low Current System ( Refer to Specification Section 27 51 16)
3.16.2 | - | Supply and install complete Low current system including all accessories required to complete the installation, all in accordance with the drawings, specification.
3.16.3 | - | Public Address System including all equipment, cabling termination and accessories required to complete the installation, all in accordance with the drawings, specification.
| Item Code | Description | Item Remarks | Unit of Measurement | Quantity/Base Price |  | Unit Price/Discount % | Total | Unit Price/Discount % | Total | Unit Price/Discount % | Total | Unit Price/Discount % | Total | Unit Price/Discount % | Total | Unit Price/Discount % | Total | Unit Price/Discount % | Total | Unit Price/Discount % | Total | Unit Price/Discount % | Total | Unit Price/Discount % | Total
3.16.4 | B12.2.7.1 | (*) Main rack including all components and accessories |  | Set | 1 |  | 38250 | 38250 | 0 | 0 | 15400 | 15400 | 0 | 0 | 0 | 0 | 0 | 0 | 15000 | 15000
3.16.5 | B12.2.7.2 | (*) Ceiling Speaker |  | No | 186 |  | 468 | 87048 | 0 | 0 | 198 | 36828 | 0 | 0 | 0 | 0 | 0 | 0 | 250 | 46500
3.16.6 | B12.2.7.3 | (*) Column wall mounted speaker |  | No | 26 |  | 1020 | 26520 | 0 | 0 | 418 | 10868 | 0 | 0 | 0 | 0 | 0 | 0 | 250 | 6500
3.16.7 | B12.2.7.4 | (*) Wall mounted Speaker |  | No | 13 |  | 723 | 9399 | 0 | 0 | 440 | 5720 | 0 | 0 | 0 | 0 | 0 | 0 | 250 | 3250
3.16.8 | B12.2.7.5 | (*) Paging Microphone |  | No | 3 |  | 1275 | 3825 | 0 | 0 | 418 | 1254 | 0 | 0 | 0 | 0 | 0 | 0 | 450 | 1350
3.16.9 | B12.2.7.6 | (*) Conduits, wiring, cables, termination, trunking, junction boxes and trays etc. related to Public address system as specified |  | Item | 1 |  | 30600 | 30600 | 0 | 0 | 99000 | 99000 | 0 | 0 | 0 | 0 | 0 | 0 | 50000 | 50000
| Note | Note Details
3.16.10 | - | Master Clock System including all equipment, cabling termination and accessories required to complete the installation, all in accordance with the drawings, specification.
3.16.11 | - | Master Clock System ( Refer to Specification Section 27 53 13)
| Item Code | Description | Item Remarks | Unit of Measurement | Quantity/Base Price |  | Unit Price/Discount % | Total | Unit Price/Discount % | Total | Unit Price/Discount % | Total | Unit Price/Discount % | Total | Unit Price/Discount % | Total | Unit Price/Discount % | Total | Unit Price/Discount % | Total | Unit Price/Discount % | Total | Unit Price/Discount % | Total | Unit Price/Discount % | Total
3.16.12 | B12.2.7.7 | (*) Master clock panel |  | No | 1 |  | 17000 | 17000 | 0 | 0 | 7150 | 7150 | 0 | 0 | 0 | 0 | 0 | 0 | 7000 | 7000
3.16.13 | B12.2.7.8 | (*) 4 Digit 2.5'' Digital clock |  | No | 49 |  | 850 | 41650 | 0 | 0 | 1210 | 59290 | 0 | 0 | 0 | 0 | 0 | 0 | 500 | 24500
3.16.14 | B12.2.7.9 | (*) 2.5 Digit 4.0'' digital clock double face |  | No | 7 |  | 2550 | 17850 | 0 | 0 | 2640 | 18480 | 0 | 0 | 0 | 0 | 0 | 0 | 400 | 2800
3.16.15 | B12.2.7.10 | (*) Conduits, wiring, cables, terminationetc. related to system as specified |  | Item | 1 |  | 13600 | 13600 | 0 | 0 | 49500 | 49500 | 0 | 0 | 0 | 0 | 0 | 0 | 35000 | 35000
| Note | Note Details
3.16.16 | - | Disabled Toilet Alarm System including all equipment, cabling termination and accessories required to complete the installation, all in accordance with the drawings, specification.
3.16.17 | - | Disable Toilet Alarm System (Refer to Specification Section 27 52 23)
| Item Code | Description | Item Remarks | Unit of Measurement | Quantity/Base Price |  | Unit Price/Discount % | Total | Unit Price/Discount % | Total | Unit Price/Discount % | Total | Unit Price/Discount % | Total | Unit Price/Discount % | Total | Unit Price/Discount % | Total | Unit Price/Discount % | Total | Unit Price/Discount % | Total | Unit Price/Discount % | Total | Unit Price/Discount % | Total
3.16.18 | B12.2.7.11 | (*) Alarm Indication Device |  | No | 16 |  | 425 | 6800 | 0 | 0 | 935 | 14960 | 0 | 0 | 0 | 0 | 0 | 0 | 500 | 8000
3.16.19 | B12.2.7.12 | (*) Alarm Initiation device with cord |  | No | 16 |  | 850 | 13600 | 0 | 0 | 935 | 14960 | 0 | 0 | 0 | 0 | 0 | 0 | 1000 | 16000
3.16.20 | B12.2.7.13 | (*) Alarm cancellation switch |  | No | 16 |  | 425 | 6800 | 0 | 0 | 935 | 14960 | 0 | 0 | 0 | 0 | 0 | 0 | 500 | 8000
3.16.21 | B12.2.7.14 | (*) Remote Indicator panel |  | No | 1 |  | 22950 | 22950 | 0 | 0 | 6050 | 6050 | 0 | 0 | 0 | 0 | 0 | 0 | 9000 | 9000
3.16.22 | B12.2.7.15 | (*) Controller |  | No | 16 |  | 510 | 8160 | 0 | 0 | 2200 | 35200 | 0 | 0 | 0 | 0 | 0 | 0 | 500 | 8000
| Note | Note Details
3.16.23 | - | Audio Video System including all equipment, cabling termination and accessories required to complete the installation, all in accordance with the drawings, specification.
3.16.24 | - | Audio Visual System ( Refer to Specification Section 27 41 00)
| Item Code | Description | Item Remarks | Unit of Measurement | Quantity/Base Price |  | Unit Price/Discount % | Total | Unit Price/Discount % | Total | Unit Price/Discount % | Total | Unit Price/Discount % | Total | Unit Price/Discount % | Total | Unit Price/Discount % | Total | Unit Price/Discount % | Total | Unit Price/Discount % | Total | Unit Price/Discount % | Total | Unit Price/Discount % | Total
3.16.25 | B12.2.7.16 | (*) AV rack including all components and accessories |  | Set | 1 |  | 92310 | 92310 | 0 | 0 | 19800 | 19800 | 0 | 0 | 0 | 0 | 0 | 0 | 9000 | 9000
3.16.26 | B12.2.7.17 | (*) 55 '' Interactive smart whiteboard |  | No | 26 |  | 11050 | 287300 | 0 | 0 | 16500 | 429000 | 0 | 0 | 0 | 0 | 0 | 0 | 12500 | 325000
3.16.27 | B12.2.7.18 | (*) Table mounted AV input panel |  | No | 26 |  | 2465 | 64090 | 0 | 0 | 1650 | 42900 | 0 | 0 | 0 | 0 | 0 | 0 | 5000 | 130000
3.16.28 | B12.2.7.19 | (*) 42'' LED screen |  | No | 2 |  | 5950 | 11900 | 0 | 0 | 4950 | 9900 | 0 | 0 | 0 | 0 | 0 | 0 | 4000 | 8000
3.16.29 | B12.2.7.20 | (*) 55'' LED screen full HD |  | No | 1 |  | 11050 | 11050 | 0 | 0 | 7920 | 7920 | 0 | 0 | 0 | 0 | 0 | 0 | 6000 | 6000
3.16.30 | B12.2.7.21 | (*) 30W ceiling speaker |  | No | 9 |  | 595 | 5355 | 0 | 0 | 495 | 4455 | 0 | 0 | 0 | 0 | 0 | 0 | 500 | 4500
3.16.31 | B12.2.7.22 | (*) Floor mounted AV panel |  | No | 1 |  | 1275 | 1275 | 0 | 0 | 4950 | 4950 | 0 | 0 | 0 | 0 | 0 | 0 | 3500 | 3500
3.16.32 | B12.2.7.23 | (*) Motorize projector screen |  | No | 1 |  | 55250 | 55250 | 0 | 0 | 7150 | 7150 | 0 | 0 | 0 | 0 | 0 | 0 | 7000 | 7000
3.16.33 | B12.2.7.24 | (*) 7'' Touch panel |  | No | 1 |  | 4505 | 4505 | 0 | 0 | 16500 | 16500 | 0 | 0 | 0 | 0 | 0 | 0 | 12000 | 12000
3.16.34 | B12.2.7.25 | (*) 7000 lumne projector |  | No | 1 |  | 34000 | 34000 | 0 | 0 | 9350 | 9350 | 0 | 0 | 0 | 0 | 0 | 0 | 9000 | 9000
3.16.35 | B12.2.7.26 | (*) Antenna ceiling mounted |  | No | 1 |  | 4250 | 4250 | 0 | 0 | 2640 | 2640 | 0 | 0 | 0 | 0 | 0 | 0 | 2500 | 2500
| Note | Note Details
3.16.36 | - | CCTV System including all equipment, cabling termination and accessories required to complete the installation, all in accordance with the drawings, specification.
3.16.37 | - | Closed Circuit television System ( Refer to Specification Section 27 60 00)
| Item Code | Description | Item Remarks | Unit of Measurement | Quantity/Base Price |  | Unit Price/Discount % | Total | Unit Price/Discount % | Total | Unit Price/Discount % | Total | Unit Price/Discount % | Total | Unit Price/Discount % | Total | Unit Price/Discount % | Total | Unit Price/Discount % | Total | Unit Price/Discount % | Total | Unit Price/Discount % | Total | Unit Price/Discount % | Total
3.16.38 | B12.2.7.27 | (*) CCTV ol Rack including 2nos. 42" LCD monitor, 2no. Work station with state of the art PC + 21" LCD monitor, CCTV software, NVR's, Laser printer, all components and accessories. |  | Set | 1 |  | 153000 | 153000 | 0 | 0 | 11000 | 11000 | 0 | 0 | 0 | 0 | 0 | 0 | 5000 | 5000
3.16.39 | B12.2.7.28 | (*) Work station with state of the art PC + 29" LCD monitor, for Principals room with all components and accessories |  | Set | 1 |  | 17000 | 17000 | 0 | 0 | 13200 | 13200 | 0 | 0 | 0 | 0 | 0 | 0 | 7500 | 7500
3.16.40 | B12.2.7.28 | (*) CCTV Distribution terminal including 24 RJ45 port patch panel + 24 port gigabit ethernet switch with all accessories. |  | Item | 1 |  | 101292 | 101292 | 0 | 0 | 33000 | 33000 | 0 | 0 | 0 | 0 | 0 | 0 | 1000 | 1000
3.16.41 | B12.2.7.29 | (*) IP Based fixed dome camera for recognize level |  | No | 71 |  | 3400 | 241400 | 0 | 0 | 1980 | 140580 | 0 | 0 | 0 | 0 | 0 | 0 | 3500 | 248500
3.16.42 | B12.2.7.30 | (*) IP Based fixed dome camera for identify level |  | No | 6 |  | 3825 | 22950 | 0 | 0 | 2750 | 16500 | 0 | 0 | 0 | 0 | 0 | 0 | 6000 | 36000
3.16.43 | B12.2.7.31 | (*) IP Based fixed dome camera ( weather proof ) for recognize level |  | No | 2 |  | 6375 | 12750 | 0 | 0 | 5500 | 11000 | 0 | 0 | 0 | 0 | 0 | 0 | 6000 | 12000
3.16.44 | B12.2.7.32 | (*) IP Based fixed dome camera ( weather proof ) for detection level |  | No | 5 |  | 5950 | 29750 | 0 | 0 | 7700 | 38500 | 0 | 0 | 0 | 0 | 0 | 0 | 6000 | 30000
| Note | Note Details
3.16.45 | - | Lighting Control System including all equipment, cable, termination and accessories required to complete the installation, all in accordance with the drawings, specification.
3.16.46 | - | Lighting Control System ( Refer to Specification Section 26 09 43 )
3.16.47 | - | Lighting control panel
| Item Code | Description | Item Remarks | Unit of Measurement | Quantity/Base Price |  | Unit Price/Discount % | Total | Unit Price/Discount % | Total | Unit Price/Discount % | Total | Unit Price/Discount % | Total | Unit Price/Discount % | Total | Unit Price/Discount % | Total | Unit Price/Discount % | Total | Unit Price/Discount % | Total | Unit Price/Discount % | Total | Unit Price/Discount % | Total
3.16.48 | B12.2.7.33 | (*) LCP - GF1 |  | No | 1 |  | 8500 | 8500 | 0 | 0 | 19800 | 19800 | 0 | 0 | 0 | 0 | 0 | 0 | 25000 | 25000
3.16.49 | B12.2.7.34 | (*) LCP - GF2 |  | No | 1 |  | 8500 | 8500 | 0 | 0 | 19800 | 19800 | 0 | 0 | 0 | 0 | 0 | 0 | 25000 | 25000
3.16.50 | B12.2.7.35 | (*) LCP - FF1 |  | No | 1 |  | 8500 | 8500 | 0 | 0 | 19800 | 19800 | 0 | 0 | 0 | 0 | 0 | 0 | 25000 | 25000
3.16.51 | B12.2.7.36 | (*) LCP - FF2 |  | No | 1 |  | 8500 | 8500 | 0 | 0 | 19800 | 19800 | 0 | 0 | 0 | 0 | 0 | 0 | 25000 | 25000
3.16.52 | B12.2.7.37 | (*) LCP - RF |  | No | 1 |  | 8500 | 8500 | 0 | 0 | 19800 | 19800 | 0 | 0 | 0 | 0 | 0 | 0 | 25000 | 25000
| Note | Note Details
3.16.53 | - | Ancillaries
| Item Code | Description | Item Remarks | Unit of Measurement | Quantity/Base Price |  | Unit Price/Discount % | Total | Unit Price/Discount % | Total | Unit Price/Discount % | Total | Unit Price/Discount % | Total | Unit Price/Discount % | Total | Unit Price/Discount % | Total | Unit Price/Discount % | Total | Unit Price/Discount % | Total | Unit Price/Discount % | Total | Unit Price/Discount % | Total
3.16.54 | B12.2.7.38 | (*) presence sensor wall mounted |  | No | 28 |  | 298 | 8344 | 0 | 0 | 495 | 13860 | 0 | 0 | 0 | 0 | 0 | 0 | 500 | 14000
3.16.55 | B12.2.7.39 | (*) External brightness sensor wall mounted |  | No | 2 |  | 680 | 1360 | 0 | 0 | 495 | 990 | 0 | 0 | 0 | 0 | 0 | 0 | 500 | 1000
3.16.56 | B12.2.7.40 | (*) Motion sensor |  | No | 42 |  | 468 | 19656 | 0 | 0 | 495 | 20790 | 0 | 0 | 0 | 0 | 0 | 0 | 500 | 21000
3.16.57 | B12.2.7.41 | (*) Photocell |  | No | 6 |  | 638 | 3828 | 0 | 0 | 495 | 2970 | 0 | 0 | 0 | 0 | 0 | 0 | 500 | 3000
3.16.58 | B12.2.7.42 | (*) Dimming /Scene Selector Switch |  | No | 77 |  | 425 | 32725 | 0 | 0 | 825 | 63525 | 0 | 0 | 0 | 0 | 0 | 0 | 500 | 38500
3.16.59 | B12.2.7.43 | (*) 360 Deg. Presence Sensor, Knx ,Ceiling mounted. |  | No | 166 |  | 595 | 98770 | 0 | 0 | 495 | 82170 | 0 | 0 | 0 | 0 | 0 | 0 | 500 | 83000
3.16.60 | B12.2.7.44 | (*) 360 Deg. Presence Sensor, Knx 1-10V DIMMING, Ceiling mounted. |  | No | 64 |  | 850 | 54400 | 0 | 0 | 495 | 31680 | 0 | 0 | 0 | 0 | 0 | 0 | 500 | 32000
| Note | Note Details
3.16.61 | - | Central Battery System including all equipment and accessories required to complete the installation, all in accordance with the drawings, specification.
3.16.62 | - | Centrally Entraly Battery System (Refer to Specification Section 26 33 23) & Emergency Lighting ( Refer to Specification Section 26 52 13 )
| Item Code | Description | Item Remarks | Unit of Measurement | Quantity/Base Price |  | Unit Price/Discount % | Total | Unit Price/Discount % | Total | Unit Price/Discount % | Total | Unit Price/Discount % | Total | Unit Price/Discount % | Total | Unit Price/Discount % | Total | Unit Price/Discount % | Total | Unit Price/Discount % | Total | Unit Price/Discount % | Total | Unit Price/Discount % | Total
3.16.63 | B12.2.7.45 | (*) Central battery panel. |  | No | 3 |  | 17000 | 51000 | 0 | 0 | 27500 | 82500 | 0 | 0 | 0 | 0 | 0 | 0 | 15000 | 45000
3.16.64 | B12.2.7.46 | (*) Emergency light surface & recessed connected to central battery system |  | No | 313 |  | 553 | 173089 | 0 | 0 | 495 | 154935 | 0 | 0 | 0 | 0 | 0 | 0 | 300 | 93900
3.16.65 | B12.2.7.47 | (*) Inverter module for Lamp connected to central battery system |  | No | 3 |  | 680 | 2040 | 0 | 0 | 495 | 1485 | 0 | 0 | 0 | 0 | 0 | 0 | 1000 | 3000
3.16.66 | B12.2.7.48 | (*) Exit light, maintained, connected to central battery system |  | No | 39 |  | 595 | 23205 | 0 | 0 | 495 | 19305 | 0 | 0 | 0 | 0 | 0 | 0 | 300 | 11700
3.16.67 | B12.2.7.49 | (*) Exit light, maintained, with exit sign connected to central battery system |  | No | 21 |  | 663 | 13923 | 0 | 0 | 495 | 10395 | 0 | 0 | 0 | 0 | 0 | 0 | 300 | 6300
3.16.68 | B12.2.7.50 | (*) Accessories required to complete the installation, all in accordance with the drawings, specification. |  | Set | 1 |  | 4250 | 4250 | 0 | 0 | 154000 | 154000 | 0 | 0 | 0 | 0 | 0 | 0 | 300 | 300
| Note | Note Details
3.16.69 | - | Cables
| Item Code | Description | Item Remarks | Unit of Measurement | Quantity/Base Price |  | Unit Price/Discount % | Total | Unit Price/Discount % | Total | Unit Price/Discount % | Total | Unit Price/Discount % | Total | Unit Price/Discount % | Total | Unit Price/Discount % | Total | Unit Price/Discount % | Total | Unit Price/Discount % | Total | Unit Price/Discount % | Total | Unit Price/Discount % | Total
3.16.70 | B12.2.7.51 | (*) 2C + E 2.5mm² (Fireproof) |  | Item | 1 |  | 102000 | 102000 | 0 | 0 | 49500 | 49500 | 0 | 0 | 0 | 0 | 0 | 0 | 5000 | 5000
| Note | Note Details
3.16.71 | - | Access Control and Time Attendance System including all equipment and accessories required to complete the installation, all in accordance with the drawings, specification.
3.16.72 | - | Access Control System ( Refer to Specification Section 28 10 00)
| Item Code | Description | Item Remarks | Unit of Measurement | Quantity/Base Price |  | Unit Price/Discount % | Total | Unit Price/Discount % | Total | Unit Price/Discount % | Total | Unit Price/Discount % | Total | Unit Price/Discount % | Total | Unit Price/Discount % | Total | Unit Price/Discount % | Total | Unit Price/Discount % | Total | Unit Price/Discount % | Total | Unit Price/Discount % | Total
3.16.73 | B12.2.7.52 | (*) Door Contacts |  | No | 69 |  | 850 | 58650 | 0 | 0 | 935 | 64515 | 0 | 0 | 0 | 0 | 0 | 0 | 500 | 34500
3.16.74 | B12.2.7.53 | (*) Magnetic Locks |  | No | 66 |  | 2125 | 140250 | 0 | 0 | 935 | 61710 | 0 | 0 | 0 | 0 | 0 | 0 | 500 | 33000
3.16.75 | B12.2.7.54 | (*) Access Card Readers |  | No | 78 |  | 1275 | 99450 | 0 | 0 | 275 | 21450 | 0 | 0 | 0 | 0 | 0 | 0 | 750 | 58500
3.16.76 | B12.2.7.55 | (*) Exit Buttons |  | No | 58 |  | 638 | 37004 | 0 | 0 | 275 | 15950 | 0 | 0 | 0 | 0 | 0 | 0 | 250 | 14500
3.16.77 | B12.2.7.56 | (*) Time and attendance reader |  | No | 1 |  | 12750 | 12750 | 0 | 0 | 9350 | 9350 | 0 | 0 | 0 | 0 | 0 | 0 | 15000 | 15000
3.16.78 | B12.2.7.57 | (*) Work Station for Access Control and Time Attendance System including all equipment and accessories required to complete the installation, all in accordance with the drawings and specification |  | Item | 1 |  | 42500 | 42500 | 0 | 0 | 8800 | 8800 | 0 | 0 | 0 | 0 | 0 | 0 | 5000 | 5000
| Note | Note Details
3.16.79 | - | UPS system (88 KVA).
| Item Code | Description | Item Remarks | Unit of Measurement | Quantity/Base Price |  | Unit Price/Discount % | Total | Unit Price/Discount % | Total | Unit Price/Discount % | Total | Unit Price/Discount % | Total | Unit Price/Discount % | Total | Unit Price/Discount % | Total | Unit Price/Discount % | Total | Unit Price/Discount % | Total | Unit Price/Discount % | Total | Unit Price/Discount % | Total
3.16.80 | B12.2.7.58 | (*) UPS system (88KVA), including integrated battery package, all equipment and accessories required to complete the installation, all in accordance with the complete the installation, all in accordance with the drawings and specification |  | Item | 1 |  | 106250 | 106250 | 0 | 0 | 159500 | 159500 | 0 | 0 | 0 | 0 | 0 | 0 | 11000 | 11000
| Note | Note Details
3.16.81 | - | 12.2-8 Sundries ( Refer to Specification Section 26 01 00 & 26 08 00)
| Item Code | Description | Item Remarks | Unit of Measurement | Quantity/Base Price |  | Unit Price/Discount % | Total | Unit Price/Discount % | Total | Unit Price/Discount % | Total | Unit Price/Discount % | Total | Unit Price/Discount % | Total | Unit Price/Discount % | Total | Unit Price/Discount % | Total | Unit Price/Discount % | Total | Unit Price/Discount % | Total | Unit Price/Discount % | Total
3.16.82 | B12.2.8.1 | (*) Allow for supports. |  | Item | 1 |  | 4250 | 4250 | 0 | 0 | 0 | 0 | 0 | 0 | 0 | 0 | 0 | 0 | 1000 | 1000
3.16.83 | B12.2.8.2 | (*) Allow for identification signage and color coding for installation. |  | Item | 1 |  | 1700 | 1700 | 0 | 0 | 0 | 0 | 0 | 0 | 0 | 0 | 0 | 0 | 1000 | 1000
3.16.84 | B12.2.8.3 | (*) Allow for testing and pre-commissioning |  | Item | 1 |  | 4250 | 4250 | 0 | 0 | 0 | 0 | 0 | 0 | 0 | 0 | 0 | 0 | 1000 | 1000
3.16.85 | B12.2.8.4 | (*) Allow for tools. |  | Item | 1 |  | 4250 | 4250 | 0 | 0 | 0 | 0 | 0 | 0 | 0 | 0 | 0 | 0 | 1000 | 1000
3.16.86 | B12.2.8.5 | (*) Allow for spares |  | Item | 1 |  | 4250 | 4250 | 0 | 0 | 0 | 0 | 0 | 0 | 0 | 0 | 0 | 0 | 1000 | 1000
3.16.87 | B12.2.8.6 | (*) Allow for documents and certification |  | Item | 1 |  | 2550 | 2550 | 0 | 0 | 0 | 0 | 0 | 0 | 0 | 0 | 0 | 0 | 1000 | 1000
3.16.88 | B12.2.8.7 | (*) Work incidental to electrical engineering installations |  | Item | 1 |  | 850 | 850 | 0 | 0 | 0 | 0 | 0 | 0 | 0 | 0 | 0 | 0 | 1000 | 1000
3.16.89 | B12.2.8.8 | (*) Allow for co-ordination with other engineering installations |  | Item | 1 |  | 4250 | 4250 | 0 | 0 | 0 | 0 | 0 | 0 | 0 | 0 | 0 | 0 | 1000 | 1000
3.16.90 | B12.2.8.9 | (*) Allow for cutting or forming holes, mortices, chases or the like and making good finishing's |  | Item | 1 |  | 8500 | 8500 | 0 | 0 | 0 | 0 | 0 | 0 | 0 | 0 | 0 | 0 | 1000 | 1000
3.16.91 | B12.2.8.10 | (*) Allow for building in or cutting and pinning brackets or |  | Item | 1 |  | 5000 | 5000 | 0 | 0 | 0 | 0 | 0 | 0 | 0 | 0 | 0 | 0 | 1000 | 1000
3.16.92 | B12.2.8.11 | (*) the like and making good finishing's. |  | Item | 1 |  | 0 | 0 | 0 | 0 | 0 | 0 | 0 | 0 | 0 | 0 | 0 | 0 | 1000 | 1000
3.16.93 | B12.2.8.12 | (*) Allow for shallow excavations for below-ground |  | Item | 1 |  | 850 | 850 | 0 | 0 | 0 | 0 | 0 | 0 | 0 | 0 | 0 | 0 | 1000 | 1000
3.16.94 | B12.2.8.13 | (*) installations including encasing in concrete where |  | Item | 1 |  | 0 | 0 | 0 | 0 | 0 | 0 | 0 | 0 | 0 | 0 | 0 | 0 | 1000 | 1000
3.16.95 | B12.2.8.14 | (*) necessary |  | Item | 1 |  | 0 | 0 | 0 | 0 | 0 | 0 | 0 | 0 | 0 | 0 | 0 | 0 | 1000 | 1000
3.16.96 | B12.2.8.15 | (*) Allow for fire resistance sealants |  | Item | 1 |  | 4250 | 4250 | 0 | 0 | 0 | 0 | 0 | 0 | 0 | 0 | 0 | 0 | 1000 | 1000
3.16.97 | B12.2.8.16 | (*) Allow for coordination with ADDC, Etisalat, and Civil Defense. |  | Item | 1 |  | 5525 | 5525 | 0 | 0 | 0 | 0 | 0 | 0 | 0 | 0 | 0 | 0 | 1000 | 1000
3.16.98 | B12.2.8.17 | (*) Allow for as built drawings |  | Item | 1 |  | 6800 | 6800 | 0 | 0 | 0 | 0 | 0 | 0 | 0 | 0 | 0 | 0 | 1000 | 1000
| Note | Note Details
3.16.99 | - | Contractor's Adjustment
| Item Code | Description | Item Remarks | Unit of Measurement | Quantity/Base Price |  | Unit Price/Discount % | Total | Unit Price/Discount % | Total | Unit Price/Discount % | Total | Unit Price/Discount % | Total | Unit Price/Discount % | Total | Unit Price/Discount % | Total | Unit Price/Discount % | Total | Unit Price/Discount % | Total | Unit Price/Discount % | Total | Unit Price/Discount % | Total
3.16.100 | CA-1 | (*) Contractor may price here any items which has been shown in the drawings or any other documents but overlooked or not specifically mentioned inthe schedule of items and is necessary for the satisfactory completion of the Works. Should the Contractor fail to insert any item here, it will be deemed that Lump Sum Contract Price includes all such items and no claims for additional items will be entertained. |  | Item | 1 |  | 0 | 0 | 0 | 0 | 0 | 0 | 0 | 0 | 0 | 0 | 0 | 0 | 0 | 0
| Note | Note Details
3.16.101 | - | Please attach one PDF file to be named "Additional Items for (insert bill no/name & Section No/name)" for the details of these additional items in the additional attachment area at the end of the BOQ.
3.17 BILL NO 13- CONVEYING SYSTEM | [7 empty] | 564275 |  | 525300 |  | 554400 |  | 830000 |  | 499386 |  | 23800000 |  | 907000
| Note | Note Details
3.17.1 | - | LIFT
3.17.2 | - | Supply & Installation, of electrical passenger lift including all equipment's, rails, finishes, doors, lightings, fittings and accessories complete accordance with the drawings & specification
| Item Code | Description | Item Remarks | Unit of Measurement | Quantity/Base Price |  | Unit Price/Discount % | Total | Unit Price/Discount % | Total | Unit Price/Discount % | Total | Unit Price/Discount % | Total | Unit Price/Discount % | Total | Unit Price/Discount % | Total | Unit Price/Discount % | Total | Unit Price/Discount % | Total | Unit Price/Discount % | Total | Unit Price/Discount % | Total
3.17.3 | B13.1 | (*) Lift |  | NO | 3 |  | 180200 | 540600 | 175100 | 525300 | 184800 | 554400 | 260000 | 780000 | 158535 | 475605 | 0 | 0 | 300000 | 900000
| Note | Note Details
3.17.4 | - | Sundries
| Item Code | Description | Item Remarks | Unit of Measurement | Quantity/Base Price |  | Unit Price/Discount % | Total | Unit Price/Discount % | Total | Unit Price/Discount % | Total | Unit Price/Discount % | Total | Unit Price/Discount % | Total | Unit Price/Discount % | Total | Unit Price/Discount % | Total | Unit Price/Discount % | Total | Unit Price/Discount % | Total | Unit Price/Discount % | Total
3.17.5 | B13.2 | (*) Allow for testing and commissioning |  | L.S | 1 |  | 2125 | 2125 | 0 | 0 | 0 | 0 | 50000 | 50000 | 23781 | 23781 | 23800000 | 23800000 | 1000 | 1000
3.17.6 | B13.3 | (*) Allow for builders work as specified |  | L.S | 1 |  | 8500 | 8500 | 0 | 0 | 0 | 0 | 0 | 0 | 0 | 0 | 0 | 0 | 1000 | 1000
3.17.7 | B13.4 | (*) Allow for supports including fixings, anchors, anti-vibration devices etc. |  | L.S | 1 |  | 6800 | 6800 | 0 | 0 | 0 | 0 | 0 | 0 | 0 | 0 | 0 | 0 | 1000 | 1000
3.17.8 | B13.5 | (*) Allow for identification, plates, labels etc. |  | L.S | 1 |  | 2000 | 2000 | 0 | 0 | 0 | 0 | 0 | 0 | 0 | 0 | 0 | 0 | 1000 | 1000
3.17.9 | B13.6 | (*) Allow for spares and tools |  | L.S | 1 |  | 850 | 850 | 0 | 0 | 0 | 0 | 0 | 0 | 0 | 0 | 0 | 0 | 1000 | 1000
3.17.10 | B13.7 | (*) Allow for documents, warranties, drawings, manuals etc. |  | L.S | 1 |  | 1700 | 1700 | 0 | 0 | 0 | 0 | 0 | 0 | 0 | 0 | 0 | 0 | 1000 | 1000
3.17.11 | B13.8 | (*) Allow for maintenance |  | L.S | 1 |  | 1700 | 1700 | 0 | 0 | 0 | 0 | 0 | 0 | 0 | 0 | 0 | 0 | 1000 | 1000
| Note | Note Details
3.17.12 | - | Contractor's Adjustment
| Item Code | Description | Item Remarks | Unit of Measurement | Quantity/Base Price |  | Unit Price/Discount % | Total | Unit Price/Discount % | Total | Unit Price/Discount % | Total | Unit Price/Discount % | Total | Unit Price/Discount % | Total | Unit Price/Discount % | Total | Unit Price/Discount % | Total | Unit Price/Discount % | Total | Unit Price/Discount % | Total | Unit Price/Discount % | Total
3.17.13 | CA-1 | (*) Contractor may price here any items which has been shown in the drawings or any other documents but overlooked or not specifically mentioned inthe schedule of items and is necessary for the satisfactory completion of the Works. Should the Contractor fail to insert any item here, it will be deemed that Lump Sum Contract Price includes all such items and no claims for additional items will be entertained. |  | Item | 1 |  | 0 | 0 | 0 | 0 | 0 | 0 | 0 | 0 | 0 | 0 | 0 | 0 | 0 | 0
| Note | Note Details
3.17.14 | - | Please attach one PDF file to be named "Additional Items for (insert bill no/name & Section No/name)" for the details of these additional items in the additional attachment area at the end of the BOQ.
3.18 BILL NO 14- EXTERNAL CIVIL , MECHANICAL & ELECTRICAL WORKS | [7 empty] | 5143781 |  | 2956240.44 |  | 5188036.7 |  | 11613760 |  | 4466850 |  | 8260514 |  | 6433330
| Note | Note Details
3.18.1 | - | B14.1-EXTERNAL CIVIL WORK
3.18.2 | - | Hard Landscaping
3.18.3 | - | Paving ( Refer to specification section 321000 )
3.18.4 | - | supply and instal, pedestrian concrete paving, size 160 x 200 x 60 mm, grey /red frame including clean course sand laying, 150 mm thick compacted road base,compacted sub-grade 95%, complete all in accordance with the drawings and specification.
| Item Code | Description | Item Remarks | Unit of Measurement | Quantity/Base Price |  | Unit Price/Discount % | Total | Unit Price/Discount % | Total | Unit Price/Discount % | Total | Unit Price/Discount % | Total | Unit Price/Discount % | Total | Unit Price/Discount % | Total | Unit Price/Discount % | Total | Unit Price/Discount % | Total | Unit Price/Discount % | Total | Unit Price/Discount % | Total
3.18.5 | B14.1.1 | (*) Pedestrian Concrete paving, size 160 x 200 x 60 mm (Pedestrian walkways).Code A |  | m² | 1658 |  | 81 | 134298 | 90.64 | 150281.12 | 107.8 | 178732.4 | 150 | 248700 | 124 | 205592 | 154 | 255332 | 140 | 232120
| Note | Note Details
3.18.6 | - | supply and instal,traffic concrete paving, size 100 x 200 x 80 mm grey /red frame including 50 mm thick clean course sand laying, 150 mm thick compacted road base compacted sub-grade-95%, complete all in accordance with the drawings and specification.
| Item Code | Description | Item Remarks | Unit of Measurement | Quantity/Base Price |  | Unit Price/Discount % | Total | Unit Price/Discount % | Total | Unit Price/Discount % | Total | Unit Price/Discount % | Total | Unit Price/Discount % | Total | Unit Price/Discount % | Total | Unit Price/Discount % | Total | Unit Price/Discount % | Total | Unit Price/Discount % | Total | Unit Price/Discount % | Total
3.18.7 | B14.1.2 | (*) Traffic concrete paving, size 100 x 200 x 80 mm (vehicle walk ways). Code B |  | m² | 1840 |  | 81 | 149040 | 92.7 | 170568 | 113.3 | 208472 | 110 | 202400 | 108 | 198720 | 166 | 305440 | 115 | 211600
| Note | Note Details
3.18.8 | - | supply and instal, curbstone size 300 x 150 x 500 mm grey complete all in accordance with the drawing and specification.
| Item Code | Description | Item Remarks | Unit of Measurement | Quantity/Base Price |  | Unit Price/Discount % | Total | Unit Price/Discount % | Total | Unit Price/Discount % | Total | Unit Price/Discount % | Total | Unit Price/Discount % | Total | Unit Price/Discount % | Total | Unit Price/Discount % | Total | Unit Price/Discount % | Total | Unit Price/Discount % | Total | Unit Price/Discount % | Total
3.18.9 | B14.1.3 | (*) Curbstone on pavements size 300 x 150 x 500 mm (Pavements). Code C |  | m | 2208 |  | 59 | 130272 | 90.64 | 200133.12 | 121 | 267168 | 100 | 220800 | 92 | 203136 | 155 | 342240 | 90 | 198720
| Note | Note Details
3.18.10 | - | supply and instal, Flush curbstone size 300 x 150 x 500 mm grey complete all in accordance with the drawing and specification.
| Item Code | Description | Item Remarks | Unit of Measurement | Quantity/Base Price |  | Unit Price/Discount % | Total | Unit Price/Discount % | Total | Unit Price/Discount % | Total | Unit Price/Discount % | Total | Unit Price/Discount % | Total | Unit Price/Discount % | Total | Unit Price/Discount % | Total | Unit Price/Discount % | Total | Unit Price/Discount % | Total | Unit Price/Discount % | Total
3.18.11 | B14.1.4 | (*) Flush curbstone on pavements size 300 x 150 x 500 mm (Pavements). Code D |  | m | 210 |  | 59 | 12390 | 90.64 | 19034.4 | 121 | 25410 | 100 | 21000 | 92 | 19320 | 155 | 32550 | 85 | 17850
| Note | Note Details
3.18.12 | - | supply and instal, epdm tile size 500x 500 x 120 mm varies color complete all in accordance with the drawings and specification
| Item Code | Description | Item Remarks | Unit of Measurement | Quantity/Base Price |  | Unit Price/Discount % | Total | Unit Price/Discount % | Total | Unit Price/Discount % | Total | Unit Price/Discount % | Total | Unit Price/Discount % | Total | Unit Price/Discount % | Total | Unit Price/Discount % | Total | Unit Price/Discount % | Total | Unit Price/Discount % | Total | Unit Price/Discount % | Total
3.18.13 | B14.1.5 | (*) High impact elevated EPDM tile on playing area 500x500x120mm (Playing area). Code E |  | m² | 518 |  | 495 | 256410 | 319.3 | 165397.4 | 429 | 222222 | 220 | 113960 | 363 | 188034 | 366 | 189588 | 1000 | 518000
3.18.14 | B14.1.6 | (*) Asphalt road ( Refer to specification section 321216) |  | m² | 4800 |  | 243 | 1166400 | 185.4 | 889920 | 99 | 475200 | 650 | 3120000 | 160 | 768000 | 275 | 1320000 | 200 | 960000
| Note | Note Details
3.18.15 | - | Shades
3.18.16 | - | Supply and install shade, comprising of structural steel & concrete work shading,accessories, and fittings,complete all in accordance with the drawings and specification.
| Item Code | Description | Item Remarks | Unit of Measurement | Quantity/Base Price |  | Unit Price/Discount % | Total | Unit Price/Discount % | Total | Unit Price/Discount % | Total | Unit Price/Discount % | Total | Unit Price/Discount % | Total | Unit Price/Discount % | Total | Unit Price/Discount % | Total | Unit Price/Discount % | Total | Unit Price/Discount % | Total | Unit Price/Discount % | Total
3.18.17 | B14.1.7 | (*) Playing area Shades |  | No | 13 |  | 6300 | 81900 | 11502 | 149526 | 10450 | 135850 | 8000 | 104000 | 6380 | 82940 | 16500 | 214500 | 23000 | 299000
3.18.18 | B14.1.8 | (*) Parking Shades |  | No | 8 |  | 23400 | 187200 | 7452 | 59616 | 13310 | 106480 | 3500 | 28000 | 13750 | 110000 | 13200 | 105600 | 16000 | 128000
| Note | Note Details
3.18.19 | - | Composite shade ( Pergola)
3.18.20 | - | Supply and Install composite shade outdoor sitting area including concrete works, finishes & all accessorise,fixing complete all in accordance with the drawings and specification.
| Item Code | Description | Item Remarks | Unit of Measurement | Quantity/Base Price |  | Unit Price/Discount % | Total | Unit Price/Discount % | Total | Unit Price/Discount % | Total | Unit Price/Discount % | Total | Unit Price/Discount % | Total | Unit Price/Discount % | Total | Unit Price/Discount % | Total | Unit Price/Discount % | Total | Unit Price/Discount % | Total | Unit Price/Discount % | Total
3.18.21 | B14.1.9 | (*) Composite shade ( Pergola) |  | m² | 36 |  | 1440 | 51840 | 1287.5 | 46350 | 1650 | 59400 | 2500 | 90000 | 660 | 23760 | 1650 | 59400 | 3500 | 126000
| Note | Note Details
3.18.22 | - | Benches ( Refer to specification section 323300 )
3.18.23 | - | Supply and Install outdoor sitting bench including concrete works, finishes & all accessorise,fixing complete all in accordance with the drawings and specification.
| Item Code | Description | Item Remarks | Unit of Measurement | Quantity/Base Price |  | Unit Price/Discount % | Total | Unit Price/Discount % | Total | Unit Price/Discount % | Total | Unit Price/Discount % | Total | Unit Price/Discount % | Total | Unit Price/Discount % | Total | Unit Price/Discount % | Total | Unit Price/Discount % | Total | Unit Price/Discount % | Total | Unit Price/Discount % | Total
3.18.24 | B14.1.10 | (*) Sitting Benches |  | No | 1 |  | 18000 | 18000 | 3605 | 3605 | 28292 | 28292 | 100000 | 100000 | 1628 | 1628 | 11000 | 11000 | 10000 | 10000
3.18.25 | B14.1.11 | (*) Outdoor Benches |  | No | 5 |  | 1350 | 6750 | 3605 | 18025 | 5236 | 26180 | 0 | 0 | 2970 | 14850 | 5500 | 27500 | 8000 | 40000
3.18.26 | B14.1.12 | (*) Bins |  | No | 7 |  | 2250 | 15750 | 1545 | 10815 | 7700 | 53900 | 0 | 0 | 1375 | 9625 | 3300 | 23100 | 8000 | 56000
| Note | Note Details
3.18.27 | - | Sliding Gate ( Refer to specification section 323119 )
3.18.28 | - | Sliding Gate with 25mm acrylic opal translucent sheet on (50x50x5 mm) powder coated aluminum frame, galvanized floor flush steel including fittings and fixing to concrete structure complete all in accordance with the drawings and specification.
| Item Code | Description | Item Remarks | Unit of Measurement | Quantity/Base Price |  | Unit Price/Discount % | Total | Unit Price/Discount % | Total | Unit Price/Discount % | Total | Unit Price/Discount % | Total | Unit Price/Discount % | Total | Unit Price/Discount % | Total | Unit Price/Discount % | Total | Unit Price/Discount % | Total | Unit Price/Discount % | Total | Unit Price/Discount % | Total
3.18.29 | B14.1.13 | (*) Slidding Gate ( double) |  | No | 2 |  | 9000 | 18000 | 20600 | 41200 | 38500 | 77000 | 0 | 0 | 10692 | 21384 | 55000 | 110000 | 45000 | 90000
3.18.30 | B14.1.14 | (*) Slidding Gate single (single) |  | No | 1 |  | 5400 | 5400 | 15450 | 15450 | 11000 | 11000 | 300000 | 300000 | 7174 | 7174 | 22000 | 22000 | 30000 | 30000
3.18.31 | B14.1.15 | (*) Gate Barrier |  | No | 2 |  | 27000 | 54000 | 25750 | 51500 | 16500 | 33000 | 0 | 0 | 38115 | 76230 | 27500 | 55000 | 25000 | 50000
3.18.32 | B14.1.16 | (*) Cast Iron Bollard |  | No | 10 |  | 1800 | 18000 | 1236 | 12360 | 5500 | 55000 | 0 | 0 | 1238 | 12380 | 3300 | 33000 | 2000 | 20000
| Note | Note Details
3.18.33 | - | Boundary Wall
3.18.34 | - | Boundary wall including earthwork, concrete work,waterproofing, finishes, gates, complete all in accordance with the drawings and specification.
| Item Code | Description | Item Remarks | Unit of Measurement | Quantity/Base Price |  | Unit Price/Discount % | Total | Unit Price/Discount % | Total | Unit Price/Discount % | Total | Unit Price/Discount % | Total | Unit Price/Discount % | Total | Unit Price/Discount % | Total | Unit Price/Discount % | Total | Unit Price/Discount % | Total | Unit Price/Discount % | Total | Unit Price/Discount % | Total
3.18.35 | B14.1.17 | (*) Boundary wall, 3000 mm high. |  | m | 295 |  | 1728 | 509760 | 1772.02 | 522745.9 | 1534.5 | 452677.5 | 1750 | 516250 | 1540 | 454300 | 2670 | 787650 | 3200 | 944000
| Note | Note Details
3.18.36 | - | Metal Ladder
3.18.37 | - | Supply and install G.I Cat Ladder complete all in accordance with the drawings and specification.( Refer to specification section 055100 )
| Item Code | Description | Item Remarks | Unit of Measurement | Quantity/Base Price |  | Unit Price/Discount % | Total | Unit Price/Discount % | Total | Unit Price/Discount % | Total | Unit Price/Discount % | Total | Unit Price/Discount % | Total | Unit Price/Discount % | Total | Unit Price/Discount % | Total | Unit Price/Discount % | Total | Unit Price/Discount % | Total | Unit Price/Discount % | Total
3.18.38 | B14.1.18 | (*) Metal Ladder (sub station & Service Block) |  | No | 2 |  | 4140 | 8280 | 8154 | 16308 | 6281 | 12562 | 10000 | 20000 | 4235 | 8470 | 5500 | 11000 | 5500 | 11000
3.18.39 | B14.1.19 | (*) Metal Ladder (main building) |  | No | 1 |  | 5040 | 5040 | 10044 | 10044 | 6281 | 6281 | 15000 | 15000 | 4202 | 4202 | 8250 | 8250 | 15500 | 15500
| Note | Note Details
3.18.40 | - | Wheel Stopper
3.18.41 | - | Precast concrete wheel stopper including fittings fixing and paint complete all in accordance with the drawings and specification.
| Item Code | Description | Item Remarks | Unit of Measurement | Quantity/Base Price |  | Unit Price/Discount % | Total | Unit Price/Discount % | Total | Unit Price/Discount % | Total | Unit Price/Discount % | Total | Unit Price/Discount % | Total | Unit Price/Discount % | Total | Unit Price/Discount % | Total | Unit Price/Discount % | Total | Unit Price/Discount % | Total | Unit Price/Discount % | Total
3.18.42 | B14.1.20 | (*) wheel Stopper |  | No | 21 |  | 180 | 3780 | 257.5 | 5407.5 | 165 | 3465 | 650 | 13650 | 247 | 5187 | 220 | 4620 | 900 | 18900
| Note | Note Details
3.18.43 | - | Traffic Marking Paint
3.18.44 | - | Traffic Paint thermo Plastic Paint including all paint on the road & parking stall complete all in accordance with the drawings and specification.
| Item Code | Description | Item Remarks | Unit of Measurement | Quantity/Base Price |  | Unit Price/Discount % | Total | Unit Price/Discount % | Total | Unit Price/Discount % | Total | Unit Price/Discount % | Total | Unit Price/Discount % | Total | Unit Price/Discount % | Total | Unit Price/Discount % | Total | Unit Price/Discount % | Total | Unit Price/Discount % | Total | Unit Price/Discount % | Total
3.18.45 | B14.1.21 | (*) Traffic Paint |  | Item | 1 |  | 18000 | 18000 | 41200 | 41200 | 27500 | 27500 | 200000 | 200000 | 13816 | 13816 | 27500 | 27500 | 62000 | 62000
| Note | Note Details
3.18.46 | - | External Signage ( Refer to specification section 101400 )
3.18.47 | - | Traffic Signage, complete all in accordance with the drawings and specification.
| Item Code | Description | Item Remarks | Unit of Measurement | Quantity/Base Price |  | Unit Price/Discount % | Total | Unit Price/Discount % | Total | Unit Price/Discount % | Total | Unit Price/Discount % | Total | Unit Price/Discount % | Total | Unit Price/Discount % | Total | Unit Price/Discount % | Total | Unit Price/Discount % | Total | Unit Price/Discount % | Total | Unit Price/Discount % | Total
3.18.48 | B14.1.22 | (*) No-Smoking (Ts-01) |  | No | 3 |  | 900 | 2700 | 604.8 | 1814.4 | 539 | 1617 | 0 | 0 | 743 | 2229 | 550 | 1650 | 800 | 2400
3.18.49 | B14.1.23 | (*) Bus Stop (Ts-02) |  | No | 2 |  | 1080 | 2160 | 756 | 1512 | 627 | 1254 | 0 | 0 | 970 | 1940 | 1650 | 3300 | 1200 | 2400
3.18.50 | B14.1.24 | (*) Service Vehicles Only (Ts-03) |  | No | 1 |  | 900 | 900 | 626.4 | 626.4 | 522.5 | 522.5 | 800000 | 800000 | 704 | 704 | 2200 | 2200 | 1200 | 1200
3.18.51 | B14.1.25 | (*) Stop Sign (Ts-04) |  | No | 4 |  | 1080 | 4320 | 572.4 | 2289.6 | 627 | 2508 | 0 | 0 | 917 | 3668 | 1100 | 4400 | 800 | 3200
3.18.52 | B14.1.26 | (*) School Zone (Ts-05) |  | No | 4 |  | 990 | 3960 | 648 | 2592 | 638 | 2552 | 0 | 0 | 875 | 3500 | 2200 | 8800 | 2800 | 11200
3.18.53 | B14.1.27 | (*) Handicapped Parking (Ts-06) |  | No | 4 |  | 900 | 3600 | 572.4 | 2289.6 | 522.5 | 2090 | 0 | 0 | 703 | 2812 | 5500 | 22000 | 1000 | 4000
3.18.54 | B14.1.28 | (*) No Entry Sign (Ts-07) |  | No | 6 |  | 1080 | 6480 | 572.4 | 3434.4 | 627 | 3762 | 0 | 0 | 917 | 5502 | 1320 | 7920 | 800 | 4800
3.18.55 | B14.1.29 | (*) Parking Area (Ts-08) |  | No | 12 |  | 900 | 10800 | 617.76 | 7413.12 | 528 | 6336 | 0 | 0 | 751 | 9012 | 2200 | 26400 | 850 | 10200
3.18.56 | B14.1.30 | (*) Pedestrian Crossing (Ts-09) |  | No | 4 |  | 2790 | 11160 | 6874.2 | 27496.8 | 528 | 2112 | 0 | 0 | 2649 | 10596 | 2750 | 11000 | 1300 | 5200
3.18.57 | B14.1.31 | (*) 30 Speed Only (Ts-10) |  | No | 1 |  | 3060 | 3060 | 8866.8 | 8866.8 | 627 | 627 | 0 | 0 | 2814 | 2814 | 2200 | 2200 | 850 | 850
3.18.58 | B14.1.32 | (*) School Zone area Board (Ts-11) |  | No | 1 |  | 1350 | 1350 | 1356.48 | 1356.48 | 528 | 528 | 0 | 0 | 2915 | 2915 | 5500 | 5500 | 8000 | 8000
3.18.59 | B14.1.33 | (*) Electric car charging (Ts-12) |  | No | 3 |  | 1350 | 4050 | 669.6 | 2008.8 | 528 | 1584 | 0 | 0 | 2585 | 7755 | 5500 | 16500 | 4000 | 12000
| Note | Note Details
3.18.60 | - | Other External Signage
| Item Code | Description | Item Remarks | Unit of Measurement | Quantity/Base Price |  | Unit Price/Discount % | Total | Unit Price/Discount % | Total | Unit Price/Discount % | Total | Unit Price/Discount % | Total | Unit Price/Discount % | Total | Unit Price/Discount % | Total | Unit Price/Discount % | Total | Unit Price/Discount % | Total | Unit Price/Discount % | Total | Unit Price/Discount % | Total
3.18.61 | B14.1.34 | (*) Main Building Sign |  | No | 1 |  | 22500 | 22500 | 45954 | 45954 | 18150 | 18150 | 0 | 0 | 12100 | 12100 | 27500 | 27500 | 50000 | 50000
3.18.62 | B14.1.35 | (*) Door Pictogram |  | No | 1 |  | 135 | 135 | 842.4 | 842.4 | 55 | 55 | 0 | 0 | 132 | 132 | 11000 | 11000 | 15000 | 15000
3.18.63 | B14.1.36 | (*) Door Sign |  | No | 1 |  | 108 | 108 | 864 | 864 | 38.5 | 38.5 | 0 | 0 | 105 | 105 | 2750 | 2750 | 10000 | 10000
3.18.64 | B14.1.37 | (*) Escape Route Plan |  | No | 1 |  | 135 | 135 | 664.2 | 664.2 | 132 | 132 | 0 | 0 | 138 | 138 | 22000 | 22000 | 10000 | 10000
| Note | Note Details
3.18.65 | - | Soft Landscaping-Planting ( Refer to specification section 329000 )
3.18.66 | - | Shrubs (SH)
| Item Code | Description | Item Remarks | Unit of Measurement | Quantity/Base Price |  | Unit Price/Discount % | Total | Unit Price/Discount % | Total | Unit Price/Discount % | Total | Unit Price/Discount % | Total | Unit Price/Discount % | Total | Unit Price/Discount % | Total | Unit Price/Discount % | Total | Unit Price/Discount % | Total | Unit Price/Discount % | Total | Unit Price/Discount % | Total
3.18.67 | B14.1.38 | (*) Atriplex Halimus / Sea Orach-S1 |  | No | 40 |  | 27 | 1080 | 12.6 | 504 | 3490.3 | 139612 | 0 | 0 | 50 | 2000 | 110 | 4400 | 60 | 2400
3.18.68 | B14.1.39 | (*) Leucophyllum Frutescens / Texas Ranger-S2 |  | No | 30 |  | 27 | 810 | 31.5 | 945 | 0 | 0 | 0 | 0 | 74 | 2220 | 121 | 3630 | 65 | 1950
3.18.69 | B14.1.40 | (*) Heliotropium Curassavicum / Khashafa -S3 |  | No | 40 |  | 68 | 2720 | 15.75 | 630 | 0 | 0 | 0 | 0 | 83 | 3320 | 132 | 5280 | 50 | 2000
3.18.70 | B14.1.41 | (*) Crassula Argentea / Jade Plant-S4 |  | No | 20 |  | 50 | 1000 | 15.75 | 315 | 0 | 0 | 0 | 0 | 83 | 1660 | 121 | 2420 | 75 | 1500
3.18.71 | B14.1.42 | (*) Bougainvillea Glabra / Bougainvillea Paper -S5 |  | No | 20 |  | 27 | 540 | 47.25 | 945 | 0 | 0 | 0 | 0 | 72 | 1440 | 121 | 2420 | 300 | 6000
| Note | Note Details
3.18.72 | - | Ground Cover (GC)
| Item Code | Description | Item Remarks | Unit of Measurement | Quantity/Base Price |  | Unit Price/Discount % | Total | Unit Price/Discount % | Total | Unit Price/Discount % | Total | Unit Price/Discount % | Total | Unit Price/Discount % | Total | Unit Price/Discount % | Total | Unit Price/Discount % | Total | Unit Price/Discount % | Total | Unit Price/Discount % | Total | Unit Price/Discount % | Total
3.18.73 | B14.1.43 | (*) Synthetic Lawn Turf -G1 |  | m² | 257 |  | 135 | 34695 | 210 | 53970 | 335.5 | 86223.5 | 0 | 0 | 171 | 43947 | 132 | 33924 | 180 | 46260
3.18.74 | B14.1.44 | (*) Sesuvium Portulacastrum-G2 |  | m² | 20 |  | 68 | 1360 | 21 | 420 | 335.5 | 6710 | 0 | 0 | 72 | 1440 | 165 | 3300 | 300 | 6000
| Note | Note Details
3.18.75 | - | B14.2 -EXTERNAL MECHANICAL WORKS
3.18.76 | - | Drainage Installation
3.18.77 | - | Drainage Piping Net work
3.18.78 | - | Waste, soil, vent, drain pipework including all necessary fittings, supports, accessories, and fixing in position, complete all in accordance with the drawings and specification ( Refer to Specification Section 22 13 19 )
| Item Code | Description | Item Remarks | Unit of Measurement | Quantity/Base Price |  | Unit Price/Discount % | Total | Unit Price/Discount % | Total | Unit Price/Discount % | Total | Unit Price/Discount % | Total | Unit Price/Discount % | Total | Unit Price/Discount % | Total | Unit Price/Discount % | Total | Unit Price/Discount % | Total | Unit Price/Discount % | Total | Unit Price/Discount % | Total
3.18.79 | 14.2.1 | (*) Pipe Ø150mm |  | m | 900 |  | 215 | 193500 | 0 | 0 | 242 | 217800 | 0 | 0 | 104 | 93600 | 0 | 0 | 150 | 135000
| Note | Note Details
3.18.80 | - | Rain water drain pipework
3.18.81 | - | Rain water drain pipework including all necessary fittings, supports, accessories, and fixing in position, complete all in accordance with the drawings and specification. ( Refer to Specification Section 22 14 23 )
| Item Code | Description | Item Remarks | Unit of Measurement | Quantity/Base Price |  | Unit Price/Discount % | Total | Unit Price/Discount % | Total | Unit Price/Discount % | Total | Unit Price/Discount % | Total | Unit Price/Discount % | Total | Unit Price/Discount % | Total | Unit Price/Discount % | Total | Unit Price/Discount % | Total | Unit Price/Discount % | Total | Unit Price/Discount % | Total
3.18.82 | 14.2.2 | (*) Pipe Ø200mm |  | m | 2700 |  | 245 | 661500 | 0 | 0 | 242 | 653400 | 0 | 0 | 135 | 364500 | 0 | 0 | 175 | 472500
| Note | Note Details
3.18.83 | - | Rain water drainage Manhole covers
3.18.84 | - | Rain Water and Drainage Manhole covers including fittings, supports, accessories, and fixing in position, complete all in accordance with the drawings and specification. ( Refer to Specification Section 22 05 73 )
| Item Code | Description | Item Remarks | Unit of Measurement | Quantity/Base Price |  | Unit Price/Discount % | Total | Unit Price/Discount % | Total | Unit Price/Discount % | Total | Unit Price/Discount % | Total | Unit Price/Discount % | Total | Unit Price/Discount % | Total | Unit Price/Discount % | Total | Unit Price/Discount % | Total | Unit Price/Discount % | Total | Unit Price/Discount % | Total
3.18.85 | 14.2.3 | (*) Drainage ; ductile iron, epoxy coated, double triangular lid manhole cover & frame. |  | No | 36 |  | 1275 | 45900 | 0 | 0 | 3850 | 138600 | 0 | 0 | 2979 | 107244 | 13200 | 475200 | 1500 | 54000
3.18.86 | 14.2.4 | (*) Rain Water; ductile Iron , epoxy coated, single seal manhole cover & frame. |  | No | 33 |  | 1275 | 42075 | 0 | 0 | 3850 | 127050 | 0 | 0 | 2352 | 77616 | 6600 | 217800 | 1500 | 49500
3.18.87 | 14.2.5 | (*) Drainage and Rain Water Manholes; Concrete for the construction of manhole |  | No | 66 |  | 8000 | 528000 | 0 | 0 | 4400 | 290400 | 0 | 0 | 4024 | 265584 | 11000 | 726000 | 1500 | 99000
3.18.88 | 14.2.6 | (*) Catch Basin Cover |  | No | 65 |  | 1530 | 99450 | 0 | 0 | 1650 | 107250 | 0 | 0 | 889 | 57785 | 1650 | 107250 | 1500 | 97500
| Note | Note Details
3.18.89 | - | Fire Fighting Installation
3.18.90 | - | Fire Hydrant
| Item Code | Description | Item Remarks | Unit of Measurement | Quantity/Base Price |  | Unit Price/Discount % | Total | Unit Price/Discount % | Total | Unit Price/Discount % | Total | Unit Price/Discount % | Total | Unit Price/Discount % | Total | Unit Price/Discount % | Total | Unit Price/Discount % | Total | Unit Price/Discount % | Total | Unit Price/Discount % | Total | Unit Price/Discount % | Total
3.18.91 | 14.2.7 | (*) Fire hydrant; all in accordance with the specification and drawings ( Refer to Specification Section 21 05 00 ) ; Fire hydrant, pillar type |  | No | 2 |  | 15300 | 30600 | 0 | 0 | 9350 | 18700 | 0 | 0 | 0 | 0 | 0 | 0 | 9000 | 18000
3.18.92 | 14.2.8 | (*) 110mm dia HDPE pipe for Fire Hydrants |  | No | 173 |  | 215 | 37195 | 0 | 0 | 176 | 30448 | 0 | 0 | 0 | 0 | 0 | 0 | 200 | 34600
| Note | Note Details
3.18.93 | - | Irrigation System Installation
3.18.94 | - | Irrigation Pipe , all in accordance with the specification and drawings ( Refer to Specification Section 32 80 00 )
| Item Code | Description | Item Remarks | Unit of Measurement | Quantity/Base Price |  | Unit Price/Discount % | Total | Unit Price/Discount % | Total | Unit Price/Discount % | Total | Unit Price/Discount % | Total | Unit Price/Discount % | Total | Unit Price/Discount % | Total | Unit Price/Discount % | Total | Unit Price/Discount % | Total | Unit Price/Discount % | Total | Unit Price/Discount % | Total
3.18.95 | 14.2.9 | (*) 50mm dia |  | m | 39 |  | 55 | 2145 | 0 | 0 | 0 | 0 | 0 | 0 | 37 | 1443 | 0 | 0 | 75 | 2925
3.18.96 | 14.2.10 | (*) 40mm dia |  | m | 25 |  | 51 | 1275 | 0 | 0 | 0 | 0 | 0 | 0 | 31 | 775 | 0 | 0 | 65 | 1625
3.18.97 | 14.2.11 | (*) 32mm dia |  | m | 270 |  | 34 | 9180 | 0 | 0 | 0 | 0 | 0 | 0 | 20 | 5400 | 0 | 0 | 60 | 16200
3.18.98 | 14.2.12 | (*) 25mm dia |  | m | 12 |  | 30 | 360 | 0 | 0 | 0 | 0 | 0 | 0 | 16 | 192 | 0 | 0 | 50 | 600
3.18.99 | 14.2.13 | (*) Irrigation Control Cable , all in accordance with the specification and drawings ( Refer to Specification Section 32 80 00 ) |  | L.S | 1 |  | 14600 | 14600 | 189000 | 189000 | 0 | 0 | 2500000 | 2500000 | 6061 | 6061 | 165000 | 165000 | 25000 | 25000
3.18.100 | 14.2.14 | (*) Quick Coupler Valve Box , all in accordance with the specification and drawings ( Refer to Specification Section 32 80 00 ) |  | No | 5 |  | 935 | 4675 | 0 | 0 | 0 | 0 | 0 | 0 | 1307 | 6535 | 0 | 0 | 200 | 1000
3.18.101 | 14.2.15 | (*) Solenoid Valves , all in accordance with the specification and drawings ( Refer to Specification Section 32 80 00 ) |  | No | 4 |  | 2500 | 10000 | 0 | 0 | 0 | 0 | 0 | 0 | 1589 | 6356 | 0 | 0 | 1200 | 4800
3.18.102 | 14.2.16 | (*) Solenoid Valve Box ,all in accordance with the specification and drawings ( Refer to Specification Section 32 80 00 ) |  | No | 4 |  | 442 | 1768 | 0 | 0 | 0 | 0 | 0 | 0 | 293 | 1172 | 0 | 0 | 1000 | 4000
3.18.103 | 14.2.17 | (*) Irrigation Dripper , all in accordance with the specification and drawings ( Refer to Specification Section 32 80 00 ) |  | No | 234 |  | 55 | 12870 | 0 | 0 | 0 | 0 | 0 | 0 | 5 | 1170 | 0 | 0 | 75 | 17550
| Note | Note Details
3.18.104 | - | 14.3-EXTERNAL ELECTRICAL WORKS
3.18.105 | - | Conductors and Cables ( Refer to Specefication Section 26 05 19 )
3.18.106 | - | (Contractor shall submit a full breakdown for all items included in the BOQ)
3.18.107 | - | *The Drawings ,B.O.Q and specification are one unit.
3.18.108 | - | *All Items and quantities are based on the Drawings, B.O.Q and specifications.
3.18.109 | - | *All Items including supply and installation as per specifications and client requirements.
3.18.110 | - | *All Items including supply and installation unless otherwise mentioned.
3.18.111 | - | *All Items must be reviewed and approved by authority,Client or his representative before installation.
3.18.112 | - | *Rates shall include all testing , commissioning as specified, Contractor to follow the conditions of contract.
3.18.113 | - | CABLE DUCT
| Item Code | Description | Item Remarks | Unit of Measurement | Quantity/Base Price |  | Unit Price/Discount % | Total | Unit Price/Discount % | Total | Unit Price/Discount % | Total | Unit Price/Discount % | Total | Unit Price/Discount % | Total | Unit Price/Discount % | Total | Unit Price/Discount % | Total | Unit Price/Discount % | Total | Unit Price/Discount % | Total | Unit Price/Discount % | Total
3.18.114 | 14.3.1 | (*) 100mm UPVC Cable Duct |  | Item | 1 |  | 10000 | 10000 | 0 | 0 | 13200 | 13200 | 3000000 | 3000000 | 813819 | 813819 | 0 | 0 | 7000 | 7000
3.18.115 | 14.3.2 | (*) 50mm UPVC Cable Duct |  | Item | 1 |  | 15000 | 15000 | 0 | 0 | 4950 | 4950 | 0 | 0 | 0 | 0 | 0 | 0 | 7000 | 7000
3.18.116 | 14.3.3 | (*) 150mm UPVC Power Cable Duct with Concrete Encasement |  | Item | 1 |  | 6500 | 6500 | 0 | 0 | 0 | 0 | 0 | 0 | 0 | 0 | 0 | 0 | 7000 | 7000
3.18.117 | 14.3.4 | (*) 150mm UPVC Power Cable |  | Item | 1 |  | 15000 | 15000 | 0 | 0 | 19800 | 19800 | 0 | 0 | 0 | 0 | 0 | 0 | 7000 | 7000
| Note | Note Details
3.18.118 | - | ELECTRICAL MANHOLE
3.18.119 | - | Supply & Install the Electrical Manhole along with Suitable cover as per Authority approval Dept.
| Item Code | Description | Item Remarks | Unit of Measurement | Quantity/Base Price |  | Unit Price/Discount % | Total | Unit Price/Discount % | Total | Unit Price/Discount % | Total | Unit Price/Discount % | Total | Unit Price/Discount % | Total | Unit Price/Discount % | Total | Unit Price/Discount % | Total | Unit Price/Discount % | Total | Unit Price/Discount % | Total | Unit Price/Discount % | Total
3.18.120 | 14.3.5 | (*) Manhole with Heavy Duty cover |  | No | 12 |  | 3000 | 36000 | 0 | 0 | 3300 | 39600 | 0 | 0 | 0 | 0 | 5500 | 66000 | 4500 | 54000
| Note | Note Details
3.18.121 | - | FEEDERS
3.18.122 | - | Supply, install,connect and test of low voltage armoured cables (0.6/1 kv) installed on cable trays / trunking including cables, cable trays / trunking, termination, identifications, necessary cable ties, cable glands, cable cleats and cable tray, earth continuity conductor, etc. as shown in the drawings:
3.18.123 | - | Cable from LV panel to SMDB`s
| Item Code | Description | Item Remarks | Unit of Measurement | Quantity/Base Price |  | Unit Price/Discount % | Total | Unit Price/Discount % | Total | Unit Price/Discount % | Total | Unit Price/Discount % | Total | Unit Price/Discount % | Total | Unit Price/Discount % | Total | Unit Price/Discount % | Total | Unit Price/Discount % | Total | Unit Price/Discount % | Total | Unit Price/Discount % | Total
3.18.124 | 14.3.6 | (*) 4C 70 mm2 XLPE / SWA / PVC + MEC |  | m | 10 |  | 0 | 0 | 0 | 0 | 176 | 1760 | 0 | 0 | 0 | 0 | 0 | 0 | 135 | 1350
3.18.125 | 14.3.7 | (*) 4C 150mm2 XLPE / SWA / PVC + MEC |  | m | 57 |  | 0 | 0 | 0 | 0 | 308 | 17556 | 0 | 0 | 0 | 0 | 0 | 0 | 260 | 14820
3.18.126 | 14.3.8 | (*) 2X4C 240mm2 XLPE / SWA / PVC + MEC |  | m | 86 |  | 0 | 0 | 0 | 0 | 994.4 | 85518.4 | 0 | 0 | 0 | 0 | 0 | 0 | 1640 | 141040
3.18.127 | 14.3.9 | (*) 4C 240mm2 XLPE / SWA / PVC + MEC |  | m | 96 |  | 0 | 0 | 0 | 0 | 497.2 | 47731.2 | 0 | 0 | 0 | 0 | 0 | 0 | 820 | 78720
3.18.128 | 14.3.10 | (*) 4C 120mm2 XLPE / SWA / PVC + MEC |  | m | 103 |  | 0 | 0 | 0 | 0 | 231 | 23793 | 0 | 0 | 0 | 0 | 0 | 0 | 200 | 20600
3.18.129 | 14.3.11 | (*) 2X4C 240mm2 XLPE / SWA / PVC + MEC |  | m | 101 |  | 0 | 0 | 0 | 0 | 994.4 | 100434.4 | 0 | 0 | 0 | 0 | 0 | 0 | 1640 | 165640
3.18.130 | 14.3.12 | (*) 2X4C 240mm2 XLPE / SWA / PVC + MEC |  | m | 102 |  | 0 | 0 | 0 | 0 | 994.4 | 101428.8 | 0 | 0 | 0 | 0 | 0 | 0 | 1640 | 167280
3.18.131 | 14.3.13 | (*) 2X4C 300mm2 XLPE / SWA / PVC + MEC |  | m | 5 |  | 0 | 0 | 0 | 0 | 1210 | 6050 | 0 | 0 | 0 | 0 | 0 | 0 | 1050 | 5250
3.18.132 | 14.3.14 | (*) 4C 150mm2 XLPE / SWA / PVC + MEC (FIR RATED CABLE) |  | m | 65 |  | 0 | 0 | 0 | 0 | 308 | 20020 | 0 | 0 | 0 | 0 | 0 | 0 | 360 | 23400
3.18.133 | 14.3.15 | (*) 4C 150mm2 XLPE / SWA / PVC + MEC (FIR RATED CABLE) |  | m | 8 |  | 0 | 0 | 0 | 0 | 308 | 2464 | 0 | 0 | 0 | 0 | 0 | 0 | 360 | 2880
| Note | Note Details
3.18.134 | - | Cable from SMDB-SS-001 TO DB`s & Isolaors
| Item Code | Description | Item Remarks | Unit of Measurement | Quantity/Base Price |  | Unit Price/Discount % | Total | Unit Price/Discount % | Total | Unit Price/Discount % | Total | Unit Price/Discount % | Total | Unit Price/Discount % | Total | Unit Price/Discount % | Total | Unit Price/Discount % | Total | Unit Price/Discount % | Total | Unit Price/Discount % | Total | Unit Price/Discount % | Total
3.18.135 | 14.3.16 | (*) 2C 6mm2 XLPE / SWA / PVC + MEC |  | m | 135 |  | 0 | 0 | 0 | 0 | 27.5 | 3712.5 | 0 | 0 | 0 | 0 | 0 | 0 | 15 | 2025
3.18.136 | 14.3.17 | (*) 4C 10mm2 XLPE / SWA / PVC + MEC |  | m | 120 |  | 0 | 0 | 0 | 0 | 38.5 | 4620 | 0 | 0 | 0 | 0 | 0 | 0 | 30 | 3600
3.18.137 | 14.3.18 | (*) 4C 16mm2 XLPE / SWA / PVC + MEC |  | m | 15 |  | 0 | 0 | 0 | 0 | 44 | 660 | 0 | 0 | 0 | 0 | 0 | 0 | 35 | 525
| Note | Note Details
3.18.138 | - | Wiring Devices ( Refer to Specefication Section 26 27 26 )
3.18.139 | - | DISCONNECTING SWITCHES
3.18.140 | - | Supply, install and connect the following disconnecting switches including enclosures, support frames, etc. and it's outlets complete including conduits, conduit fittings, cables / wiring, cable trays , earthing and all necessary accessories and ancillary works as shown on the drawings and as specified.
| Item Code | Description | Item Remarks | Unit of Measurement | Quantity/Base Price |  | Unit Price/Discount % | Total | Unit Price/Discount % | Total | Unit Price/Discount % | Total | Unit Price/Discount % | Total | Unit Price/Discount % | Total | Unit Price/Discount % | Total | Unit Price/Discount % | Total | Unit Price/Discount % | Total | Unit Price/Discount % | Total | Unit Price/Discount % | Total
3.18.141 | 14.3.19 | (*) Hybred Unit car charge |  | No | 3 |  | 18000 | 54000 | 0 | 0 | 16500 | 49500 | 0 | 0 | 0 | 0 | 0 | 0 | 5000 | 15000
3.18.142 | 14.3.20 | (*) Single phase Isolator same as feeder breaker size (SPN) IP65 |  | No | 2 |  | 723 | 1446 | 0 | 0 | 385 | 770 | 0 | 0 | 0 | 0 | 0 | 0 | 450 | 900
| Note | Note Details
3.18.143 | - | Lighting fixtures ( Refer to Specification Section 26 51 00)
3.18.144 | - | Lighting and Branch Wiring
3.18.145 | - | Supply, install,wiring test and commission complete Light fittings, complete all in accordance with the drawings and specification.
| Item Code | Description | Item Remarks | Unit of Measurement | Quantity/Base Price |  | Unit Price/Discount % | Total | Unit Price/Discount % | Total | Unit Price/Discount % | Total | Unit Price/Discount % | Total | Unit Price/Discount % | Total | Unit Price/Discount % | Total | Unit Price/Discount % | Total | Unit Price/Discount % | Total | Unit Price/Discount % | Total | Unit Price/Discount % | Total
3.18.146 | 14.3.21 | (*) Type - L15 |  | No | 10 |  | 2100 | 21000 | 0 | 0 | 385 | 3850 | 0 | 0 | 0 | 0 | 0 | 0 | 1200 | 12000
3.18.147 | 14.3.22 | (*) Type - L16 |  | No | 8 |  | 5950 | 47600 | 0 | 0 | 385 | 3080 | 0 | 0 | 0 | 0 | 0 | 0 | 9500 | 76000
3.18.148 | 14.3.23 | (*) Type - L17 |  | No | 4 |  | 6200 | 24800 | 0 | 0 | 385 | 1540 | 0 | 0 | 0 | 0 | 0 | 0 | 12000 | 48000
3.18.149 | 14.3.23 A | (*) Type - L18 |  | No | 7 |  | 272 | 1904 | 0 | 0 | 385 | 2695 | 0 | 0 | 0 | 0 | 0 | 0 | 750 | 5250
| Note | Note Details
3.18.150 | - | Earthing & bonding System
| Item Code | Description | Item Remarks | Unit of Measurement | Quantity/Base Price |  | Unit Price/Discount % | Total | Unit Price/Discount % | Total | Unit Price/Discount % | Total | Unit Price/Discount % | Total | Unit Price/Discount % | Total | Unit Price/Discount % | Total | Unit Price/Discount % | Total | Unit Price/Discount % | Total | Unit Price/Discount % | Total | Unit Price/Discount % | Total
3.18.151 | 14.3.24 | (*) Supply, install ,testing and commissioning with all accessories of the earthing and bonding system complete including Earth Bar main earth electrodes , earthing continuity conductors ,bonding conductors and earth pit etc, as specified. |  | L.S | 1 |  | 12750 | 12750 | 0 | 0 | 13200 | 13200 | 0 | 0 | 106901 | 106901 | 2300000 | 2300000 | 25000 | 25000
| Note | Note Details
3.18.152 | - | Closed Circuit Television System ( Refer to Specification Section 27 60 00)
3.18.153 | - | CCTV System including all equipments, cabling termination and accessories required to complete the installation, all in accordance with the drawings, specification.
| Item Code | Description | Item Remarks | Unit of Measurement | Quantity/Base Price |  | Unit Price/Discount % | Total | Unit Price/Discount % | Total | Unit Price/Discount % | Total | Unit Price/Discount % | Total | Unit Price/Discount % | Total | Unit Price/Discount % | Total | Unit Price/Discount % | Total | Unit Price/Discount % | Total | Unit Price/Discount % | Total | Unit Price/Discount % | Total
3.18.154 | 14.3.25 | (*) IP Based fixed dome camera ( weather proof ) for recognize level |  | No | 7 |  | 6375 | 44625 | 0 | 0 | 5500 | 38500 | 0 | 0 | 0 | 0 | 0 | 0 | 3500 | 24500
3.18.155 | 14.3.26 | (*) IP Based fixed dome camera ( weather proof ) for derection level |  | No | 13 |  | 5950 | 77350 | 0 | 0 | 7700 | 100100 | 0 | 0 | 0 | 0 | 0 | 0 | 3500 | 45500
3.18.156 | 14.3.27 | (*) ANPR IP Based fixed dome camera ( weather proof ) |  | No | 2 |  | 6800 | 13600 | 0 | 0 | 4950 | 9900 | 0 | 0 | 0 | 0 | 0 | 0 | 5000 | 10000
3.18.157 | 14.3.28 | (*) IP Based fixed dome camera ( weather proof ) for Identify level |  | No | 1 |  | 5525 | 5525 | 0 | 0 | 7700 | 7700 | 0 | 0 | 0 | 0 | 0 | 0 | 10000 | 10000
3.18.158 | 14.3.29 | (*) 6 meter pole for camera |  | No | 5 |  | 1275 | 6375 | 0 | 0 | 2750 | 13750 | 0 | 0 | 0 | 0 | 0 | 0 | 2500 | 12500
3.18.159 | 14.3.30 | (*) ELV MANHOLE 300(L) X 300(W) X 600(H)mm |  | No | 19 |  | 1870 | 35530 | 0 | 0 | 3850 | 73150 | 0 | 0 | 0 | 0 | 0 | 0 | 4500 | 85500
| Note | Note Details
3.18.160 | - | Telphone and Data System ( Refer to Specification Section 27 00 00)
3.18.161 | - | Telephone and Data System
3.18.162 | - | Supply, install, testing and commissioning complete Telephone and data system wiring, including all all builders work, fixing accessories, wires/ cables, tagging,cable tray with cover, trunking, conduits, supports, back boxes, couplers and accessories as required, as specified, as shown on drawings and to Etisalat approval.
| Item Code | Description | Item Remarks | Unit of Measurement | Quantity/Base Price |  | Unit Price/Discount % | Total | Unit Price/Discount % | Total | Unit Price/Discount % | Total | Unit Price/Discount % | Total | Unit Price/Discount % | Total | Unit Price/Discount % | Total | Unit Price/Discount % | Total | Unit Price/Discount % | Total | Unit Price/Discount % | Total | Unit Price/Discount % | Total
3.18.163 | 14.3.31 | (*) Manhole (600X600X700) |  | No | 5 |  | 3200 | 16000 | 0 | 0 | 4950 | 24750 | 0 | 0 | 0 | 0 | 3300 | 16500 | 5000 | 25000
3.18.164 | 14.3.32 | (*) 2X50MM UPVC duct |  | item | 1 |  | 6800 | 6800 | 0 | 0 | 13200 | 13200 | 0 | 0 | 0 | 0 | 0 | 0 | 5000 | 5000
3.18.165 | 14.3.33 | (*) 2X50MM UPVC duct concrete encasement |  | item | 1 |  | 2250 | 2250 | 0 | 0 | 0 | 0 | 0 | 0 | 0 | 0 | 0 | 0 | 5000 | 5000
3.18.166 | 14.3.34 | (*) 2X100mm UPVC duct concret encasement |  | item | 1 |  | 11000 | 11000 | 0 | 0 | 0 | 0 | 0 | 0 | 0 | 0 | 0 | 0 | 5000 | 5000
3.18.167 | 14.3.35 | (*) Conduites, wiring, cables, termination, ,junction boxes,earthing etc related to telecommunication system |  | item | 1 |  | 6500 | 6500 | 0 | 0 | 13200 | 13200 | 0 | 0 | 0 | 0 | 0 | 0 | 10000 | 10000
3.18.168 | 14.3.36 | (*) JRC-12 |  | No | 1 |  | 7000 | 7000 | 0 | 0 | 0 | 0 | 0 | 0 | 0 | 0 | 11000 | 11000 | 15000 | 15000
| Note | Note Details
3.18.169 | - | Contractor's Adjustment
| Item Code | Description | Item Remarks | Unit of Measurement | Quantity/Base Price |  | Unit Price/Discount % | Total | Unit Price/Discount % | Total | Unit Price/Discount % | Total | Unit Price/Discount % | Total | Unit Price/Discount % | Total | Unit Price/Discount % | Total | Unit Price/Discount % | Total | Unit Price/Discount % | Total | Unit Price/Discount % | Total | Unit Price/Discount % | Total
3.18.170 | CA-1 | (*) Contractor may price here any items which has been shown in the drawings or any other documents but overlooked or not specifically mentioned inthe schedule of items and is necessary for the satisfactory completion of the Works. Should the Contractor fail to insert any item here, it will be deemed that Lump Sum Contract Price includes all such items and no claims for additional items will be entertained. |  | Item | 1 |  | 0 | 0 | 0 | 0 | 0 | 0 | 0 | 0 | 0 | 0 | 0 | 0 | 0 | 0
| Note | Note Details
3.18.171 | - | Please attach one PDF file to be named "Additional Items for (insert bill no/name & Section No/name)" for the details of these additional items in the additional attachment area at the end of the BOQ.
3.19 BILL NO 15- PROVISIONAL SUM | [7 empty] | 6367625 |  | 5352500 |  | 5422225 |  | 6181125 |  | 5835885 |  | 5837085 |  | 5835885
| Note | Note Details
3.19.1 | - | Provisional Sum
3.19.2 | - | Each of the below item shall be executed in whole or in part upon receipt of written instruction from the Employer/Engineer of the Project.
3.19.3 | - | Please enter AED 1,650,000.00 in the price field
3.19.4 | - | Electronic Devices
| Item Code | Description | Item Remarks | Unit of Measurement | Quantity/Base Price |  | Unit Price/Discount % | Total | Unit Price/Discount % | Total | Unit Price/Discount % | Total | Unit Price/Discount % | Total | Unit Price/Discount % | Total | Unit Price/Discount % | Total | Unit Price/Discount % | Total | Unit Price/Discount % | Total | Unit Price/Discount % | Total | Unit Price/Discount % | Total
3.19.5 | PS-05 | (*) Provisional Sum of AED 1,650,000.00 for Electronic Devices Supply, Installation, Testing & Commissions including all accessories complete including but not limited to I P telephony ( Core/Edge Switches, Telephone Sets, Conference Phone sets, Voice gateways, Firewalls, Licenses, ...etc.), General use PCs / Laptops / Tables / eBooks, Network Printers, (continued).. |  | P.S | 1 |  | 1650000 | 1650000 | 1650000 | 1650000 | 1650000 | 1650000 | 1650000 | 1650000 | 1650000 | 1650000 | 1650000 | 1650000 | 1650000 | 1650000
| Note | Note Details
3.19.6 | - | (continuation)... Scanners / Barcode Scanners, Wi-Fi / Access Points Devices, Operational Servers, Electronic Boards / Displays, Any other hardware / Software necessary for the satisfactory Completion of the Works and e-Learning As per Client/End-user requirements
| Item Code | Description | Item Remarks | Unit of Measurement | Quantity/Base Price |  | Unit Price/Discount % | Total | Unit Price/Discount % | Total | Unit Price/Discount % | Total | Unit Price/Discount % | Total | Unit Price/Discount % | Total | Unit Price/Discount % | Total | Unit Price/Discount % | Total | Unit Price/Discount % | Total | Unit Price/Discount % | Total | Unit Price/Discount % | Total
3.19.7 | PS-06 | (*) Allow for all associated Builder's work in connection with the Works |  | Item | 1 |  | 82500 | 82500 | 0 | 0 | 41250 | 41250 | 165000 | 165000 | 49500 | 49500 | 33000 | 33000 | 82500 | 82500
| Note | Note Details
3.19.8 | - | Please enter the percentage as per the example (Example: if 8% please enter it as 0.08)
| Item Code | Description | Item Remarks | Unit of Measurement | Quantity/Base Price |  | Unit Price/Discount % | Total | Unit Price/Discount % | Total | Unit Price/Discount % | Total | Unit Price/Discount % | Total | Unit Price/Discount % | Total | Unit Price/Discount % | Total | Unit Price/Discount % | Total | Unit Price/Discount % | Total | Unit Price/Discount % | Total | Unit Price/Discount % | Total
3.19.9 | PS-07 | (*) Allow for Main Contractor's Overhead and Profit |  | % | 1650000 |  | 0.1 | 165000 | 0.035 | 57750 | 0 | 0 | 0.1 | 165000 | 0.07 | 115500 | 0.1 | 165000 | 0.05 | 82500
3.19.10 | PS-08 | (*) Allow for General Attendance |  | % | 1650000 |  | 0.05 | 82500 | 0.005 | 8250 | 0.025 | 41250 | 0.05 | 82500 | 0.03 | 49500 | 0.01 | 16500 | 0.03 | 49500
| Note | Note Details
3.19.11 | - | Please enter AED 424,500.00 in the price field
3.19.12 | - | Electricity Utilities Connection Fees and Associated Costs
| Item Code | Description | Item Remarks | Unit of Measurement | Quantity/Base Price |  | Unit Price/Discount % | Total | Unit Price/Discount % | Total | Unit Price/Discount % | Total | Unit Price/Discount % | Total | Unit Price/Discount % | Total | Unit Price/Discount % | Total | Unit Price/Discount % | Total | Unit Price/Discount % | Total | Unit Price/Discount % | Total | Unit Price/Discount % | Total
3.19.13 | PS-09 | (*) Allow for Provisional Sum of AED 424,500.00 for bringing permanent ADDC electricity to the project taking full responsibility for payment of fees and charges, including HV cables and panels, transformers, terminations, pipework, meters, civil works, equipment & associated accessories involved of whatsoever under ADDC’s strict co-ordination & supervision. |  | P.S | 1 |  | 424500 | 424500 | 424500 | 424500 | 424500 | 424500 | 424500 | 424500 | 424500 | 424500 | 424500 | 424500 | 424500 | 424500
| Note | Note Details
3.19.14 | - | Additional costs associated with ADDC for main electrical incoming cables installation from plot boundary to HV switchgear and be responsible until official handover of the project in good and satisfactory working order.
| Item Code | Description | Item Remarks | Unit of Measurement | Quantity/Base Price |  | Unit Price/Discount % | Total | Unit Price/Discount % | Total | Unit Price/Discount % | Total | Unit Price/Discount % | Total | Unit Price/Discount % | Total | Unit Price/Discount % | Total | Unit Price/Discount % | Total | Unit Price/Discount % | Total | Unit Price/Discount % | Total | Unit Price/Discount % | Total
3.19.15 | PS-10 | (*) Allow for all associated Builder's work in connection with the Works |  | Item | 1 |  | 42450 | 42450 | 0 | 0 | 10612.5 | 10612.5 | 42450 | 42450 | 12735 | 12735 | 8490 | 8490 | 21225 | 21225
| Note | Note Details
3.19.16 | - | Please enter the percentage as per the example (Example: if 8% please enter it as 0.08)
| Item Code | Description | Item Remarks | Unit of Measurement | Quantity/Base Price |  | Unit Price/Discount % | Total | Unit Price/Discount % | Total | Unit Price/Discount % | Total | Unit Price/Discount % | Total | Unit Price/Discount % | Total | Unit Price/Discount % | Total | Unit Price/Discount % | Total | Unit Price/Discount % | Total | Unit Price/Discount % | Total | Unit Price/Discount % | Total
3.19.17 | PS-11 | (*) Allow for Main Contractor's Overhead and Profit |  | % | 424500 |  | 0.1 | 42450 | 0 | 0 | 0 | 0 | 0.1 | 42450 | 0.07 | 29715 | 0.1 | 42450 | 0.05 | 21225
3.19.18 | PS-12 | (*) Allow for General Attendance |  | % | 424500 |  | 0.05 | 21225 | 0 | 0 | 0.025 | 10612.5 | 0.05 | 21225 | 0.03 | 12735 | 0.01 | 4245 | 0.03 | 12735
| Note | Note Details
3.19.19 | - | Please enter AED 20,000.00 in the price field
3.19.20 | - | Water Supply Connection Fees and Associated Costs
| Item Code | Description | Item Remarks | Unit of Measurement | Quantity/Base Price |  | Unit Price/Discount % | Total | Unit Price/Discount % | Total | Unit Price/Discount % | Total | Unit Price/Discount % | Total | Unit Price/Discount % | Total | Unit Price/Discount % | Total | Unit Price/Discount % | Total | Unit Price/Discount % | Total | Unit Price/Discount % | Total | Unit Price/Discount % | Total
3.19.21 | PS-13 | (*) Allow for Provisional Sum of AED 20,000.00 for bringing permanent Water Connection to the project taking full responsibility for payment of fees and charges, including pipework, meters, civil works, equipment & associated accessories involved of whatsoever under ADDC’s strict co-ordination & supervision. |  | P.S | 1 |  | 20000 | 20000 | 20000 | 20000 | 20000 | 20000 | 20000 | 20000 | 20000 | 20000 | 20000 | 20000 | 20000 | 20000
| Note | Note Details
3.19.22 | - | Additional costs associated with ADDC for getting water connection and responsible until official handover of the project in good and satisfactory working order.
| Item Code | Description | Item Remarks | Unit of Measurement | Quantity/Base Price |  | Unit Price/Discount % | Total | Unit Price/Discount % | Total | Unit Price/Discount % | Total | Unit Price/Discount % | Total | Unit Price/Discount % | Total | Unit Price/Discount % | Total | Unit Price/Discount % | Total | Unit Price/Discount % | Total | Unit Price/Discount % | Total | Unit Price/Discount % | Total
3.19.23 | PS-14 | (*) Allow for all associated Builder's work in connection with the Works |  | Item | 1 |  | 150000 | 150000 | 0 | 0 | 500 | 500 | 2000 | 2000 | 600 | 600 | 1000 | 1000 | 1000 | 1000
| Note | Note Details
3.19.24 | - | Please enter the percentage as per the example (Example: if 8% please enter it as 0.08)
| Item Code | Description | Item Remarks | Unit of Measurement | Quantity/Base Price |  | Unit Price/Discount % | Total | Unit Price/Discount % | Total | Unit Price/Discount % | Total | Unit Price/Discount % | Total | Unit Price/Discount % | Total | Unit Price/Discount % | Total | Unit Price/Discount % | Total | Unit Price/Discount % | Total | Unit Price/Discount % | Total | Unit Price/Discount % | Total
3.19.25 | PS-15 | (*) Allow for Main Contractor's Overhead and Profit |  | % | 20000 |  | 0.1 | 2000 | 0 | 0 | 0 | 0 | 0.1 | 2000 | 0.07 | 1400 | 0.1 | 2000 | 0.05 | 1000
3.19.26 | PS-16 | (*) Allow for General Attendance |  | % | 20000 |  | 0.05 | 1000 | 0 | 0 | 0.025 | 500 | 0.05 | 1000 | 0.03 | 600 | 0.01 | 200 | 0.03 | 600
| Note | Note Details
3.19.27 | - | Please enter AED 20,000.00 in the price field
3.19.28 | - | ETISALAT Connection Fees and Associated Costs
| Item Code | Description | Item Remarks | Unit of Measurement | Quantity/Base Price |  | Unit Price/Discount % | Total | Unit Price/Discount % | Total | Unit Price/Discount % | Total | Unit Price/Discount % | Total | Unit Price/Discount % | Total | Unit Price/Discount % | Total | Unit Price/Discount % | Total | Unit Price/Discount % | Total | Unit Price/Discount % | Total | Unit Price/Discount % | Total
3.19.29 | PS-17 | (*) Allow for Provisional Sum of AED 20,000.00 for bringing main ETISALAT connection and charges |  | P.S | 1 |  | 20000 | 20000 | 20000 | 20000 | 20000 | 20000 | 20000 | 20000 | 20000 | 20000 | 20000 | 20000 | 20000 | 20000
3.19.30 | PS-18 | (*) Allow for all associated Builder's work in connection with the Works |  | Item | 1 |  | 1000 | 1000 | 0 | 0 | 0 | 0 | 2000 | 2000 | 600 | 600 | 1000 | 1000 | 1000 | 1000
| Note | Note Details
3.19.31 | - | Please enter the percentage as per the example (Example: if 8% please enter it as 0.08)
| Item Code | Description | Item Remarks | Unit of Measurement | Quantity/Base Price |  | Unit Price/Discount % | Total | Unit Price/Discount % | Total | Unit Price/Discount % | Total | Unit Price/Discount % | Total | Unit Price/Discount % | Total | Unit Price/Discount % | Total | Unit Price/Discount % | Total | Unit Price/Discount % | Total | Unit Price/Discount % | Total | Unit Price/Discount % | Total
3.19.32 | PS-19 | (*) Allow for Main Contractor's Overhead and Profit |  | % | 20000 |  | 0.1 | 2000 | 0 | 0 | 0 | 0 | 0.1 | 2000 | 0.07 | 1400 | 0.1 | 2000 | 0.05 | 1000
3.19.33 | PS-20 | (*) Allow for General Attendance |  | % | 20000 |  | 0.05 | 1000 | 0 | 0 | 0.025 | 500 | 0.05 | 1000 | 0.03 | 600 | 0.01 | 200 | 0.03 | 600
| Note | Note Details
3.19.34 | - | Please enter AED 3,050,000.00 in the price field
3.19.35 | - | EQUIPMENTS
| Item Code | Description | Item Remarks | Unit of Measurement | Quantity/Base Price |  | Unit Price/Discount % | Total | Unit Price/Discount % | Total | Unit Price/Discount % | Total | Unit Price/Discount % | Total | Unit Price/Discount % | Total | Unit Price/Discount % | Total | Unit Price/Discount % | Total | Unit Price/Discount % | Total | Unit Price/Discount % | Total | Unit Price/Discount % | Total
3.19.36 | PS-21 | (*) Provisional Sum of AED 3,050,000.00 for the supply, Installation, Connection and loose Equipment including all accessories complete including " but not limited to ": (Autistic Equipment including OT Supplies ,Sensory Integration Tools, Education Toys, Equipment for therapy and Gym area as per Client requirements). |  | P.S | 1 |  | 3050000 | 3050000 | 3050000 | 3050000 | 3050000 | 3050000 | 3050000 | 3050000 | 3050000 | 3050000 | 3050000 | 3050000 | 3050000 | 3050000
3.19.37 | PS-22 | (*) Allow for all associated Builder's work in connection with the Works |  | Item | 1 |  | 152500 | 152500 | 0 | 0 | 76250 | 76250 | 30500 | 30500 | 91500 | 91500 | 61000 | 61000 | 152500 | 152500
| Note | Note Details
3.19.38 | - | Please enter the percentage as per the example (Example: if 8% please enter it as 0.08)
| Item Code | Description | Item Remarks | Unit of Measurement | Quantity/Base Price |  | Unit Price/Discount % | Total | Unit Price/Discount % | Total | Unit Price/Discount % | Total | Unit Price/Discount % | Total | Unit Price/Discount % | Total | Unit Price/Discount % | Total | Unit Price/Discount % | Total | Unit Price/Discount % | Total | Unit Price/Discount % | Total | Unit Price/Discount % | Total
3.19.39 | PS-23 | (*) Allow for Main Contractor's Overhead and Profit |  | % | 3050000 |  | 0.1 | 305000 | 0.035 | 106750 | 0 | 0 | 0.1 | 305000 | 0.07 | 213500 | 0.1 | 305000 | 0.05 | 152500
3.19.40 | PS-24 | (*) Allow for General Attendance |  | % | 3050000 |  | 0.05 | 152500 | 0.005 | 15250 | 0.025 | 76250 | 0.05 | 152500 | 0.03 | 91500 | 0.01 | 30500 | 0.03 | 91500
3.20 MUSANADA IT REQUIREMENTS | [7 empty] | 922600 |  | 609563.68 |  | 463000 |  | 1834910 |  | 615255 |  | 894300 |  | 583410
| Note | Note Details
3.20.1 | - | Operational IT Requirements and Projects Systems Requirements
3.20.2 | - | Each of the below item shall be executed in whole or in part upon receipt of written instruction from the Employer/Engineer of the Project.
3.20.3 | - | All technical requirements are as per the IT Requirements stated in the Tender Documents
| Item Code | Description | Item Remarks | Unit of Measurement | Quantity/Base Price |  | Unit Price/Discount % | Total | Unit Price/Discount % | Total | Unit Price/Discount % | Total | Unit Price/Discount % | Total | Unit Price/Discount % | Total | Unit Price/Discount % | Total | Unit Price/Discount % | Total | Unit Price/Discount % | Total | Unit Price/Discount % | Total | Unit Price/Discount % | Total
3.20.4 | IT.1 | (*) 40 Mbps internet business line |  | No. | 1 |  | 125000 | 125000 | 32400 | 32400 | 150000 | 150000 | 1500000 | 1500000 | 20394 | 20394 | 550000 | 550000 | 18000 | 18000
3.20.5 | IT.2 | (*) WS-C3560E-8PC-S POE Cisco switch |  | No. | 1 |  | 6300 | 6300 | 3338.28 | 3338.28 | 0 | 0 | 0 | 0 | 3162 | 3162 | 0 | 0 | 1000 | 1000
3.20.6 | IT.3 | (*) WS-C3560E-24-PS-S POE Cisco switch |  | No. | 1 |  | 15000 | 15000 | 6480 | 6480 | 0 | 0 | 0 | 0 | 8560 | 8560 | 0 | 0 | 1000 | 1000
3.20.7 | IT.4 | (*) Cisco wireless access point |  | No. | 1 |  | 2100 | 2100 | 3672 | 3672 | 0 | 0 | 0 | 0 | 2087 | 2087 | 0 | 0 | 1000 | 1000
3.20.8 | IT.5 | (*) Attendance system |  | No. | 1 |  | 12700 | 12700 | 2700 | 2700 | 0 | 0 | 0 | 0 | 2675 | 2675 | 0 | 0 | 5000 | 5000
3.20.9 | IT.6 | (*) Printer (MDF mutli-functional colored printers, scanners, copiers / network & wireless enabled. Minimum speed required is 40 PPM (page per minute) |  | No. | 1 |  | 14000 | 14000 | 966.6 | 966.6 | 0 | 0 | 0 | 0 | 12305 | 12305 | 0 | 0 | 20000 | 20000
3.20.10 | IT.7 | (*) HP laptop |  | No. | 10 |  | 5600 | 56000 | 2808 | 28080 | 0 | 0 | 0 | 0 | 2065 | 20650 | 0 | 0 | 3000 | 30000
3.20.11 | IT.8 | (*) Windows 7 enterprise license |  | No. | 10 |  | 850 | 8500 | 756 | 7560 | 0 | 0 | 0 | 0 | 1124 | 11240 | 0 | 0 | 1000 | 10000
3.20.12 | IT.9 | (*) Microsoft Office 2013 professional |  | No. | 10 |  | 3000 | 30000 | 1620 | 16200 | 0 | 0 | 0 | 0 | 1819 | 18190 | 0 | 0 | 1000 | 10000
3.20.13 | IT.10 | (*) Adobe acrobat XI 11 professional |  | No. | 2 |  | 2100 | 4200 | 486 | 972 | 0 | 0 | 0 | 0 | 2033 | 4066 | 0 | 0 | 750 | 1500
3.20.14 | IT.11 | (*) Primavera P6 Enterprise Project Portfolio Management – Network License |  | No. | 2 |  | 1200 | 2400 | 10368 | 20736 | 0 | 0 | 0 | 0 | 9630 | 19260 | 0 | 0 | 12500 | 25000
3.20.15 | IT.12 | (*) Autodesk AutoCAD Architecture– Network License |  | No. | 2 |  | 8500 | 17000 | 14779.8 | 29559.6 | 0 | 0 | 0 | 0 | 8667 | 17334 | 0 | 0 | 12500 | 25000
3.20.16 | IT.13 | (*) Autodesk AutoCAD Civil 3D – Network License |  | No. | 2 |  | 10000 | 20000 | 16740 | 33480 | 0 | 0 | 0 | 0 | 11342 | 22684 | 0 | 0 | 12500 | 25000
3.20.17 | IT.14 | (*) HP BL660c Gen9 server (full group of configuration) |  | No. | 1 |  | 106000 | 106000 | 60048 | 60048 | 0 | 0 | 0 | 0 | 48150 | 48150 | 0 | 0 | 18000 | 18000
3.20.18 | IT.15 | (*) EMC storage HDDs (full group of configuration) |  | No. | 1 |  | 119000 | 119000 | 2743.2 | 2743.2 | 0 | 0 | 0 | 0 | 62060 | 62060 | 0 | 0 | 10000 | 10000
3.20.19 | IT.16 | (*) Windows server 2012 r2 datacenter license |  | No. | 1 |  | 10000 | 10000 | 16632 | 16632 | 0 | 0 | 0 | 0 | 2729 | 2729 | 0 | 0 | 25000 | 25000
3.20.20 | IT.17 | (*) System center server 2012 r2 data center license |  | No. | 1 |  | 25000 | 25000 | 14796 | 14796 | 0 | 0 | 0 | 0 | 1600 | 1600 | 0 | 0 | 15000 | 15000
3.20.21 | IT.18 | (*) Symantec Netbackup License for Vmware host |  | No. | 1 |  | 5100 | 5100 | 16200 | 16200 | 0 | 0 | 0 | 0 | 3199 | 3199 | 0 | 0 | 8000 | 8000
| Note | Note Details
3.20.22 | - | PROVISIONAL SUM
3.20.23 | - | Each of the below item shall be executed in whole or in part upon receipt of written instruction from the Employer/Engineer of the Project.
3.20.24 | - | Licenses, Professional Services and Training for Collaboration Tool
3.20.25 | - | Please enter AED 207,000.00 in the price field
| Item Code | Description | Item Remarks | Unit of Measurement | Quantity/Base Price |  | Unit Price/Discount % | Total | Unit Price/Discount % | Total | Unit Price/Discount % | Total | Unit Price/Discount % | Total | Unit Price/Discount % | Total | Unit Price/Discount % | Total | Unit Price/Discount % | Total | Unit Price/Discount % | Total | Unit Price/Discount % | Total | Unit Price/Discount % | Total
3.20.26 | IT/PS.1 | (*) Allow a Provisional Sum of AED 207,000.00 for providing Licenses, Professional Services and Training for Collaboration Tool as per the IT Requirements called for in the policies in the Tender Documents |  | P.S | 1 |  | 207000 | 207000 | 207000 | 207000 | 207000 | 207000 | 207000 | 207000 | 207000 | 207000 | 207000 | 207000 | 207000 | 207000
| Note | Note Details
3.20.27 | - | Please enter the percentage as per the example (Example: if 5% please enter it as 0.05). Please note that the percentatge should not exceed 7%
| Item Code | Description | Item Remarks | Unit of Measurement | Quantity/Base Price |  | Unit Price/Discount % | Total | Unit Price/Discount % | Total | Unit Price/Discount % | Total | Unit Price/Discount % | Total | Unit Price/Discount % | Total | Unit Price/Discount % | Total | Unit Price/Discount % | Total | Unit Price/Discount % | Total | Unit Price/Discount % | Total | Unit Price/Discount % | Total
3.20.28 | IT/PS.2 | (*) Add for Overheads and Profit |  | % | 207000 |  | 0.1 | 20700 | 0 | 0 | 0 | 0 | 0.07 | 14490 | 0.07 | 14490 | 0.1 | 20700 | 0.07 | 14490
| Note | Note Details
3.20.29 | - | Onsite Support Services
3.20.30 | - | Please enter AED 106,000.00 in the price field
| Item Code | Description | Item Remarks | Unit of Measurement | Quantity/Base Price |  | Unit Price/Discount % | Total | Unit Price/Discount % | Total | Unit Price/Discount % | Total | Unit Price/Discount % | Total | Unit Price/Discount % | Total | Unit Price/Discount % | Total | Unit Price/Discount % | Total | Unit Price/Discount % | Total | Unit Price/Discount % | Total | Unit Price/Discount % | Total
3.20.31 | IT/PS.3 | (*) Allow a provisional sum of AED 106,000.00 for providing Onsite Support Services as per the IT Requirements called for in the policies in the Tender Documents |  | P.S | 1 |  | 106000 | 106000 | 106000 | 106000 | 106000 | 106000 | 106000 | 106000 | 106000 | 106000 | 106000 | 106000 | 106000 | 106000
| Note | Note Details
3.20.32 | - | Please enter the percentage as per the example (Example: if 5% please enter it as 0.05). Please note that the percentatge should not exceed 7%
| Item Code | Description | Item Remarks | Unit of Measurement | Quantity/Base Price |  | Unit Price/Discount % | Total | Unit Price/Discount % | Total | Unit Price/Discount % | Total | Unit Price/Discount % | Total | Unit Price/Discount % | Total | Unit Price/Discount % | Total | Unit Price/Discount % | Total | Unit Price/Discount % | Total | Unit Price/Discount % | Total | Unit Price/Discount % | Total
3.20.33 | IT/PS.4 | (*) Add for Overheads and Profit |  | % | 106000 |  | 0.1 | 10600 | 0 | 0 | 0 | 0 | 0.07 | 7420 | 0.07 | 7420 | 0.1 | 10600 | 0.07 | 7420
3.21 Additional Attachments Area | [6 empty] | Attachments: 0 |  | Attachments: 0 |  | Attachments: 1 |  | Attachments: 0 |  | Attachments: 1 |  | Attachments: 2 |  | Attachments: 0
[11 empty] | FORM OF TENDER |  |  |  | Contractor's Adjustment_1.pdf |  | Gen-038-18 (MUS) Tender Submission - Step-2.pdf Tender No. P273-T-BPS-441-032-18 Form of Tender.pdf
Reject on Commercial Response | [6 empty] | No |  | No |  | No |  | No |  | No |  | No |  | No
Official Reject/Accept Notes