## Base - Details
Exported on: 17/02/2018 16:02 GMT + 4:00
Project Code |  | tender_1822
Project Title |  | Abu Dhabi Future School Program Phase 7 Package 3
Reference |  | P276-T/BPS/1212/135/17
RFP Code |  | rfp_2057
RFP Title |  | P276-T/BPS/1212/135/17 Abu Dhabi Future School Program Phase 7 Package 3
RFP Status |  | Commercial Evaluation
[7 empty] | Almansouri 3b l.l.c. |  | Al Mezin General Contracting |  | Al Geemi & Partners Contracting Co. L.L.C. |  | CHICAGO MAINTENANCE & CONSTRUCTION CO L L C BRANCH OF ABU DHABI |  | Orient House for Development & Construction Co. LLC |  | Pauling Middle East Company L.L.C |  | Nael General Contracting Est |  | Chief Contracting Co. LLC
Displayed in Event Currency (AED) | [6 empty] | Response Date : 23/12/2017 15:02:02 |  | Response Date : 24/12/2017 13:01:11 |  | Response Date : 24/12/2017 12:18:32 |  | Response Date : 24/12/2017 08:48:04 |  | Response Date : 23/12/2017 21:37:57 |  | Response Date : 24/12/2017 11:07:03 |  | Response Date : 24/12/2017 11:47:38 |  | Response Date : 24/12/2017 12:18:13
3 Commercial Envelope | [5 empty] | Max Score | Current Score (Default Score) | Total | Current Score (Default Score) | Total | Current Score (Default Score) | Total | Current Score (Default Score) | Total | Current Score (Default Score) | Total | Current Score (Default Score) | Total | Current Score (Default Score) | Total | Current Score (Default Score) | Total
[6 empty] | 100 | 100 (100) | 171898656.4 | 87.363 (87.363) | 196764000 | 84.985 (84.985) | 202268856.22 | 84.79 (84.79) | 202734000 | 83.792 (83.792) | 205149821.4 | 78.95 (78.95) | 217729796.69 | 72.531 (72.531) | 237000000 | - - -
3.1 Notes | [7 empty] | 0 |  | 0 |  | 0 |  | 0 |  | 0 |  | 0 |  | 0
| Note | Note Details
3.1.1 | - | Preambles is attached in Volume 4
3.1.2 | Note | Any price inserted as "0" shall be considered as "included". Hence the Tenderers are encouraged to price all items
3.1.3 | Important Note | Please attach the signed and stamped Form of Tender in Additional Attachments Area (Do Not Edit the Form)
3.1.4 | Important Note | The BOQ does not allow for discount to be inserted on the Total Bill and hence the pricing should be done considering this
3.2 Bill No. 01: PRELIMINARIES / GENERAL REQUIREMENTS | [7 empty] | 11923029 |  | 12999403.12 |  | 19133688 |  | 28600454.79 |  | 15459240 |  | 25709478.14 |  | 33339860.4
| Note | Note Details
3.2.1 | - | General Notes on General Requirements
3.2.2 | - | The Bill No. 01 PRELIMINARIES / GENERAL REQUIREMENTS is only applicable for the "Basic Option" in the Bid/Pricing Option as per the Appendix D – Project Brief
3.2.3 | - | These General Requirements are applicable to the whole of the Works. The Contractor shall price each of the lumpsum contained herein individually. The Tenderer shall not enter any lumpsum covering more than one or all lumpsum Where any lump sum of the General Requirements has not been priced, it will be deemed that the value of such lumpsum is included elsewhere in the Bill of Quantities.
3.2.4 | - | The Contractor is referred to the requirements of the Contract/Tender Documents.
3.2.5 | - | The Contractor shall price herein any obligations contained in the following for which he has not included elsewhere and wishes to price separately.
3.2.6 | - | The Contractor is responsible for the design, construction, maintenance and removal of all temporary works. The Contractor is to submit to the Engineer his proposals for all temporary works for approval. The Engineer’s approval will no way relieve the Contractor of his responsibility for the safety of the works, operatives, adjoining property, structure or services and compliance with appropriate regulations and Codes of Practice.
3.2.7 | - | Pricing Generally
3.2.8 | - | The Contractor shall satisfy himself as to the meaning of every item in the Bills of Quantities and the rates and prices inserted by him will be deemed to cover all his obligations under the Contract and all matters and things necessary for the proper construction and completion of the Works including, but not by any way of limitation, all temporary work required (including any that may be required by subcontractors, whether nominated or otherwise).
3.2.9 | - | The prices shall include for all materials and labour and for the provision and use of all plant whether mechanical or non-mechanical required for the expeditious carrying out of the Works in their proper sequence - for shifting, altering and adapting such temporary work and plant as may be required during the progress of the Works and removing at completion and making good any surfaces disturbed and if not included in the prices inserted against the Conditions of Contract clauses above; (continued)
3.2.10 | - | (continuation) for the costs of preparing a tender; for the work in connection with measurements and the final account, for profit and for all other establishment charges and on costs of whatever nature. No claim for additional payment will be allowed for any error or misunderstanding by the contractor in these respects.
3.2.11 | - | All accommodation required for the safety, health and welfare facilities including adequate shelter from inclement weather, accommodation for the storage and drying of clothes, taking of meals and sanitary and washing facilities for all people employed on the site, first aid facilities, (continued)
3.2.12 | - | (continuation) fire fighting equipment and drinking water facilities, including all necessary service connections, etc., all in accordance with the Specification, the laws and regulations of relevant UAE authorities and compliance with Estidama requirements for livable conditions.
3.2.13 | - | Contract Insurances
| Item Code | Description | Item Remarks | Unit of Measurement | Quantity/Base Price |  | Unit Price/Discount % | Total | Unit Price/Discount % | Total | Unit Price/Discount % | Total | Unit Price/Discount % | Total | Unit Price/Discount % | Total | Unit Price/Discount % | Total | Unit Price/Discount % | Total | Unit Price/Discount % | Total
3.2.14 | B1.02 | (*) The Contractor should allow for provision of all the contract insurances in accordance with the Conditions of Contract. The contract insurances shall be from an approved insurance company in the Abu Dhabi Emirate and to the approval of the Engineer and the Employer. |  | Item | 1 |  | 261000 | 261000 | 12999403.12 | 12999403.12 | 500000 | 500000 | 500000 | 500000 | 504000 | 504000 | 143000 | 143000 | 150000 | 150000
| Note | Note Details
3.2.15 | - | Bonds
| Item Code | Description | Item Remarks | Unit of Measurement | Quantity/Base Price |  | Unit Price/Discount % | Total | Unit Price/Discount % | Total | Unit Price/Discount % | Total | Unit Price/Discount % | Total | Unit Price/Discount % | Total | Unit Price/Discount % | Total | Unit Price/Discount % | Total | Unit Price/Discount % | Total
3.2.16 | B1.03 | (*) The Contractor should allow for all bonds including performance security in accordance with the Conditions of Contract. The Bonds be from an approved bank/finance institute in the Abu Dhabi Emirate and to the approval of the Engineer and the Employer. |  | Item | 1 |  | 294826 | 294826 | 0 | 0 | 300000 | 300000 | 2750000 | 2750000 | 432000 | 432000 | 450000 | 450000 | 150000 | 150000
| Note | Note Details
3.2.17 | - | Guarantees & Warrantees
| Item Code | Description | Item Remarks | Unit of Measurement | Quantity/Base Price |  | Unit Price/Discount % | Total | Unit Price/Discount % | Total | Unit Price/Discount % | Total | Unit Price/Discount % | Total | Unit Price/Discount % | Total | Unit Price/Discount % | Total | Unit Price/Discount % | Total | Unit Price/Discount % | Total
3.2.18 | B1.04 | (*) The Contractor should allow for provision of all necessary contract warranties in accordance with the Conditions of Contract and Specification. The guarantee's shall be to the approval of the Engineer and the Employer. |  | Item | 1 |  | 261000 | 261000 | 0 | 0 | 350000 | 350000 | 250000 | 250000 | 24480 | 24480 | 52000 | 52000 | 2000 | 2000
| Note | Note Details
3.2.19 | - | Permits, Statutory Approvals and Co-ordination
| Item Code | Description | Item Remarks | Unit of Measurement | Quantity/Base Price |  | Unit Price/Discount % | Total | Unit Price/Discount % | Total | Unit Price/Discount % | Total | Unit Price/Discount % | Total | Unit Price/Discount % | Total | Unit Price/Discount % | Total | Unit Price/Discount % | Total | Unit Price/Discount % | Total
3.2.20 | B1.05 | (*) The Contractor shall be responsible for coordinating with all relevant Government Departments and obtaining all necessary approvals, certificates and permits including building permits from the relevant Government Departments, the Police, local Service Authorities and Institutions (i.e. Electricity & Water Authority, Etisalat, Civil Defense, etc.) as required in the performance of this Contract. |  | Item | 1 |  | 29000 | 29000 | 0 | 0 | 50000 | 50000 | 175600 | 175600 | 106560 | 106560 | 162500 | 162500 | 20000 | 20000
| Note | Note Details
3.2.21 | - | Transportation
| Item Code | Description | Item Remarks | Unit of Measurement | Quantity/Base Price |  | Unit Price/Discount % | Total | Unit Price/Discount % | Total | Unit Price/Discount % | Total | Unit Price/Discount % | Total | Unit Price/Discount % | Total | Unit Price/Discount % | Total | Unit Price/Discount % | Total | Unit Price/Discount % | Total
3.2.22 | B1.6 | (*) The Contractor shall provide one vechile 4WD Toyota Land Cruiser, VXR full option or equivalent including fuel, insurance, registration, all wear and tear, maintenance, replacement in case of breakdown, |  | Item | 1 |  | 377000 | 377000 | 0 | 0 | 169840 | 169840 | 200000 | 200000 | 550000 | 550000 | 150000 | 150000 | 300000 | 300000
3.2.23 | B1.6.A | (*) The Contractor shall provide one vechile 4WD Toyota Prado full option or equivalent including fuel, insurance, registration, all wear and tear, maintenance, replacement in case of breakdown, |  | Item | 1 |  | 203000 | 203000 | 0 | 0 | 131180 | 131180 | 0 | 0 | 450000 | 450000 | 0 | 0 | 250000 | 250000
| Note | Note Details
3.2.24 | - | Office Facilities for the Staff of Employer and the Engineer
3.2.25 | - | The Contractor shall provide, maintain and remove temporary site offices for the staff of the Employer and Engineer along with welfare facilities (pantry, toilets, etc.), utility services, office furniture, computers, photocopy machines, IT, telephone & fax services, vehicle parking facilities, etc., acceptable to the Employer/Engineer and as per the specification and drawings. (continued)
3.2.26 | - | (Continuation) The contractor shall ensure that all facilities shall be in full compliance with Abu Dhabi Civil Defense requirements. The facilities shall include the protective clothing, safety accessories and equipment (PPE) with Musanada logo as required for the personnel.
| Item Code | Description | Item Remarks | Unit of Measurement | Quantity/Base Price |  | Unit Price/Discount % | Total | Unit Price/Discount % | Total | Unit Price/Discount % | Total | Unit Price/Discount % | Total | Unit Price/Discount % | Total | Unit Price/Discount % | Total | Unit Price/Discount % | Total | Unit Price/Discount % | Total
3.2.27 | B1.07 | (*) Establishment of site offices and equipment |  | Item | 1 |  | 647877 | 647877 | 0 | 0 | 895975 | 895975 | 175600 | 175600 | 800000 | 800000 | 645000 | 645000 | 250000 | 250000
3.2.28 | B1.08 | (*) Maintenance of the site offices and equipment including pay all electricity, water and Etisalat charges for the duration of the construction period. |  | Item | 1 |  | 104400 | 104400 | 0 | 0 | 275800 | 275800 | 55600 | 55600 | 150000 | 150000 | 225000 | 225000 | 10000 | 10000
3.2.29 | B1.09 | (*) Removal of site offices and equipment |  | Item | 1 |  | 17400 | 17400 | 0 | 0 | 20000 | 20000 | 25600 | 25600 | 43000 | 43000 | 32500 | 32500 | 5000 | 5000
3.2.30 | B1.10 | (*) Provide all consumables and refreshments for use within the site offices, as required. |  | Item | 1 |  | 258494 | 258494 | 0 | 0 | 205800 | 205800 | 85000 | 85000 | 73000 | 73000 | 44200 | 44200 | 40000 | 40000
| Note | Note Details
3.2.31 | - | Offices and Facilities of the Contractor
3.2.32 | - | The Contractor is to provide, in positions to be approved by the Engineer, all necessary furnished offices for his site staff and the site staff of all sub-contractors all in accordance with the drawings and Specification.
| Item Code | Description | Item Remarks | Unit of Measurement | Quantity/Base Price |  | Unit Price/Discount % | Total | Unit Price/Discount % | Total | Unit Price/Discount % | Total | Unit Price/Discount % | Total | Unit Price/Discount % | Total | Unit Price/Discount % | Total | Unit Price/Discount % | Total | Unit Price/Discount % | Total
3.2.33 | B1.11 | (*) Establishment charge (fixed cost) |  | Item | 1 |  | 638000 | 638000 | 0 | 0 | 549510 | 549510 | 380000 | 380000 | 550000 | 550000 | 645000 | 645000 | 500000 | 500000
3.2.34 | B1.12 | (*) Maintenance charge (Fixed cost) |  | Item | 1 |  | 62640 | 62640 | 0 | 0 | 333900 | 333900 | 90000 | 90000 | 150000 | 150000 | 322500 | 322500 | 50000 | 50000
3.2.35 | B1.13 | (*) Removal charge (fixed cost) |  | Item | 1 |  | 17400 | 17400 | 0 | 0 | 15000 | 15000 | 50125 | 50125 | 36000 | 36000 | 32500 | 32500 | 5000 | 5000
3.2.36 | B1.14 | (*) The Contractor is to provide and maintain weatherproof lock-up sheds, workshops and stores for the storage and protection of materials, tools and plant, all in accordance with the Specification and project requirements. |  | Item | 1 |  | 174000 | 174000 | 0 | 0 | 70000 | 70000 | 386000 | 386000 | 200000 | 200000 | 325000 | 325000 | 350000 | 350000
| Note | Note Details
3.2.37 | - | Contractor's Plants and Equipment
3.2.38 | - | The Contractor shall provide all constructional plant, lifting equipment, transport facilities, tools and services, etc. required for the proper execution of the Works. This responsibility shall include shipment, customs clearance, off-loading, loading and handling and transportation to the site. The facilities shall include the protective clothing and safety equipment (PPE).
| Item Code | Description | Item Remarks | Unit of Measurement | Quantity/Base Price |  | Unit Price/Discount % | Total | Unit Price/Discount % | Total | Unit Price/Discount % | Total | Unit Price/Discount % | Total | Unit Price/Discount % | Total | Unit Price/Discount % | Total | Unit Price/Discount % | Total | Unit Price/Discount % | Total
3.2.39 | B1.15 | (*) Mobilaisation charges (fixed cost) |  | Item | 1 |  | 1337480 | 1337480 | 0 | 0 | 0 | 0 | 3275000 | 3275000 | 1800000 | 1800000 | 3160000 | 3160000 | 5000000 | 5000000
3.2.40 | B1.16 | (*) Maintenance charge (Fixed cost) |  | Item | 1 |  | 29000 | 29000 | 0 | 0 | 4079900 | 4079900 | 4780000 | 4780000 | 200000 | 200000 | 884000 | 884000 | 100000 | 100000
3.2.41 | B1.17 | (*) De-mobilisation charges (fixed cost) |  | Item | 1 |  | 5800 | 5800 | 0 | 0 | 0 | 0 | 600000 | 600000 | 100000 | 100000 | 65000 | 65000 | 5000 | 5000
| Note | Note Details
3.2.42 | - | Temporary Water and Electricity Services for the Construction Works
3.2.43 | - | The Contractor shall provide and maintain temporary water and electricity services required for the Works including that required by the sub-contractors. Pay all charges and bear all costs for the necessary temporary installation including pipe work, pumps, water tankers, storage tanks, generating equipment, etc., and remove on completion and make good all work disturbed.
| Item Code | Description | Item Remarks | Unit of Measurement | Quantity/Base Price |  | Unit Price/Discount % | Total | Unit Price/Discount % | Total | Unit Price/Discount % | Total | Unit Price/Discount % | Total | Unit Price/Discount % | Total | Unit Price/Discount % | Total | Unit Price/Discount % | Total | Unit Price/Discount % | Total
3.2.44 | B1.18 | (*) Establishment charge (fixed cost) |  | Item | 1 |  | 549840 | 549840 | 0 | 0 | 148005 | 148005 | 750024.79 | 750024.79 | 1100000 | 1100000 | 2317600 | 2317600 | 500000 | 500000
3.2.45 | B1.19 | (*) Maintenance charge (fixed cost) |  | Item | 1 |  | 29000 | 29000 | 0 | 0 | 345345 | 345345 | 3680000 | 3680000 | 250000 | 250000 | 2799380 | 2799380 | 50000 | 50000
3.2.46 | B1.20 | (*) Removal charge (fixed cost) |  | Item | 1 |  | 5800 | 5800 | 0 | 0 | 5000 | 5000 | 125000 | 125000 | 40000 | 40000 | 73580 | 73580 | 5000 | 5000
| Note | Note Details
3.2.47 | - | Site Administration and Supervision
| Item Code | Description | Item Remarks | Unit of Measurement | Quantity/Base Price |  | Unit Price/Discount % | Total | Unit Price/Discount % | Total | Unit Price/Discount % | Total | Unit Price/Discount % | Total | Unit Price/Discount % | Total | Unit Price/Discount % | Total | Unit Price/Discount % | Total | Unit Price/Discount % | Total
3.2.48 | B1.21 | (*) The Contractor is to allow in his tender for his all site administration and supervision costs. |  | Item | 1 |  | 5246052 | 5246052 | 0 | 0 | 6532750 | 6532750 | 8655000 | 8655000 | 3400000 | 3400000 | 9883940 | 9883940 | 4538760.4 | 4538760.4
| Note | Note Details
3.2.49 | - | Labour Camp / Accomodation
| Item Code | Description | Item Remarks | Unit of Measurement | Quantity/Base Price |  | Unit Price/Discount % | Total | Unit Price/Discount % | Total | Unit Price/Discount % | Total | Unit Price/Discount % | Total | Unit Price/Discount % | Total | Unit Price/Discount % | Total | Unit Price/Discount % | Total | Unit Price/Discount % | Total
3.2.50 | B1.22 | (*) Allow for Labour Accomodation. Watchman and security staff only may be accommodated on site. No labour camp will be permitted on Site. |  | Item | 1 |  | 232000 | 232000 | 0 | 0 | 0 | 0 | 655000 | 655000 | 3033000 | 3033000 | 150000 | 150000 | 20000000 | 20000000
| Note | Note Details
3.2.51 | - | Security Arrangements at Site
3.2.52 | - | Provide and maintain necessary security arrangements including watchmen, all lighting requirements required to safeguard the Site, plant, equipment, public and adjoining properties, etc. The Contractor shall be liable for any claims arising from loss or damages suffered and for reinstating and making good after any damage or theft.
| Item Code | Description | Item Remarks | Unit of Measurement | Quantity/Base Price |  | Unit Price/Discount % | Total | Unit Price/Discount % | Total | Unit Price/Discount % | Total | Unit Price/Discount % | Total | Unit Price/Discount % | Total | Unit Price/Discount % | Total | Unit Price/Discount % | Total | Unit Price/Discount % | Total
3.2.53 | B1.23 | (*) Establishment charge (fixed cost) |  | Item | 1 |  | 164720 | 164720 | 0 | 0 | 49300 | 49300 | 36500 | 36500 | 70000 | 70000 | 686400 | 686400 | 60000 | 60000
3.2.54 | B1.24 | (*) Maintenance charge (fixed cos) |  | Item | 1 |  | 1740 | 1740 | 0 | 0 | 18200 | 18200 | 96800 | 96800 | 70000 | 70000 | 812500 | 812500 | 10000 | 10000
3.2.55 | B1.25 | (*) Removal charge (fixed cost) |  | Item | 1 |  | 1160 | 1160 | 0 | 0 | 3000 | 3000 | 12500 | 12500 | 5000 | 5000 | 15600 | 15600 | 1000 | 1000
| Note | Note Details
3.2.56 | - | Protection
| Item Code | Description | Item Remarks | Unit of Measurement | Quantity/Base Price |  | Unit Price/Discount % | Total | Unit Price/Discount % | Total | Unit Price/Discount % | Total | Unit Price/Discount % | Total | Unit Price/Discount % | Total | Unit Price/Discount % | Total | Unit Price/Discount % | Total | Unit Price/Discount % | Total
3.2.57 | B1.26 | (*) Adequate protection against any form of damage or deterioration shall be provided for all sections of the Works. |  | Item | 1 |  | 29000 | 29000 | 0 | 0 | 50000 | 50000 | 3555 | 3555 | 62000 | 62000 | 143000 | 143000 | 2000 | 2000
3.2.58 | B1.27 | (*) The Contractor shall take all necessary precautions to protect existing buildings, fences, roads, passages, culverts and other apparatus, if found, and he shall not demolish or remove any of these works except according to specific instructions by the Engineer. |  | Item | 1 |  | 0 | 0 | 0 | 0 | 50000 | 50000 | 0 | 0 | 60000 | 60000 | 32500 | 32500 | 2000 | 2000
| Note | Note Details
3.2.59 | - | A condition survey of adjacent structures shall be carried out by the Contractor in the presence of the Engineer both before and after the provision of supports. The Contractor shall be responsible for the reinstatement or repair of any adjacent structures damaged as a result of the execution of the Works.
3.2.60 | - | Site Hoarding
3.2.61 | - | The Contractor shall be responsible for the complete installation, maintenance and removal of the site hoarding including make good where necessary and clean the site as per the specification, drawings and Authorities requirements and to the satisfaction of the Engineer.
| Item Code | Description | Item Remarks | Unit of Measurement | Quantity/Base Price |  | Unit Price/Discount % | Total | Unit Price/Discount % | Total | Unit Price/Discount % | Total | Unit Price/Discount % | Total | Unit Price/Discount % | Total | Unit Price/Discount % | Total | Unit Price/Discount % | Total | Unit Price/Discount % | Total
3.2.62 | B1.28 | (*) Establishment charge |  | Item | 1 |  | 52200 | 52200 | 0 | 0 | 245476 | 245476 | 295000 | 295000 | 380000 | 380000 | 195000 | 195000 | 500000 | 500000
3.2.63 | B1.29 | (*) Maintenance charge |  | Item | 1 |  | 5800 | 5800 | 0 | 0 | 54600 | 54600 | 16800 | 16800 | 30000 | 30000 | 44200 | 44200 | 50000 | 50000
3.2.64 | B1.30 | (*) Removal charge |  | Item | 1 |  | 4060 | 4060 | 0 | 0 | 5000 | 5000 | 10000 | 10000 | 10000 | 10000 | 15600 | 15600 | 5000 | 5000
| Note | Note Details
3.2.65 | - | Project Sign Boards
3.2.66 | - | The Contractor is to allow for supply, installation and maintenance and removal including make good where necessary of Project Sign Board throughout the construction period, in accordance with the specification and drawings. No other sign boards or advertisements on or around the site will be permitted unless approved in writing by the Engineer.
| Item Code | Description | Item Remarks | Unit of Measurement | Quantity/Base Price |  | Unit Price/Discount % | Total | Unit Price/Discount % | Total | Unit Price/Discount % | Total | Unit Price/Discount % | Total | Unit Price/Discount % | Total | Unit Price/Discount % | Total | Unit Price/Discount % | Total | Unit Price/Discount % | Total
3.2.67 | B1.31 | (*) Establishment charge (fixed cost) |  | Item | 1 |  | 58000 | 58000 | 0 | 0 | 10612 | 10612 | 50000 | 50000 | 85000 | 85000 | 45500 | 45500 | 50000 | 50000
3.2.68 | B1.32 | (*) Maintenance charge (Fixed cost) |  | Item | 1 |  | 580 | 580 | 0 | 0 | 10570 | 10570 | 10200 | 10200 | 15000 | 15000 | 10500 | 10500 | 5000 | 5000
3.2.69 | B1.33 | (*) Removal charge (fixed cost) |  | Item | 1 |  | 2900 | 2900 | 0 | 0 | 1500 | 1500 | 3500 | 3500 | 8000 | 8000 | 3500 | 3500 | 2000 | 2000
| Note | Note Details
3.2.70 | - | Tests
| Item Code | Description | Item Remarks | Unit of Measurement | Quantity/Base Price |  | Unit Price/Discount % | Total | Unit Price/Discount % | Total | Unit Price/Discount % | Total | Unit Price/Discount % | Total | Unit Price/Discount % | Total | Unit Price/Discount % | Total | Unit Price/Discount % | Total | Unit Price/Discount % | Total
3.2.71 | B1.34 | (*) The Contractor shall allow for all requirements, obligations, etc., with regard to all tests that are to be carried out by an approved independent Abu Dhabi Municipality accredited laboratory. |  | Item | 1 |  | 17400 | 17400 | 0 | 0 | 150000 | 150000 | 75800 | 75800 | 40000 | 40000 | 85000 | 85000 | 2000 | 2000
| Note | Note Details
3.2.72 | - | Works Free From Water
| Item Code | Description | Item Remarks | Unit of Measurement | Quantity/Base Price |  | Unit Price/Discount % | Total | Unit Price/Discount % | Total | Unit Price/Discount % | Total | Unit Price/Discount % | Total | Unit Price/Discount % | Total | Unit Price/Discount % | Total | Unit Price/Discount % | Total | Unit Price/Discount % | Total
3.2.73 | B1.35 | (*) Except where underwater construction is required, the Contractor shall execute all works in the dry condition and shall construct any temporary drains, water courses and other works that may be necessary for the purpose. |  | Item | 1 |  | 0 | 0 | 0 | 0 | 0 | 0 | 0 | 0 | 15000 | 15000 | 10000 | 10000 | 100 | 100
| Note | Note Details
3.2.74 | - | Abatement of Nuisance from Noise, Pollution, Dust, etc.
| Item Code | Description | Item Remarks | Unit of Measurement | Quantity/Base Price |  | Unit Price/Discount % | Total | Unit Price/Discount % | Total | Unit Price/Discount % | Total | Unit Price/Discount % | Total | Unit Price/Discount % | Total | Unit Price/Discount % | Total | Unit Price/Discount % | Total | Unit Price/Discount % | Total
3.2.75 | B1.36 | (*) The Contractor shall take precautions to minimise nuisance arising from noise, dust, etc. The Contractor shall be held responsible for any nuisance caused by his workmenship, noise, pollution, dust, etc. The Contractor is to submit to the Engineer his proposals for approval. |  | Item | 1 |  | 0 | 0 | 0 | 0 | 168350 | 168350 | 122000 | 122000 | 20000 | 20000 | 6500 | 6500 | 1000 | 1000
| Note | Note Details
3.2.76 | - | Surveying Equipment
| Item Code | Description | Item Remarks | Unit of Measurement | Quantity/Base Price |  | Unit Price/Discount % | Total | Unit Price/Discount % | Total | Unit Price/Discount % | Total | Unit Price/Discount % | Total | Unit Price/Discount % | Total | Unit Price/Discount % | Total | Unit Price/Discount % | Total | Unit Price/Discount % | Total
3.2.77 | B1.37 | (*) The Contractor shall provide at all times for the duration of the Contract, all such chainmen, staff and survey instruments as may be required for the proper construction of and completion of the works. |  | Item | 1 |  | 174000 | 174000 | 0 | 0 | 126825 | 126825 | 16800 | 16800 | 91200 | 91200 | 175500 | 175500 | 2000 | 2000
| Note | Note Details
3.2.78 | - | Public and Private Roads Adjacent to the Site
| Item Code | Description | Item Remarks | Unit of Measurement | Quantity/Base Price |  | Unit Price/Discount % | Total | Unit Price/Discount % | Total | Unit Price/Discount % | Total | Unit Price/Discount % | Total | Unit Price/Discount % | Total | Unit Price/Discount % | Total | Unit Price/Discount % | Total | Unit Price/Discount % | Total
3.2.79 | B1.38 | (*) The Contractor shall take all reasonable and proper steps for protection and maintenance of all public and private roads adjacent to the Site which can be affected due to the performance of the Works in accordance with the Engineer's instructions. The roads shall be kept free for access at all times. |  | Item | 1 |  | 29000 | 29000 | 0 | 0 | 75000 | 75000 | 0 | 0 | 15000 | 15000 | 20500 | 20500 | 1000 | 1000
| Note | Note Details
3.2.80 | - | Traffic Regulations
3.2.81 | - | The Contractor is to observe and allow for all requirements, obligations, etc., with regard to traffic regulations, including safety, control and any temporary diversion of traffic, including the loading and unloading of or waiting of the Contractor's and Sub-contractors' vehicles on public highways, (continued)..
3.2.82 | - | (Continuation).. construction of temporary detours' pavement layers, traffic signs, road marking, safety measure, etc. as per specifications and authorities' regulations and the Contract Sum is deemed to include for the strict compliance therewith.
| Item Code | Description | Item Remarks | Unit of Measurement | Quantity/Base Price |  | Unit Price/Discount % | Total | Unit Price/Discount % | Total | Unit Price/Discount % | Total | Unit Price/Discount % | Total | Unit Price/Discount % | Total | Unit Price/Discount % | Total | Unit Price/Discount % | Total | Unit Price/Discount % | Total
3.2.83 | B1.39 | (*) Establishment charge (fixed cost) |  | Item | 1 |  | 17400 | 17400 | 0 | 0 | 133700 | 133700 | 0 | 0 | 8000 | 8000 | 71500 | 71500 | 1000 | 1000
3.2.84 | B1.40 | (*) Maintenance charge (fixed cost) |  | Item | 1 |  | 2900 | 2900 | 0 | 0 | 127600 | 127600 | 0 | 0 | 2000 | 2000 | 22100 | 22100 | 500 | 500
3.2.85 | B1.41 | (*) Removal charge (fixed cost) |  | Item | 1 |  | 1160 | 1160 | 0 | 0 | 5000 | 5000 | 0 | 0 | 2000 | 2000 | 5850 | 5850 | 500 | 500
| Note | Note Details
3.2.86 | - | Samples according to Specification and Drawings (As per Engineer/Employer's requirements)
| Item Code | Description | Item Remarks | Unit of Measurement | Quantity/Base Price |  | Unit Price/Discount % | Total | Unit Price/Discount % | Total | Unit Price/Discount % | Total | Unit Price/Discount % | Total | Unit Price/Discount % | Total | Unit Price/Discount % | Total | Unit Price/Discount % | Total | Unit Price/Discount % | Total
3.2.87 | B1.42 | (*) The Contractor shall provide samples of all materials and manufacturers of materials proposed to be used / incorporated in the works, all samples, goods, literature and the like. |  | Item | 1 |  | 0 | 0 | 0 | 0 | 30000 | 30000 | 21500 | 21500 | 28000 | 28000 | 13000 | 13000 | 1000 | 1000
| Note | Note Details
3.2.88 | - | Labour and Materials and Assistance to the Engineer
| Item Code | Description | Item Remarks | Unit of Measurement | Quantity/Base Price |  | Unit Price/Discount % | Total | Unit Price/Discount % | Total | Unit Price/Discount % | Total | Unit Price/Discount % | Total | Unit Price/Discount % | Total | Unit Price/Discount % | Total | Unit Price/Discount % | Total | Unit Price/Discount % | Total
3.2.89 | B1.43 | (*) The Contractor shall provide for the exclusive use of the Engineer all necessary assistance.The Contractor shall provide such labour, materials and transport as the Engineer's representative may require to assist him in carrying out tests and checks on materials and workmanship and setting out and measurement of works and for any other attendance on the Engineer. |  | Item | 1 |  | 40600 | 40600 | 0 | 0 | 63600 | 63600 | 38500 | 38500 | 30000 | 30000 | 110500 | 110500 | 2000 | 2000
| Note | Note Details
3.2.90 | - | Programme of Works
| Item Code | Description | Item Remarks | Unit of Measurement | Quantity/Base Price |  | Unit Price/Discount % | Total | Unit Price/Discount % | Total | Unit Price/Discount % | Total | Unit Price/Discount % | Total | Unit Price/Discount % | Total | Unit Price/Discount % | Total | Unit Price/Discount % | Total | Unit Price/Discount % | Total
3.2.91 | B1.44 | (*) The Contractor shall submit to the Engineer for approval a Critical Path Programme, in both hard and electronic format, and other supporting documentation of the works within the time stipulated in the Conditions of Contract together with details of equipment, procedures and method of work which the Contractor intends to utilize and to follow. |  | Item | 1 |  | 0 | 0 | 0 | 0 | 391300 | 391300 | 0 | 0 | 10000 | 10000 | 99479.34 | 99479.34 | 1000 | 1000
| Note | Note Details
3.2.92 | - | Method Statements
| Item Code | Description | Item Remarks | Unit of Measurement | Quantity/Base Price |  | Unit Price/Discount % | Total | Unit Price/Discount % | Total | Unit Price/Discount % | Total | Unit Price/Discount % | Total | Unit Price/Discount % | Total | Unit Price/Discount % | Total | Unit Price/Discount % | Total | Unit Price/Discount % | Total
3.2.93 | B1.45 | (*) The Contractor shall compile and submit a detailed schedule of method statements, as specified and as required by the Engineer. |  | Item | 1 |  | 0 | 0 | 0 | 0 | 218600 | 218600 | 1200 | 1200 | 8000 | 8000 | 0 | 0 | 1000 | 1000
| Note | Note Details
3.2.94 | - | Progress Photographs
| Item Code | Description | Item Remarks | Unit of Measurement | Quantity/Base Price |  | Unit Price/Discount % | Total | Unit Price/Discount % | Total | Unit Price/Discount % | Total | Unit Price/Discount % | Total | Unit Price/Discount % | Total | Unit Price/Discount % | Total | Unit Price/Discount % | Total | Unit Price/Discount % | Total
3.2.95 | B1.46 | (*) The Contractor shall arrange for monthly record photographs of Works as directed and specified by the Engineer. |  | Item | 1 |  | 5800 | 5800 | 0 | 0 | 42500 | 42500 | 900 | 900 | 10000 | 10000 | 11050 | 11050 | 2000 | 2000
| Note | Note Details
3.2.96 | - | Documents
| Item Code | Description | Item Remarks | Unit of Measurement | Quantity/Base Price |  | Unit Price/Discount % | Total | Unit Price/Discount % | Total | Unit Price/Discount % | Total | Unit Price/Discount % | Total | Unit Price/Discount % | Total | Unit Price/Discount % | Total | Unit Price/Discount % | Total | Unit Price/Discount % | Total
3.2.97 | B1.47 | (*) The Contractor shall supply all the Testing and Commissioning Certificates; Training materials; Health and Safety Plan; As Built Drawings; Keys and any necessary passwords or codes and any other documentation required in accordance with the Contract. |  | Item | 1 |  | 52200 | 52200 | 0 | 0 | 363350 | 363350 | 1850 | 1850 | 40000 | 40000 | 0 | 0 | 2000 | 2000
| Note | Note Details
3.2.98 | - | Reports and Records
| Item Code | Description | Item Remarks | Unit of Measurement | Quantity/Base Price |  | Unit Price/Discount % | Total | Unit Price/Discount % | Total | Unit Price/Discount % | Total | Unit Price/Discount % | Total | Unit Price/Discount % | Total | Unit Price/Discount % | Total | Unit Price/Discount % | Total | Unit Price/Discount % | Total
3.2.99 | B1.48 | (*) During the progress of the Works, records of all details and dimensions of the Works as constructed and shall at any time, submit such records to the Engineer as he may require. |  | Item | 1 |  | 0 | 0 | 0 | 0 | 273000 | 273000 | 1500 | 1500 | 40000 | 40000 | 44200 | 44200 | 1000 | 1000
| Note | Note Details
3.2.100 | - | In addition to those records which are specifically required by the Specification (e.g. test cubes of concrete, air temperature, etc.,) a site record shall be kept of the completion dates of the various works in each trade, with particular reference to work which requires time for drying out, such as solid backgrounds which receive insitu screeds and finishing's, including the completion time of the individual layers of each application. (continued)
| Item Code | Description | Item Remarks | Unit of Measurement | Quantity/Base Price |  | Unit Price/Discount % | Total | Unit Price/Discount % | Total | Unit Price/Discount % | Total | Unit Price/Discount % | Total | Unit Price/Discount % | Total | Unit Price/Discount % | Total | Unit Price/Discount % | Total | Unit Price/Discount % | Total
3.2.101 | B1.49 | (*) (continuation) The Contractor shall arrange for the original to be signed by the Engineer each calendar month, and for a copy to be issued to the Engineer at site meetings. |  | Item | 1 |  | 29000 | 29000 | 0 | 0 | 218600 | 218600 | 12000 | 12000 | 8000 | 8000 | 22100 | 22100 | 1000 | 1000
| Note | Note Details
3.2.102 | - | Contract Documents
| Item Code | Description | Item Remarks | Unit of Measurement | Quantity/Base Price |  | Unit Price/Discount % | Total | Unit Price/Discount % | Total | Unit Price/Discount % | Total | Unit Price/Discount % | Total | Unit Price/Discount % | Total | Unit Price/Discount % | Total | Unit Price/Discount % | Total | Unit Price/Discount % | Total
3.2.103 | B1.50 | (*) The Contractor shall submit to Engineer / Employer with 3 sets (colored) hard copy and 5 CDs of scanned copy of the complete Contract Documents within 5 days of receipt of the fully signed Contract. |  | Item | 1 |  | 17400 | 17400 | 0 | 0 | 30000 | 30000 | 0 | 0 | 10000 | 10000 | 6500 | 6500 | 1000 | 1000
| Note | Note Details
3.2.104 | - | Preventive Maintenance During Defects Notification Period
| Item Code | Description | Item Remarks | Unit of Measurement | Quantity/Base Price |  | Unit Price/Discount % | Total | Unit Price/Discount % | Total | Unit Price/Discount % | Total | Unit Price/Discount % | Total | Unit Price/Discount % | Total | Unit Price/Discount % | Total | Unit Price/Discount % | Total | Unit Price/Discount % | Total
3.2.105 | B1.51 | (*) Allow for complete preventive maintenance during Defects Notification Period for all Civil & Electro-Mechanical works as per the Contract. |  | Item | 1 |  | 174000 | 174000 | 0 | 0 | 150000 | 150000 | 115000 | 115000 | 65000 | 65000 | 156000 | 156000 | 2000 | 2000
| Note | Note Details
3.2.106 | - | Geotechnical Investigation
| Item Code | Description | Item Remarks | Unit of Measurement | Quantity/Base Price |  | Unit Price/Discount % | Total | Unit Price/Discount % | Total | Unit Price/Discount % | Total | Unit Price/Discount % | Total | Unit Price/Discount % | Total | Unit Price/Discount % | Total | Unit Price/Discount % | Total | Unit Price/Discount % | Total
3.2.107 | B1.55 | (*) The contractor shall be responsible for conducting on-site evaluation and geotechnical investigations as per the specification and as required by the Engineer, including but not limited to test boring, site samples etc. The contractor shall supply all reports, documents, samples, etc. relevant to this work to the Engineer according to Specification and Drawings. |  | Item | 1 |  | 52200 | 52200 | 0 | 0 | 90000 | 90000 | 0 | 0 | 80000 | 80000 | 74000 | 74000 | 50000 | 50000
| Note | Note Details
3.2.108 | - | Estidama Compliance
| Item Code | Description | Item Remarks | Unit of Measurement | Quantity/Base Price |  | Unit Price/Discount % | Total | Unit Price/Discount % | Total | Unit Price/Discount % | Total | Unit Price/Discount % | Total | Unit Price/Discount % | Total | Unit Price/Discount % | Total | Unit Price/Discount % | Total | Unit Price/Discount % | Total
3.2.109 | B1.56 | (*) The Contractor should comply with all requirements to ensure the achievement of required Pearl certification level using the Estidama Pearl Building Rating system. This requires that the Contractor be familiar with the mandatory and targeted credit requirements through the Estidama Design Rating submission. Estidama Design rating documentation to be furnished upon award of the Contract. The Contractor is responsible for all documentation required as part of the Estidama Construction Rating submission. |  | Item | 1 |  | 208800 | 208800 | 0 | 0 | 1000000 | 1000000 | 15000 | 15000 | 150000 | 150000 | 208698.8 | 208698.8 | 300000 | 300000
| Note | Note Details
3.2.110 | - | Contractor's Adjustment
| Item Code | Description | Item Remarks | Unit of Measurement | Quantity/Base Price |  | Unit Price/Discount % | Total | Unit Price/Discount % | Total | Unit Price/Discount % | Total | Unit Price/Discount % | Total | Unit Price/Discount % | Total | Unit Price/Discount % | Total | Unit Price/Discount % | Total | Unit Price/Discount % | Total
3.2.111 | B1.57 | (*) Contractor may price here any items which has been shown in the drawings or any other documents but overlooked or not specifically mentioned inthe schedule of items and is necessary for the satisfactory completion of the Works. Should the Contractor fail to insert any item here, it will be deemed that Lump Sum Contract Price includes all such items and no claims for additional items will be entertained. |  | Item | 1 |  | 0 | 0 | 0 | 0 | 0 | 0 | 0 | 0 | 0 | 0 | 0 | 0 | 0 | 0
| Note | Note Details
3.2.112 | - | Please attach one PDF file to be named "Additional Items for (insert bill no/name & Section No/name)" for the details of these additional items in the additional attachment area at the end of the BOQ.
3.3 SECTION B - SITE WORK | [7 empty] | 1267000 |  | 2284000 |  | 1503426.6 |  | 2721367.68 |  | 1756600 |  | 3395003.17 |  | 1122000
| Note | Note Details
3.3.1 | - | The Contractor is referred to the Drawings and Specification for all details related to this section of the Works and he is to include for complying with all the requirements contained therein, whether or not they are specifically mentioned within the item descriptions
| Item Code | Description | Item Remarks | Unit of Measurement | Quantity/Base Price |  | Unit Price/Discount % | Total | Unit Price/Discount % | Total | Unit Price/Discount % | Total | Unit Price/Discount % | Total | Unit Price/Discount % | Total | Unit Price/Discount % | Total | Unit Price/Discount % | Total | Unit Price/Discount % | Total
3.3.2 | 2B.01 | (*) Clearing the site including removing rubbish, vegetation, undergrowth, bushes, hedges, trees and the like |  | m2 | 25000 |  | 5 | 125000 | 9 | 225000 | 4.91 | 122750 | 3.22 | 80500 | 15 | 375000 | 11.09 | 277250 | 5 | 125000
3.3.3 | 2B.02 | (*) Trial pits and trenches; Excavate trial pits and trenches by hand as specified and as necessary to locate existing services within the plot area |  | Item | 1 |  | 29000 | 29000 | 17000 | 17000 | 7198.8 | 7198.8 | 0 | 0 | 33600 | 33600 | 11092.41 | 11092.41 | 20000 | 20000
3.3.4 | 2B.03 | (*) Removal, relocation and protection of existing utilities as required by the concerned authorities. |  | Item | 1 |  | 17400 | 17400 | 350000 | 350000 | 105857 | 105857 | 0 | 0 | 38000 | 38000 | 554620.5 | 554620.5 | 5000 | 5000
| Note | Note Details
3.3.5 | - | Earthworks including excavation in all materials, backfilling, compaction, and removal of surplus excavated materials from site
| Item Code | Description | Item Remarks | Unit of Measurement | Quantity/Base Price |  | Unit Price/Discount % | Total | Unit Price/Discount % | Total | Unit Price/Discount % | Total | Unit Price/Discount % | Total | Unit Price/Discount % | Total | Unit Price/Discount % | Total | Unit Price/Discount % | Total | Unit Price/Discount % | Total
3.3.6 | 2B.04 | (*) Excavation for building foundations |  | m3 | 22000 |  | 7 | 154000 | 30 | 660000 | 16.91 | 372020 | 19 | 418000 | 16 | 352000 | 33.28 | 732160 | 15 | 330000
3.3.7 | 2B.05 | (*) Backfilling with excavated materials |  | m3 | 10000 |  | 17 | 170000 | 25 | 250000 | 14.37 | 143700 | 25 | 250000 | 35 | 350000 | 19.97 | 199700 | 20 | 200000
3.3.8 | 2B.06 | (*) Backfilling with imported materials |  | m3 | 1000 |  | 29 | 29000 | 75 | 75000 | 51.42 | 51420 | 38.14 | 38140 | 120 | 120000 | 53.24 | 53240 | 40 | 40000
3.3.9 | 2B.07 | (*) Disposal of excavated material off site |  | m3 | 12000 |  | 32 | 384000 | 25 | 300000 | 9.42 | 113040 | 22 | 264000 | 25 | 300000 | 0 | 0 | 20 | 240000
3.3.10 | 2B.08 | (*) Dewatering, provide suitable system for dewatering and keeping the surface free from ground or surface water and maintain up to completion of structures and placement of structural backfill up to finished ground level and prior approval is obtained from the Engineer |  | Item | 1 |  | 243600 | 243600 | 200000 | 200000 | 465770.8 | 465770.8 | 0 | 0 | 50000 | 50000 | 27731.02 | 27731.02 | 1000 | 1000
3.3.11 | 2B.09 | (*) Allow for termite control treatment horizontally, vertically & perimeter of building etc |  | m2 | 23000 |  | 5 | 115000 | 9 | 207000 | 5.29 | 121670 | 2.75 | 63250 | 6 | 138000 | 5.55 | 127650 | 7 | 161000
| Note | Note Details
3.3.12 | - | Contractor's Adjustment
| Item Code | Description | Item Remarks | Unit of Measurement | Quantity/Base Price |  | Unit Price/Discount % | Total | Unit Price/Discount % | Total | Unit Price/Discount % | Total | Unit Price/Discount % | Total | Unit Price/Discount % | Total | Unit Price/Discount % | Total | Unit Price/Discount % | Total | Unit Price/Discount % | Total
3.3.13 | 2B.10 | (*) Contractor may price here any items which has been shown in the drawings or any other documents but overlooked or not specifically mentioned inthe schedule of items and is necessary for the satisfactory completion of the Works. Should the Contractor fail to insert any item here, it will be deemed that Lump Sum Contract Price includes all such items and no claims for additional items will be entertained. |  | Item | 1 |  | 0 | 0 | 0 | 0 | 0 | 0 | 1607477.68 | 1607477.68 | 0 | 0 | 1411559.24 | 1411559.24 | 0 | 0
| Note | Note Details
3.3.14 | - | Please attach one PDF file to be named "Additional Items for (insert bill no/name & Section No/name)" for the details of these additional items in the additional attachment area at the end of the BOQ.
3.4 SECTION C - CONCRETE WORK | [7 empty] | 26141248 |  | 33245330 |  | 29317048.32 |  | 28910971.42 |  | 38241890 |  | 33870717.32 |  | 31732840
| Note | Note Details
3.4.1 | - | The Contractor is referred to the Drawings and Specification for all details related to this section of the Works and he is to include for complying with all the requirements contained therein, whether or not they are specifically mentioned within the item descriptions
3.4.2 | - | SUBSTRUCTURE
3.4.3 | - | Blinding concrete grade 20/20 including formwork and additives
| Item Code | Description | Item Remarks | Unit of Measurement | Quantity/Base Price |  | Unit Price/Discount % | Total | Unit Price/Discount % | Total | Unit Price/Discount % | Total | Unit Price/Discount % | Total | Unit Price/Discount % | Total | Unit Price/Discount % | Total | Unit Price/Discount % | Total | Unit Price/Discount % | Total
3.4.4 | 2C.01 | (*) 50mm thick blinding |  | m3 | 632 |  | 254 | 160528 | 30 | 18960 | 364.91 | 230623.12 | 488.41 | 308675.12 | 480 | 303360 | 377.14 | 238352.48 | 26 | 16432
3.4.5 | 2C.02 | (*) 75 mm thick blinding |  | m3 | 1049 |  | 260 | 272740 | 50 | 52450 | 364.91 | 382790.59 | 418.77 | 439289.73 | 510 | 534990 | 377.14 | 395619.86 | 26 | 27274
| Note | Note Details
3.4.6 | - | Reinforced concrete grade 40/20 including formwork, deformed high yeild steel, water stops, construction joints, joint filler, sealants and additives
| Item Code | Description | Item Remarks | Unit of Measurement | Quantity/Base Price |  | Unit Price/Discount % | Total | Unit Price/Discount % | Total | Unit Price/Discount % | Total | Unit Price/Discount % | Total | Unit Price/Discount % | Total | Unit Price/Discount % | Total | Unit Price/Discount % | Total | Unit Price/Discount % | Total
3.4.7 | 2C.03 | (*) Footing and Mat |  | m3 | 11000 |  | 727 | 7997000 | 1150 | 12650000 | 915.45 | 10069950 | 696.7 | 7663700 | 1180 | 12980000 | 1065.68 | 11722480 | 970 | 10670000
3.4.8 | 2C.04 | (*) Columns and walls neck |  | m3 | 95 |  | 1912 | 181640 | 1200 | 114000 | 1249.25 | 118678.75 | 2045.5 | 194322.5 | 1650 | 156750 | 2054.21 | 195149.95 | 3700 | 351500
3.4.9 | 2C.05 | (*) Ground beams |  | m3 | 949 |  | 1195 | 1134055 | 1200 | 1138800 | 1249.25 | 1185538.25 | 1186.9 | 1126368.1 | 1550 | 1470950 | 1418.73 | 1346374.77 | 1580 | 1499420
3.4.10 | 2C.06 | (*) 150mm thick ground Slab |  | m3 | 1676 |  | 715 | 1198340 | 850 | 1424600 | 865.07 | 1449857.32 | 603.1 | 1010795.6 | 1080 | 1810080 | 1034.72 | 1734190.72 | 640 | 1072640
3.4.11 | 2C.07 | (*) Ramps & steps |  | m3 | 85 |  | 1237 | 105145 | 1100 | 93500 | 1249.25 | 106186.25 | 1209.3 | 102790.5 | 1450 | 123250 | 1263.38 | 107387.3 | 1100 | 93500
| Note | Note Details
3.4.12 | - | SUPERSTRUCTURE
3.4.13 | - | Reinforced concrete grade 40/20 including formwork, deformed high yeild steel, water stops, construction joints, joint filler, sealants and additives
| Item Code | Description | Item Remarks | Unit of Measurement | Quantity/Base Price |  | Unit Price/Discount % | Total | Unit Price/Discount % | Total | Unit Price/Discount % | Total | Unit Price/Discount % | Total | Unit Price/Discount % | Total | Unit Price/Discount % | Total | Unit Price/Discount % | Total | Unit Price/Discount % | Total
3.4.14 | 2C.08 | (*) Columns & Walls |  | m3 | 2415 |  | 1544 | 3728760 | 1250 | 3018750 | 1354.24 | 3270489.6 | 1764.7 | 4261750.5 | 1650 | 3984750 | 1624.74 | 3923747.1 | 1875 | 4528125
| Note | Note Details
3.4.15 | - | Horizontal suspended slabs including KIM chemical admixture by kryton for waterproofing, as per detail drawing and specificationsspecifications With thickness :
| Item Code | Description | Item Remarks | Unit of Measurement | Quantity/Base Price |  | Unit Price/Discount % | Total | Unit Price/Discount % | Total | Unit Price/Discount % | Total | Unit Price/Discount % | Total | Unit Price/Discount % | Total | Unit Price/Discount % | Total | Unit Price/Discount % | Total | Unit Price/Discount % | Total
3.4.16 | 2C.09 | (*) 140 mm thick |  | m3 | 338 |  | 1057 | 357266 | 1450 | 490100 | 1245.04 | 420823.52 | 1637.2 | 553373.6 | 1550 | 523900 | 1048.21 | 354294.98 | 1260 | 425880
3.4.17 | 2C.10 | (*) 160 mm thick |  | m3 | 430 |  | 1124 | 483320 | 1450 | 623500 | 1245.04 | 535367.2 | 1637.2 | 703996 | 1550 | 666500 | 1104.69 | 475016.7 | 1260 | 541800
3.4.18 | 2C.11 | (*) 180 mm thick |  | m3 | 17 |  | 1044 | 17748 | 1450 | 24650 | 1245.04 | 21165.68 | 1637.2 | 27832.4 | 1620 | 27540 | 1104.69 | 18779.73 | 1260 | 21420
3.4.19 | 2C.12 | (*) 200 mm thick |  | m3 | 25 |  | 984 | 24600 | 1450 | 36250 | 1245.04 | 31126 | 1637.2 | 40930 | 1620 | 40500 | 1118.81 | 27970.25 | 1190 | 29750
3.4.20 | 2C.13 | (*) 220 mm thick |  | m3 | 162 |  | 1088 | 176256 | 1450 | 234900 | 1245.04 | 201696.48 | 1637.2 | 265226.4 | 1670 | 270540 | 1118.81 | 181247.22 | 1190 | 192780
3.4.21 | 2C.14 | (*) 250 mm thick |  | m3 | 169 |  | 964 | 162916 | 1450 | 245050 | 1245.04 | 210411.76 | 1637.2 | 276686.8 | 1820 | 307580 | 1118.81 | 189078.89 | 1340 | 226460
3.4.22 | 2C.15 | (*) Mechanical equibment Pad (300 mm) |  | m3 | 201 |  | 828 | 166428 | 1450 | 291450 | 1245.04 | 250253.04 | 1341.6 | 269661.6 | 1250 | 251250 | 1189.43 | 239075.43 | 1200 | 241200
3.4.23 | 2C.16 | (*) Beams |  | m3 | 2698 |  | 1304 | 3518192 | 1450 | 3912100 | 1448.98 | 3909348.04 | 1947.7 | 5254894.6 | 1450 | 3912100 | 1471.86 | 3971078.28 | 1920 | 5180160
| Note | Note Details
3.4.24 | - | Hollow core and double tee slabs
| Item Code | Description | Item Remarks | Unit of Measurement | Quantity/Base Price |  | Unit Price/Discount % | Total | Unit Price/Discount % | Total | Unit Price/Discount % | Total | Unit Price/Discount % | Total | Unit Price/Discount % | Total | Unit Price/Discount % | Total | Unit Price/Discount % | Total | Unit Price/Discount % | Total
3.4.25 | 2C.17 | (*) Slab 200mm thick |  | m2 | 7682 |  | 179 | 1375078 | 280 | 2150960 | 201.13 | 1545080.66 | 174.4 | 1339740.8 | 275 | 2112550 | 209.95 | 1612835.9 | 172 | 1321304
3.4.26 | 2C.19 | (*) Slab 300mm thick |  | m2 | 317 |  | 247 | 78299 | 380 | 120460 | 253 | 80201 | 211.4 | 67013.8 | 400 | 126800 | 259.86 | 82375.62 | 215 | 68155
3.4.27 | 2C.20 | (*) Slab 320mm thick |  | m2 | 3235 |  | 259 | 837865 | 380 | 1229300 | 253 | 818455 | 219.5 | 710082.5 | 410 | 1326350 | 259.86 | 840647.1 | 225 | 727875
3.4.28 | 2C.21 | (*) Slab 265mm thick |  | m2 | 4625 |  | 232 | 1073000 | 330 | 1526250 | 237.12 | 1096680 | 201 | 929625 | 360 | 1665000 | 234.85 | 1086181.25 | 205 | 948125
3.4.29 | 2C.22 | (*) Slab 500mm thick |  | m2 | 483 |  | 411 | 198513 | 500 | 241500 | 362.03 | 174860.49 | 288.8 | 139490.4 | 680 | 328440 | 320.87 | 154980.21 | 310 | 149730
| Note | Note Details
3.4.30 | - | Tanks
| Item Code | Description | Item Remarks | Unit of Measurement | Quantity/Base Price |  | Unit Price/Discount % | Total | Unit Price/Discount % | Total | Unit Price/Discount % | Total | Unit Price/Discount % | Total | Unit Price/Discount % | Total | Unit Price/Discount % | Total | Unit Price/Discount % | Total | Unit Price/Discount % | Total
3.4.31 | 2C.23 | (*) Foundation |  | m3 | 242 |  | 713 | 172546 | 1200 | 290400 | 1035.71 | 250641.82 | 2159.1 | 522502.2 | 1280 | 309760 | 1229.08 | 297437.36 | 980 | 237160
3.4.32 | 2C.24 | (*) Walls |  | m3 | 178 |  | 1609 | 286402 | 1200 | 213600 | 1407.17 | 250476.26 | 2159.1 | 384319.8 | 1650 | 293700 | 1697.12 | 302087.36 | 1725 | 307050
3.4.33 | 2C.25 | (*) Slabs |  | m3 | 94 |  | 1158 | 108852 | 1200 | 112800 | 1192.12 | 112059.28 | 2159.1 | 202955.4 | 1350 | 126900 | 1164.53 | 109465.82 | 1700 | 159800
3.4.34 | 2C.26 | (*) Raft & Walls |  | m3 | 163 |  | 1041 | 169683 | 1200 | 195600 | 1407.17 | 229368.71 | 1195.3 | 194833.9 | 1550 | 252650 | 1392.49 | 226975.87 | 2350 | 383050
| Note | Note Details
3.4.35 | - | Boundary Wall
| Item Code | Description | Item Remarks | Unit of Measurement | Quantity/Base Price |  | Unit Price/Discount % | Total | Unit Price/Discount % | Total | Unit Price/Discount % | Total | Unit Price/Discount % | Total | Unit Price/Discount % | Total | Unit Price/Discount % | Total | Unit Price/Discount % | Total | Unit Price/Discount % | Total
3.4.36 | 2C.28 | (*) Footing |  | m3 | 476 |  | 783 | 372708 | 1300 | 618800 | 989.55 | 471025.8 | 1365 | 649740 | 1100 | 523600 | 1065.68 | 507263.68 | 1000 | 476000
3.4.37 | 2C.29 | (*) Concrete Pdestals & Enterances Columns |  | m3 | 32 |  | 1079 | 34528 | 1300 | 41600 | 1323.35 | 42347.2 | 1365 | 43680 | 1300 | 41600 | 1206.9 | 38620.8 | 1500 | 48000
3.4.38 | 2C.30 | (*) Hollow Core vertical pannels 120mm thick. |  | m2 | 2500 |  | 290 | 725000 | 459 | 1147500 | 322.44 | 806100 | 369.6 | 924000 | 1050 | 2625000 | 322.04 | 805100 | 265 | 662500
3.4.39 | 2C.31 | (*) Concrete Parapet |  | m3 | 790 |  | 1296 | 1023840 | 1250 | 987500 | 1323.35 | 1045446.5 | 1397.6 | 1104104 | 1450 | 1145500 | 1260.03 | 995423.7 | 1425 | 1125750
| Note | Note Details
3.4.40 | - | Parapets
3.4.41 | - | Contractor's Adjustment
| Item Code | Description | Item Remarks | Unit of Measurement | Quantity/Base Price |  | Unit Price/Discount % | Total | Unit Price/Discount % | Total | Unit Price/Discount % | Total | Unit Price/Discount % | Total | Unit Price/Discount % | Total | Unit Price/Discount % | Total | Unit Price/Discount % | Total | Unit Price/Discount % | Total
3.4.42 | 2C.32 | (*) Contractor may price here any items which has been shown in the drawings or any other documents but overlooked or not specifically mentioned inthe schedule of items and is necessary for the satisfactory completion of the Works. Should the Contractor fail to insert any item here, it will be deemed that Lump Sum Contract Price includes all such items and no claims for additional items will be entertained. |  | Item | 1 |  | 0 | 0 | 0 | 0 | 0 | 0 | -801409.83 | -801409.83 | 0 | 0 | 1691478.99 | 1691478.99 | 0 | 0
| Note | Note Details
3.4.43 | - | Please attach one PDF file to be named "Additional Items for (insert bill no/name & Section No/name)" for the details of these additional items in the additional attachment area at the end of the BOQ.
3.5 SECTION D - MASONRY WORK | [7 empty] | 2882420 |  | 5973085 |  | 3593048.25 |  | 3753215.08 |  | 7733420 |  | 5428630.34 |  | 4029633
| Note | Note Details
3.5.1 | - | The Contractor is referred to the Drawings and Specification for all details related to this section of the Works and he is to include for complying with all the requirements contained therein, whether or not they are specifically mentioned within the item descriptions
3.5.2 | - | Masonry including all mortar, anchors and accessories, steel/concrete lintels, sills etc as per structure notes
| Item Code | Description | Item Remarks | Unit of Measurement | Quantity/Base Price |  | Unit Price/Discount % | Total | Unit Price/Discount % | Total | Unit Price/Discount % | Total | Unit Price/Discount % | Total | Unit Price/Discount % | Total | Unit Price/Discount % | Total | Unit Price/Discount % | Total | Unit Price/Discount % | Total
3.5.3 | 2D.01 | (*) Type W01 |  | m2 | 8428 |  | 70 | 589960 | 120 | 1011360 | 84.15 | 709216.2 | 109.18 | 920169.04 | 180 | 1517040 | 95.12 | 801671.36 | 72 | 606816
3.5.4 | 2D.02 | (*) Type W02 |  | m2 | 3170 |  | 70 | 221900 | 120 | 380400 | 84.15 | 266755.5 | 109.18 | 346100.6 | 150 | 475500 | 95.12 | 301530.4 | 72 | 228240
3.5.5 | 2D.03 | (*) Type W03 |  | m2 | 3770 |  | 87 | 327990 | 135 | 508950 | 107.92 | 406858.4 | 123.26 | 464690.2 | 290 | 1093300 | 113.7 | 428649 | 102 | 384540
3.5.6 | 2D.04 | (*) Type W04 |  | m2 | 236 |  | 87 | 20532 | 135 | 31860 | 107.92 | 25469.12 | 123.26 | 29089.36 | 260 | 61360 | 113.7 | 26833.2 | 102 | 24072
3.5.7 | 2D.05 | (*) Type W05 |  | m2 | 3267 |  | 65 | 212355 | 110 | 359370 | 73.41 | 239830.47 | 102.08 | 333495.36 | 180 | 588060 | 88.74 | 289913.58 | 68 | 222156
3.5.8 | 2D.06 | (*) Type W06 |  | m2 | 207 |  | 65 | 13455 | 125 | 25875 | 73.41 | 15195.87 | 102.08 | 21130.56 | 140 | 28980 | 88.74 | 18369.18 | 68 | 14076
3.5.9 | 2D.07 | (*) Type W07 |  | m2 | 123 |  | 74 | 9102 | 125 | 15375 | 88.45 | 10879.35 | 116.17 | 14288.91 | 370 | 45510 | 107.32 | 13200.36 | 92 | 11316
3.5.10 | 2D.08 | (*) Type W08 |  | m2 | 606 |  | 74 | 44844 | 180 | 109080 | 88.45 | 53600.7 | 116.17 | 70399.02 | 280 | 169680 | 107.32 | 65035.92 | 92 | 55752
3.5.11 | 2D.09 | (*) Type W09 |  | m2 | 14702 |  | 85 | 1249670 | 215 | 3160930 | 110.16 | 1619572.32 | 137.45 | 2020789.9 | 220 | 3234440 | 159.73 | 2348350.46 | 145 | 2131790
3.5.12 | 2D.10 | (*) Type W10 |  | m2 | 1361 |  | 106 | 144266 | 215 | 292615 | 134.38 | 182891.18 | 159.97 | 217719.17 | 300 | 408300 | 195.37 | 265898.57 | 210 | 285810
3.5.13 | 2D.11 | (*) Type W11 |  | m2 | 45 |  | 166 | 7470 | 200 | 9000 | 197.48 | 8886.6 | 149.37 | 6721.65 | 290 | 13050 | 187.46 | 8435.7 | 195 | 8775
3.5.14 | 2D.12 | (*) Type W12 |  | m2 | 163 |  | 173 | 28199 | 230 | 37490 | 209.08 | 34080.04 | 166.27 | 27102.01 | 390 | 63570 | 204.52 | 33336.76 | 215 | 35045
3.5.15 | 2D.13 | (*) Type W13 |  | m2 | 4 |  | 173 | 692 | 240 | 960 | 216.23 | 864.92 | 163.56 | 654.24 | 400 | 1600 | 187.46 | 749.84 | 200 | 800
3.5.16 | 2D.14 | (*) Type W18 |  | m2 | 74 |  | 85 | 6290 | 240 | 17760 | 134.38 | 9944.12 | 137.45 | 10171.3 | 190 | 14060 | 187.46 | 13872.04 | 145 | 10730
3.5.17 | 2D.15 | (*) Type W19 |  | m2 | 21 |  | 85 | 1785 | 180 | 3780 | 134.38 | 2821.98 | 137.45 | 2886.45 | 290 | 6090 | 187.46 | 3936.66 | 145 | 3045
3.5.18 | 2D.16 | (*) Type W20 |  | m2 | 46 |  | 85 | 3910 | 180 | 8280 | 134.38 | 6181.48 | 137.45 | 6322.7 | 280 | 12880 | 187.46 | 8623.16 | 145 | 6670
| Note | Note Details
3.5.19 | - | Contractor's Adjustment
| Item Code | Description | Item Remarks | Unit of Measurement | Quantity/Base Price |  | Unit Price/Discount % | Total | Unit Price/Discount % | Total | Unit Price/Discount % | Total | Unit Price/Discount % | Total | Unit Price/Discount % | Total | Unit Price/Discount % | Total | Unit Price/Discount % | Total | Unit Price/Discount % | Total
3.5.20 | 2D.17 | (*) Contractor may price here any items which has been shown in the drawings or any other documents but overlooked or not specifically mentioned inthe schedule of items and is necessary for the satisfactory completion of the Works. Should the Contractor fail to insert any item here, it will be deemed that Lump Sum Contract Price includes all such items and no claims for additional items will be entertained. |  | Item | 1 |  | 0 | 0 | 0 | 0 | 0 | 0 | -738515.39 | -738515.39 | 0 | 0 | 800224.15 | 800224.15 | 0 | 0
| Note | Note Details
3.5.21 | - | Please attach one PDF file to be named "Additional Items for (insert bill no/name & Section No/name)" for the details of these additional items in the additional attachment area at the end of the BOQ.
3.6 SECTION E - METAL WORK | [7 empty] | 2695456 |  | 3191500 |  | 3937181.44 |  | 3625187.5 |  | 3616600 |  | 3727363.89 |  | 3466200
| Note | Note Details
3.6.1 | - | The Contractor is referred to the Drawings and Specification for all details related to this section of the Works and he is to include for complying with all the requirements contained therein, whether or not they are specifically mentioned within the item descriptions
3.6.2 | - | Structural steelwork and framing including, but not limited to, fixings, plates, bracing, anchor bolts, bolts, nuts, washers, cutting, welding, priming, painting.
3.6.3 | - | 1100mm height Galvanized steel balustrade 20mm diameter posts and handrail with 60mm diameter horizontal Galvanized steel rails equally spaced. colour as per engineer approval.
| Item Code | Description | Item Remarks | Unit of Measurement | Quantity/Base Price |  | Unit Price/Discount % | Total | Unit Price/Discount % | Total | Unit Price/Discount % | Total | Unit Price/Discount % | Total | Unit Price/Discount % | Total | Unit Price/Discount % | Total | Unit Price/Discount % | Total | Unit Price/Discount % | Total
3.6.4 | 2E.01 | (*) Handrails for internal stairs |  | m | 198 |  | 812 | 160776 | 2000 | 396000 | 1693.71 | 335354.58 | 611.6 | 121096.8 | 3500 | 693000 | 776.47 | 153741.06 | 600 | 118800
3.6.5 | 2E.02 | (*) Handrails for external stairs |  | m | 13 |  | 800 | 10400 | 2000 | 26000 | 1905.43 | 24770.59 | 640.2 | 8322.6 | 2700 | 35100 | 776.47 | 10094.11 | 600 | 7800
| Note | Note Details
3.6.6 | - | 1100mm height stainless steel balustrade 20mm diameter posts and handrail with 60mm diameter horizontal stainless steel rails equally spaced. colour as per engineer approval.
| Item Code | Description | Item Remarks | Unit of Measurement | Quantity/Base Price |  | Unit Price/Discount % | Total | Unit Price/Discount % | Total | Unit Price/Discount % | Total | Unit Price/Discount % | Total | Unit Price/Discount % | Total | Unit Price/Discount % | Total | Unit Price/Discount % | Total | Unit Price/Discount % | Total
3.6.7 | 2E.03 | (*) For internal stairs |  | m | 66 |  | 870 | 57420 | 2000 | 132000 | 1693.71 | 111784.86 | 1864.5 | 123057 | 4000 | 264000 | 1663.86 | 109814.76 | 4600 | 303600
3.6.8 | 2E.04 | (*) Steel ladder with dimensions as per Drawing No. (55830-TD-00-AFA-AR-8001-00) . Ladder shall include all accessiories as per drawings and Specifications |  | nr | 1 |  | 9860 | 9860 | 25000 | 25000 | 10586.41 | 10586.41 | 6292 | 6292 | 12000 | 12000 | 5213.96 | 5213.96 | 5500 | 5500
| Note | Note Details
3.6.9 | - | The steel design is indicative only, hence this estimation is for guidance only and the contractor to re-estimate this value after consulting steel specialist. As per the local authority requirements, it is the contractor responsibility to design all the steel structures and it’s connections details from a specialist steel structure designer and get it approved from the concerned authority.
| Item Code | Description | Item Remarks | Unit of Measurement | Quantity/Base Price |  | Unit Price/Discount % | Total | Unit Price/Discount % | Total | Unit Price/Discount % | Total | Unit Price/Discount % | Total | Unit Price/Discount % | Total | Unit Price/Discount % | Total | Unit Price/Discount % | Total | Unit Price/Discount % | Total
3.6.10 | 2E.05 | (*) Roof truss and framing including Connections ; Multi purpose gym. |  | Kg | 53500 |  | 24 | 1284000 | 25 | 1337500 | 35.27 | 1886945 | 28.66 | 1533310 | 25 | 1337500 | 33 | 1765500 | 29 | 1551500
3.6.11 | 2E.06 | (*) Roof truss and framing including Connections ; Lunch area |  | Kg | 51000 |  | 23 | 1173000 | 25 | 1275000 | 30.74 | 1567740 | 26.46 | 1349460 | 25 | 1275000 | 33 | 1683000 | 29 | 1479000
| Note | Note Details
3.6.12 | - | Contractor's Adjustment
| Item Code | Description | Item Remarks | Unit of Measurement | Quantity/Base Price |  | Unit Price/Discount % | Total | Unit Price/Discount % | Total | Unit Price/Discount % | Total | Unit Price/Discount % | Total | Unit Price/Discount % | Total | Unit Price/Discount % | Total | Unit Price/Discount % | Total | Unit Price/Discount % | Total
3.6.13 | 2E.07 | (*) Contractor may price here any items which has been shown in the drawings or any other documents but overlooked or not specifically mentioned inthe schedule of items and is necessary for the satisfactory completion of the Works. Should the Contractor fail to insert any item here, it will be deemed that Lump Sum Contract Price includes all such items and no claims for additional items will be entertained. |  | Item | 1 |  | 0 | 0 | 0 | 0 | 0 | 0 | 483649.1 | 483649.1 | 0 | 0 | 0 | 0 | 0 | 0
| Note | Note Details
3.6.14 | - | Please attach one PDF file to be named "Additional Items for (insert bill no/name & Section No/name)" for the details of these additional items in the additional attachment area at the end of the BOQ.
3.7 SECTION F - WOOD WORK | [7 empty] | 121510 |  | 122100 |  | 352503.81 |  | 124245 |  | 270000 |  | 525225.14 |  | 173160
| Note | Note Details
3.7.1 | - | The Contractor is referred to the Drawings and Specification for all details related to this section of the Works and he is to include for complying with all the requirements contained therein, whether or not they are specifically mentioned within the item descriptions
3.7.2 | - | Decorative MDF Panels refer to drawing no. ID-503
| Item Code | Description | Item Remarks | Unit of Measurement | Quantity/Base Price |  | Unit Price/Discount % | Total | Unit Price/Discount % | Total | Unit Price/Discount % | Total | Unit Price/Discount % | Total | Unit Price/Discount % | Total | Unit Price/Discount % | Total | Unit Price/Discount % | Total | Unit Price/Discount % | Total
3.7.3 | 2F.01 | (*) Type WD-3 |  | m2 | 25 |  | 870 | 21750 | 1100 | 27500 | 3175.71 | 79392.75 | 1375 | 34375 | 2200 | 55000 | 2773.1 | 69327.5 | 1560 | 39000
3.7.4 | 2F.02 | (*) Type WD-5 |  | m2 | 86 |  | 1160 | 99760 | 1100 | 94600 | 3175.71 | 273111.06 | 1045 | 89870 | 2500 | 215000 | 3327.72 | 286183.92 | 1560 | 134160
| Note | Note Details
3.7.5 | - | Contractor's Adjustment
| Item Code | Description | Item Remarks | Unit of Measurement | Quantity/Base Price |  | Unit Price/Discount % | Total | Unit Price/Discount % | Total | Unit Price/Discount % | Total | Unit Price/Discount % | Total | Unit Price/Discount % | Total | Unit Price/Discount % | Total | Unit Price/Discount % | Total | Unit Price/Discount % | Total
3.7.6 | 2F.03 | (*) Contractor may price here any items which has been shown in the drawings or any other documents but overlooked or not specifically mentioned inthe schedule of items and is necessary for the satisfactory completion of the Works. Should the Contractor fail to insert any item here, it will be deemed that Lump Sum Contract Price includes all such items and no claims for additional items will be entertained. |  | Item | 1 |  | 0 | 0 | 0 | 0 | 0 | 0 | 0 | 0 | 0 | 0 | 169713.72 | 169713.72 | 0 | 0
| Note | Note Details
3.7.7 | - | Please attach one PDF file to be named "Additional Items for (insert bill no/name & Section No/name)" for the details of these additional items in the additional attachment area at the end of the BOQ.
3.8 SECTION G - THERMAL AND MOISTURE PROTECTION | [7 empty] | 924373 |  | 4546050 |  | 4957796.19 |  | 3678818.04 |  | 4930934 |  | 4007445.91 |  | 2563306
| Note | Note Details
3.8.1 | - | The Contractor is referred to the Drawings and Specification for all details related to this section of the Works and he is to include for complying with all the requirements contained therein, whether or not they are specifically mentioned within the item descriptions
3.8.2 | - | Damp Proofing
| Item Code | Description | Item Remarks | Unit of Measurement | Quantity/Base Price |  | Unit Price/Discount % | Total | Unit Price/Discount % | Total | Unit Price/Discount % | Total | Unit Price/Discount % | Total | Unit Price/Discount % | Total | Unit Price/Discount % | Total | Unit Price/Discount % | Total | Unit Price/Discount % | Total
3.8.3 | 2G.01 | (*) Damp proof membrane 1000 gauge polythene sheet to footings and grade slab: in horizontal direction. |  | m2 | 20658 |  | 6 | 123948 | 10 | 206580 | 2.54 | 52471.32 | 3.19 | 65899.02 | 7 | 144606 | 5.55 | 114651.9 | 7 | 144606
3.8.4 | 2G.02 | (*) Brush clean and apply 2 coats of bituminous paint on ground beams, footings, substructure, column and block work in vertical direction. |  | m2 | 23456 |  | 6 | 140736 | 45 | 1055520 | 103.74 | 2433325.44 | 25.4 | 595782.4 | 17 | 398752 | 16.64 | 390307.84 | 7 | 164192
| Note | Note Details
3.8.5 | - | Swimming Pool
| Item Code | Description | Item Remarks | Unit of Measurement | Quantity/Base Price |  | Unit Price/Discount % | Total | Unit Price/Discount % | Total | Unit Price/Discount % | Total | Unit Price/Discount % | Total | Unit Price/Discount % | Total | Unit Price/Discount % | Total | Unit Price/Discount % | Total | Unit Price/Discount % | Total
3.8.6 | 2G.03 | (*) Damp proof membrane 1000 gauge polythene sheet to footings and grade slab: in horizontal direction . |  | m2 | 600 |  | 6 | 3600 | 10 | 6000 | 2.54 | 1524 | 3.19 | 1914 | 7 | 4200 | 5.55 | 3330 | 7 | 4200
3.8.7 | 2G.04 | (*) Brush clean and apply 2 layers of torch applied 4mm thickness on footings and walls in vertical and horizontal direction. |  | m2 | 490 |  | 6 | 2940 | 125 | 61250 | 103.74 | 50832.6 | 63.8 | 31262 | 85 | 41650 | 102.05 | 50004.5 | 90 | 44100
| Note | Note Details
3.8.8 | - | Waterproofing Membrane
3.8.9 | - | Waterproofing membrane, reinforced with non-woven polyester, 4mm thick, including preparation of surfaces, primers, skirting, corner fillets all as per drawings and specifications.
| Item Code | Description | Item Remarks | Unit of Measurement | Quantity/Base Price |  | Unit Price/Discount % | Total | Unit Price/Discount % | Total | Unit Price/Discount % | Total | Unit Price/Discount % | Total | Unit Price/Discount % | Total | Unit Price/Discount % | Total | Unit Price/Discount % | Total | Unit Price/Discount % | Total
3.8.10 | 2G.05 | (*) For wet areas |  | m2 | 1370 |  | 49 | 67130 | 60 | 82200 | 42.34 | 58005.8 | 44 | 60280 | 65 | 89050 | 48.81 | 66869.7 | 30 | 41100
| Note | Note Details
3.8.11 | - | Roofing
| Item Code | Description | Item Remarks | Unit of Measurement | Quantity/Base Price |  | Unit Price/Discount % | Total | Unit Price/Discount % | Total | Unit Price/Discount % | Total | Unit Price/Discount % | Total | Unit Price/Discount % | Total | Unit Price/Discount % | Total | Unit Price/Discount % | Total | Unit Price/Discount % | Total
3.8.12 | 2G.06 | (*) Minimum 50mm thick sand-cement screed (1:2) laid to fall and across falls towards the nearest rain water outlets |  | m2 | 12208 |  | 27 | 329616 | 250 | 3052000 | 48.69 | 594407.52 | 173.8 | 2121750.4 | 75 | 915600 | 22.63 | 276267.04 | 36 | 439488
3.8.13 | 2G.07 | (*) Polyurethane foam average thickness of 35 to 40 mm over the entire roof area including the up stand to a height of max 200mm |  | m2 | 12208 |  | 7 | 85456 | 0 | 0 | 52.93 | 646169.44 | 0 | 0 | 175 | 2136400 | 183.02 | 2234308.16 | 116 | 1416128
3.8.14 | 2G.08 | (*) Acrylic liquid UV protection coating over the entire foam area . |  | m2 | 12208 |  | 1 | 12208 | 0 | 0 | 42.34 | 516886.72 | 0 | 0 | 45 | 549360 | 0 | 0 | 11 | 134288
3.8.15 | 2G.09 | (*) Geotextile (120gsm) membrane shall be laid as a protection layer over the entire roof area . |  | m2 | 12208 |  | 3 | 36624 | 0 | 0 | 5.29 | 64580.32 | 0 | 0 | 7 | 85456 | 0 | 0 | 6 | 73248
3.8.16 | 2G.10 | (*) Cementitious coating including up stands to form a uniform coating of maximum thickness 1000 microns |  | m2 | 12208 |  | 9 | 109872 | 0 | 0 | 42.34 | 516886.72 | 0 | 0 | 45 | 549360 | 0 | 0 | 7 | 85456
| Note | Note Details
3.8.17 | - | External aluminum cladding including fixation and supporting system as per drawings and Specifications
| Item Code | Description | Item Remarks | Unit of Measurement | Quantity/Base Price |  | Unit Price/Discount % | Total | Unit Price/Discount % | Total | Unit Price/Discount % | Total | Unit Price/Discount % | Total | Unit Price/Discount % | Total | Unit Price/Discount % | Total | Unit Price/Discount % | Total | Unit Price/Discount % | Total
3.8.18 | 2G.11 | (*) Type EF-05 |  | m2 | 33 |  | 371 | 12243 | 2500 | 82500 | 688.07 | 22706.31 | 423.5 | 13975.5 | 500 | 16500 | 1067.09 | 35213.97 | 500 | 16500
| Note | Note Details
3.8.19 | - | Contractor's Adjustment
| Item Code | Description | Item Remarks | Unit of Measurement | Quantity/Base Price |  | Unit Price/Discount % | Total | Unit Price/Discount % | Total | Unit Price/Discount % | Total | Unit Price/Discount % | Total | Unit Price/Discount % | Total | Unit Price/Discount % | Total | Unit Price/Discount % | Total | Unit Price/Discount % | Total
3.8.20 | 2G.12 | (*) Contractor may price here any items which has been shown in the drawings or any other documents but overlooked or not specifically mentioned inthe schedule of items and is necessary for the satisfactory completion of the Works. Should the Contractor fail to insert any item here, it will be deemed that Lump Sum Contract Price includes all such items and no claims for additional items will be entertained. |  | Item | 1 |  | 0 | 0 | 0 | 0 | 0 | 0 | 787954.72 | 787954.72 | 0 | 0 | 836492.8 | 836492.8 | 0 | 0
| Note | Note Details
3.8.21 | - | Please attach one PDF file to be named "Additional Items for (insert bill no/name & Section No/name)" for the details of these additional items in the additional attachment area at the end of the BOQ.
3.9 SECTION H - DOORS AND WINDOWS | [7 empty] | 3284156 |  | 6838539 |  | 5432567.62 |  | 9091713.59 |  | 5107007 |  | 9371604 |  | 5642250
| Note | Note Details
3.9.1 | - | The Contractor is referred to the Drawings and Specification for all details related to this section of the Works and he is to include for complying with all the requirements contained therein, whether or not they are specifically mentioned within the item descriptions
3.9.2 | - | Powder coated aluminum section approval need to be taken for aluminum section powder coated colour, glazing colour. All accessories including all ironmongery approval need to be taken .all cost of ironmongery shall be included in below price.
3.9.3 | - | All aluminum works shall confirm to specifications complete with ironmongery neoprene gaskets, fixings, glazing, sealing with mastic packings and finishes aluminum framed doors and windows drawings & finishes schedule for details
3.9.4 | - | Aluminum Glazing
| Item Code | Description | Item Remarks | Unit of Measurement | Quantity/Base Price |  | Unit Price/Discount % | Total | Unit Price/Discount % | Total | Unit Price/Discount % | Total | Unit Price/Discount % | Total | Unit Price/Discount % | Total | Unit Price/Discount % | Total | Unit Price/Discount % | Total | Unit Price/Discount % | Total
3.9.5 | 2H.01 | (*) Type GL-01 |  | nr | 1 |  | 5750 | 5750 | 4866917 | 4866917 | 18108.96 | 18108.96 | 15874.1 | 15874.1 | 9329 | 9329 | 19370.01 | 19370.01 | 12200 | 12200
3.9.6 | 2H.02 | (*) Type GL-02 |  | nr | 1 |  | 9466 | 9466 | 0 | 0 | 29809.33 | 29809.33 | 30178.5 | 30178.5 | 15295 | 15295 | 34068.17 | 34068.17 | 20400 | 20400
3.9.7 | 2H.03 | (*) Type GL-03 |  | nr | 1 |  | 10223 | 10223 | 0 | 0 | 32194.29 | 32194.29 | 32135.4 | 32135.4 | 16511 | 16511 | 36499.8 | 36499.8 | 22600 | 22600
3.9.8 | 2H.04 | (*) Type GL-04 |  | nr | 1 |  | 4555 | 4555 | 0 | 0 | 26642.09 | 26642.09 | 6812.3 | 6812.3 | 9747 | 9747 | 8456.47 | 8456.47 | 13500 | 13500
3.9.9 | 2H.05 | (*) Type GL-04A |  | nr | 1 |  | 4555 | 4555 | 0 | 0 | 26642.09 | 26642.09 | 7946.4 | 7946.4 | 9785 | 9785 | 8774.21 | 8774.21 | 13500 | 13500
3.9.10 | 2H.06 | (*) Type GL-05 |  | nr | 1 |  | 4295 | 4295 | 0 | 0 | 13526.41 | 13526.41 | 6625.3 | 6625.3 | 5652 | 5652 | 7856.81 | 7856.81 | 10000 | 10000
3.9.11 | 2H.07 | (*) Type GL-06 |  | nr | 1 |  | 4555 | 4555 | 0 | 0 | 14345.74 | 14345.74 | 7946.4 | 7946.4 | 5947 | 5947 | 9624.66 | 9624.66 | 13500 | 13500
3.9.12 | 2H.08 | (*) Type GL-06A |  | nr | 1 |  | 4555 | 4555 | 0 | 0 | 14345.74 | 14345.74 | 7946.4 | 7946.4 | 5985 | 5985 | 9624.66 | 9624.66 | 13500 | 13500
3.9.13 | 2H.09 | (*) Type GL-07 |  | nr | 1 |  | 4751 | 4751 | 0 | 0 | 14960.77 | 14960.77 | 8288.5 | 8288.5 | 6007 | 6007 | 9974.46 | 9974.46 | 13800 | 13800
3.9.14 | 2H.10 | (*) Type GL-08 |  | nr | 1 |  | 5032 | 5032 | 0 | 0 | 16600.49 | 16600.49 | 11755.7 | 11755.7 | 8455 | 8455 | 12110.97 | 12110.97 | 0 | 0
3.9.15 | 2H.11 | (*) Type GL-09 |  | nr | 1 |  | 2408 | 2408 | 0 | 0 | 7584.65 | 7584.65 | 3715.8 | 3715.8 | 3961 | 3961 | 4440.85 | 4440.85 | 6600 | 6600
3.9.16 | 2H.12 | (*) Type GL-10 |  | nr | 1 |  | 1659 | 1659 | 0 | 0 | 5226.16 | 5226.16 | 2821.5 | 2821.5 | 2760 | 2760 | 3478.19 | 3478.19 | 0 | 0
3.9.17 | 2H.13 | (*) Type GL-11 |  | nr | 1 |  | 2426 | 2426 | 0 | 0 | 7638.64 | 7638.64 | 4347.2 | 4347.2 | 3895 | 3895 | 5449.7 | 5449.7 | 3900 | 3900
3.9.18 | 2H.14 | (*) Type GL-12 |  | nr | 1 |  | 2668 | 2668 | 0 | 0 | 15575.8 | 15575.8 | 7796.8 | 7796.8 | 3895 | 3895 | 8631.84 | 8631.84 | 6160 | 6160
3.9.19 | 2H.15 | (*) Type GL-14 |  | nr | 91 |  | 1183 | 107653 | 0 | 0 | 3726.17 | 339081.47 | 2938.1 | 267367.1 | 1871 | 170261 | 3156.68 | 287257.88 | 2400 | 218400
3.9.20 | 2H.16 | (*) Type GL-15 |  | nr | 1 |  | 2473 | 2473 | 0 | 0 | 7787.9 | 7787.9 | 4352.7 | 4352.7 | 7072 | 7072 | 5857.01 | 5857.01 | 9600 | 9600
3.9.21 | 2H.17 | (*) Type GL-15A |  | nr | 1 |  | 2473 | 2473 | 0 | 0 | 7787.9 | 7787.9 | 4352.7 | 4352.7 | 7072 | 7072 | 5857.01 | 5857.01 | 9600 | 9600
3.9.22 | 2H.18 | (*) Type GL-16 |  | nr | 1 |  | 3709 | 3709 | 0 | 0 | 11681.32 | 11681.32 | 10085.9 | 10085.9 | 4541 | 4541 | 10577.89 | 10577.89 | 0 | 0
3.9.23 | 2H.19 | (*) Type GL-16A |  | nr | 1 |  | 4685 | 4685 | 0 | 0 | 14755.41 | 14755.41 | 12617 | 12617 | 7695 | 7695 | 12683.28 | 12683.28 | 8750 | 8750
3.9.24 | 2H.20 | (*) Type GL-17 |  | nr | 1 |  | 2840 | 2840 | 0 | 0 | 22878.87 | 22878.87 | 7645 | 7645 | 6365 | 6365 | 11076.66 | 11076.66 | 6800 | 6800
3.9.25 | 2H.21 | (*) Type GL-18 |  | nr | 1 |  | 10223 | 10223 | 0 | 0 | 21811.83 | 21811.83 | 31647 | 31647 | 16482 | 16482 | 40298.56 | 40298.56 | 24500 | 24500
3.9.26 | 2H.22 | (*) Type GL-19 |  | nr | 1 |  | 2248 | 2248 | 0 | 0 | 4623.83 | 4623.83 | 5364.7 | 5364.7 | 4066 | 4066 | 5942.81 | 5942.81 | 0 | 0
3.9.27 | 2H.23 | (*) Type GL-20 |  | nr | 1 |  | 4259 | 4259 | 0 | 0 | 13411.02 | 13411.02 | 10964.8 | 10964.8 | 6992 | 6992 | 13732.68 | 13732.68 | 10100 | 10100
3.9.28 | 2H.24 | (*) Type GL-20A |  | nr | 1 |  | 4816 | 4816 | 0 | 0 | 28576.1 | 28576.1 | 12673.1 | 12673.1 | 8239 | 8239 | 13732.68 | 13732.68 | 10800 | 10800
3.9.29 | 2H.25 | (*) Type GL-21 |  | nr | 1 |  | 3845 | 3845 | 0 | 0 | 11923.73 | 11923.73 | 6818.9 | 6818.9 | 6887 | 6887 | 11252.03 | 11252.03 | 7170 | 7170
3.9.30 | 2H.26 | (*) Type GL-22 |  | nr | 1 |  | 3759 | 3759 | 0 | 0 | 11837.99 | 11837.99 | 6695.7 | 6695.7 | 6783 | 6783 | 9695.38 | 9695.38 | 7060 | 7060
3.9.31 | 2H.27 | (*) Type GL-23 |  | nr | 1 |  | 2846 | 2846 | 0 | 0 | 8961.85 | 8961.85 | 5132.6 | 5132.6 | 4664 | 4664 | 7474.95 | 7474.95 | 5910 | 5910
3.9.32 | 2H.28 | (*) Type GL-24 |  | nr | 1 |  | 2500 | 2500 | 0 | 0 | 7871.53 | 7871.53 | 4566.1 | 4566.1 | 4108 | 4108 | 6571.7 | 6571.7 | 5440 | 5440
3.9.33 | 2H.29 | (*) Type GL-25 |  | nr | 1 |  | 2443 | 2443 | 0 | 0 | 7694.75 | 7694.75 | 4481.4 | 4481.4 | 4959 | 4959 | 7375.95 | 7375.95 | 5340 | 5340
3.9.34 | 2H.30 | (*) Type GL-30 |  | nr | 1 |  | 2745 | 2745 | 0 | 0 | 8644.28 | 8644.28 | 12785.3 | 12785.3 | 4845 | 4845 | 11002.17 | 11002.17 | 6530 | 6530
3.9.35 | 2H.31 | (*) Type GL-31 |  | nr | 1 |  | 4583 | 4583 | 0 | 0 | 14308.69 | 14308.69 | 20241.1 | 20241.1 | 9500 | 9500 | 17586.13 | 17586.13 | 9830 | 9830
3.9.36 | 2H.32 | (*) Type GL-32 |  | nr | 1 |  | 785 | 785 | 0 | 0 | 49325.13 | 49325.13 | 3264.8 | 3264.8 | 1520 | 1520 | 2807.82 | 2807.82 | 2500 | 2500
3.9.37 | 2H.33 | (*) Type GL-33 |  | nr | 1 |  | 1819 | 1819 | 0 | 0 | 5728.98 | 5728.98 | 3206.5 | 3206.5 | 2375 | 2375 | 4790.65 | 4790.65 | 0 | 0
3.9.38 | 2H.34 | (*) Type GL-51 |  | nr | 76 |  | 1420 | 107920 | 0 | 0 | 4471.4 | 339826.4 | 4351.6 | 330721.6 | 2565 | 194940 | 5520.42 | 419551.92 | 4650 | 353400
3.9.39 | 2H.35 | (*) Type GL-52 |  | nr | 103 |  | 1775 | 182825 | 0 | 0 | 5589.25 | 575692.75 | 4821.3 | 496593.9 | 3990 | 410970 | 6500.98 | 669600.94 | 5240 | 539720
3.9.40 | 2H.36 | (*) Type GL-53 |  | nr | 46 |  | 1420 | 65320 | 0 | 0 | 4471.4 | 205684.4 | 5635.3 | 259223.8 | 3040 | 139840 | 7078.01 | 325588.46 | 4800 | 220800
3.9.41 | 2H.37 | (*) Type GL-53A |  | nr | 6 |  | 1420 | 8520 | 0 | 0 | 4471.4 | 26828.4 | 3660.8 | 21964.8 | 2375 | 14250 | 6620.73 | 39724.38 | 4450 | 26700
3.9.42 | 2H.38 | (*) Type GL-54 |  | nr | 24 |  | 947 | 22728 | 0 | 0 | 2980.93 | 71542.32 | 3044.8 | 73075.2 | 3040 | 72960 | 4329.59 | 103910.16 | 3670 | 88080
3.9.43 | 2H.39 | (*) Type GL-55 |  | nr | 42 |  | 1420 | 59640 | 0 | 0 | 4471.4 | 187798.8 | 3894 | 163548 | 1757 | 73794 | 5654.3 | 237480.6 | 4730 | 198660
3.9.44 | 2H.40 | (*) Type GL-56 |  | nr | 66 |  | 1183 | 78078 | 0 | 0 | 3726.17 | 245927.22 | 3998.5 | 263901 | 2993 | 197538 | 4976.39 | 328441.74 | 4050 | 267300
3.9.45 | 2H.41 | (*) Type GL-57 |  | nr | 46 |  | 2130 | 97980 | 0 | 0 | 6707.1 | 308526.6 | 5705.7 | 262462.2 | 3515 | 161690 | 7242.07 | 333135.22 | 5890 | 270940
3.9.46 | 2H.42 | (*) Type GL-58 |  | nr | 1 |  | 8898 | 8898 | 0 | 0 | 18984.39 | 18984.39 | 28684.7 | 28684.7 | 3752 | 3752 | 36341.4 | 36341.4 | 20700 | 20700
3.9.47 | 2H.43 | (*) Type GL-58A |  | nr | 1 |  | 8898 | 8898 | 0 | 0 | 18984.39 | 18984.39 | 29069.7 | 29069.7 | 14535 | 14535 | 47713.17 | 47713.17 | 21600 | 21600
3.9.48 | 2H.44 | (*) Type GL-59 |  | nr | 1 |  | 5283 | 5283 | 0 | 0 | 10866.22 | 10866.22 | 9925.3 | 9925.3 | 14915 | 14915 | 12379.68 | 12379.68 | 7850 | 7850
3.9.49 | 2H.45 | (*) Type GL-60 |  | nr | 6 |  | 213 | 1278 | 0 | 0 | 440.37 | 2642.22 | 1219.9 | 7319.4 | 9025 | 54150 | 2287.37 | 13724.22 | 1560 | 9360
3.9.50 | 2H.46 | (*) Type GL-61 |  | nr | 1 |  | 4685 | 4685 | 0 | 0 | 14755.41 | 14755.41 | 14614.6 | 14614.6 | 950 | 950 | 15071.53 | 15071.53 | 11100 | 11100
3.9.51 | 2H.47 | (*) Type GL-62 |  | nr | 1 |  | 1367 | 1367 | 0 | 0 | 2915.3 | 2915.3 | 4297.7 | 4297.7 | 3230 | 3230 | 11672.54 | 11672.54 | 7330 | 7330
3.9.52 | 2H.48 | (*) Type GL-62A |  | nr | 1 |  | 2343 | 2343 | 0 | 0 | 4998.57 | 4998.57 | 6688 | 6688 | 5890 | 5890 | 22319.26 | 22319.26 | 8700 | 8700
3.9.53 | 2H.49 | (*) Type GL-63 |  | nr | 1 |  | 3514 | 3514 | 0 | 0 | 11066.29 | 11066.29 | 9588.7 | 9588.7 | 6175 | 6175 | 10347.83 | 10347.83 | 8700 | 8700
3.9.54 | 2H.50 | (*) Type GL-80 |  | nr | 1 |  | 9371 | 9371 | 0 | 0 | 24840.4 | 24840.4 | 36428.7 | 36428.7 | 22657 | 22657 | 44336.81 | 44336.81 | 25400 | 25400
3.9.55 | 2H.51 | (*) Type GL-81 |  | nr | 1 |  | 1677 | 1677 | 0 | 0 | 5282.26 | 5282.26 | 4632.1 | 4632.1 | 3135 | 3135 | 6730.1 | 6730.1 | 0 | 0
3.9.56 | 2H.52 | (*) Type GL-82 |  | nr | 1 |  | 2875 | 2875 | 0 | 0 | 9055.01 | 9055.01 | 8522.8 | 8522.8 | 6175 | 6175 | 12854.88 | 12854.88 | 9500 | 9500
3.9.57 | 2H.53 | (*) Type GL-82A |  | nr | 1 |  | 4260 | 4260 | 0 | 0 | 12117.45 | 12117.45 | 11880 | 11880 | 11400 | 11400 | 14236.17 | 14236.17 | 12400 | 12400
3.9.58 | 2H.54 | (*) Type GL-83 |  | nr | 46 |  | 2426 | 111596 | 0 | 0 | 5692.99 | 261877.54 | 8265.4 | 380208.4 | 4940 | 227240 | 6015.41 | 276708.86 | 7270 | 334420
3.9.59 | 2H.55 | (*) Type GL-84 |  | nr | 1 |  | 2426 | 2426 | 0 | 0 | 5692.99 | 5692.99 | 6985 | 6985 | 3705 | 3705 | 8351.81 | 8351.81 | 6670 | 6670
3.9.60 | 2H.56 | (*) Type GL-85 |  | nr | 1 |  | 8519 | 8519 | 0 | 0 | 35302.25 | 35302.25 | 22818.4 | 22818.4 | 14250 | 14250 | 22556.86 | 22556.86 | 15500 | 15500
3.9.61 | 2H.57 | (*) Type GL-85A |  | nr | 1 |  | 8519 | 8519 | 0 | 0 | 18176.71 | 18176.71 | 22619.3 | 22619.3 | 13775 | 13775 | 22556.86 | 22556.86 | 15500 | 15500
3.9.62 | 2H.58 | (*) Type GL-86 |  | nr | 1 |  | 1917 | 1917 | 0 | 0 | 5030.32 | 5030.32 | 5058.9 | 5058.9 | 3040 | 3040 | 7653.15 | 7653.15 | 0 | 0
3.9.63 | 2H.59 | (*) Type GL-87 |  | nr | 25 |  | 355 | 8875 | 0 | 0 | 756.88 | 18922 | 1628 | 40700 | 1425 | 35625 | 2690.91 | 67272.75 | 1790 | 44750
3.9.64 | 2H.60 | (*) Type GL-88 |  | nr | 1 |  | 988 | 988 | 0 | 0 | 3355.67 | 3355.67 | 3378.1 | 3378.1 | 950 | 950 | 4187.22 | 4187.22 | 0 | 0
3.9.65 | 2H.61 | (*) Type GL-89 |  | nr | 1 |  | 26998 | 26998 | 0 | 0 | 84570.22 | 84570.22 | 101681.8 | 101681.8 | 96900 | 96900 | 79460.98 | 79460.98 | 60000 | 60000
3.9.66 | 2H.62 | (*) Type GL-91 |  | nr | 1 |  | 5011 | 5011 | 0 | 0 | 10691.56 | 10691.56 | 13880.9 | 13880.9 | 8170 | 8170 | 17254.24 | 17254.24 | 10700 | 10700
3.9.67 | 2H.63 | (*) Type GL-92 |  | nr | 1 |  | 1213 | 1213 | 0 | 0 | 2493.99 | 2493.99 | 2097.7 | 2097.7 | 1900 | 1900 | 3042.59 | 3042.59 | 2800 | 2800
| Note | Note Details
3.9.68 | - | Steel Doors
3.9.69 | - | Steel doors including frames, architrave, accessories, fasteners, inserts, anchors, weather stripping, sealants, gaskets, hardware, mullions, transom bars, cutting, fabrication, welding, hardware reinforcement in doors and frames, filling frame with grout, louvers, finishing, repairing, testing, adjusting, cleaning, and any other required items as per Drawings and Specifications.
| Item Code | Description | Item Remarks | Unit of Measurement | Quantity/Base Price |  | Unit Price/Discount % | Total | Unit Price/Discount % | Total | Unit Price/Discount % | Total | Unit Price/Discount % | Total | Unit Price/Discount % | Total | Unit Price/Discount % | Total | Unit Price/Discount % | Total | Unit Price/Discount % | Total
3.9.70 | 2H.64 | (*) Type D1 size 900x2200 mm |  | nr | 6 |  | 2412 | 14472 | 0 | 0 | 4377.19 | 26263.14 | 3070.21 | 18421.26 | 3000 | 18000 | 3833.54 | 23001.24 | 3000 | 18000
3.9.71 | 2H.65 | (*) Type D1 size 900x2200 mm |  | nr | 8 |  | 2412 | 19296 | 0 | 0 | 4377.19 | 35017.52 | 0 | 0 | 3300 | 26400 | 3833.54 | 30668.32 | 0 | 0
3.9.72 | 2H.66 | (*) Type D1 size 1000x2200 mm |  | nr | 3 |  | 2680 | 8040 | 0 | 0 | 4377.19 | 13131.57 | 3378.21 | 10134.63 | 3900 | 11700 | 3904.53 | 11713.59 | 3400 | 10200
3.9.73 | 2H.67 | (*) Type D1 size 1000x2500 mm |  | nr | 1 |  | 3045 | 3045 | 240000 | 240000 | 4758.27 | 4758.27 | 0 | 0 | 4100 | 4100 | 4259.49 | 4259.49 | 3900 | 3900
3.9.74 | 2H.68 | (*) Type D1 size 1100x2200 mm |  | nr | 1 |  | 2948 | 2948 | 0 | 0 | 4377.19 | 4377.19 | 0 | 0 | 3950 | 3950 | 4685.43 | 4685.43 | 3800 | 3800
3.9.75 | 2H.69 | (*) Type D1 size 1200x2500 mm |  | nr | 1 |  | 3654 | 3654 | 0 | 0 | 5139.36 | 5139.36 | 0 | 0 | 5800 | 5800 | 3993.27 | 3993.27 | 0 | 0
3.9.76 | 2H.70 | (*) Type D3 size 1100x2200 mm |  | nr | 1 |  | 2948 | 2948 | 0 | 0 | 4377.19 | 4377.19 | 0 | 0 | 3950 | 3950 | 3221.24 | 3221.24 | 0 | 0
3.9.77 | 2H.71 | (*) Type D3 size 1600x2200 mm |  | nr | 1 |  | 4287 | 4287 | 0 | 0 | 10832.35 | 10832.35 | 0 | 0 | 4300 | 4300 | 4685.43 | 4685.43 | 0 | 0
3.9.78 | 2H.72 | (*) Type D3 size 1800x2500 mm |  | nr | 1 |  | 5481 | 5481 | 0 | 0 | 10832.35 | 10832.35 | 0 | 0 | 5800 | 5800 | 5989.9 | 5989.9 | 7000 | 7000
3.9.79 | 2H.73 | (*) Type D3 size 2000x2200 mm |  | nr | 1 |  | 6090 | 6090 | 0 | 0 | 10832.35 | 10832.35 | 0 | 0 | 7000 | 7000 | 8518.97 | 8518.97 | 0 | 0
3.9.80 | 2H.74 | (*) Type D3 size 2200x2500 mm |  | nr | 1 |  | 6699 | 6699 | 0 | 0 | 11326.7 | 11326.7 | 0 | 0 | 7000 | 7000 | 9370.87 | 9370.87 | 0 | 0
3.9.81 | 2H.75 | (*) Type D3 size 2500x3000 mm |  | nr | 1 |  | 9135 | 9135 | 0 | 0 | 32286.39 | 32286.39 | 10957.21 | 10957.21 | 9000 | 9000 | 9983.17 | 9983.17 | 11200 | 11200
3.9.82 | 2H.76 | (*) Type D5 size 2700x3000 mm |  | nr | 5 |  | 9866 | 49330 | 0 | 0 | 32286.39 | 161431.95 | 11815.21 | 59076.05 | 12500 | 62500 | 10781.82 | 53909.1 | 18000 | 90000
3.9.83 | 2H.77 | (*) Type D4 size 1700x2400 mm |  | nr | 3 |  | 4969 | 14907 | 0 | 0 | 10832.35 | 32497.05 | 0 | 0 | 7000 | 21000 | 6554.51 | 19663.53 | 6300 | 18900
| Note | Note Details
3.9.84 | - | Internal Doors
| Item Code | Description | Item Remarks | Unit of Measurement | Quantity/Base Price |  | Unit Price/Discount % | Total | Unit Price/Discount % | Total | Unit Price/Discount % | Total | Unit Price/Discount % | Total | Unit Price/Discount % | Total | Unit Price/Discount % | Total | Unit Price/Discount % | Total | Unit Price/Discount % | Total
3.9.85 | 2H.78 | (*) Type 1 size 700 x 2200 mm |  | nr | 1 |  | 1840 | 1840 | 492100 | 492100 | 4377.19 | 4377.19 | 2443.21 | 2443.21 | 5236 | 5236 | 1879.05 | 1879.05 | 2300 | 2300
3.9.86 | 2H.79 | (*) Type 1 size 800 x 2200 mm |  | nr | 5 |  | 2103 | 10515 | 0 | 0 | 4377.19 | 21885.95 | 2751.21 | 13756.05 | 5300 | 26500 | 2147.49 | 10737.45 | 2400 | 12000
3.9.87 | 2H.80 | (*) Type 1 size 900 x 2200 mm |  | nr | 4 |  | 2366 | 9464 | 0 | 0 | 4377.19 | 17508.76 | 3070.21 | 12280.84 | 7600 | 30400 | 2415.93 | 9663.72 | 3000 | 12000
3.9.88 | 2H.81 | (*) Type 1 size 1000 x 2200 mm |  | nr | 33 |  | 2629 | 86757 | 0 | 0 | 4377.19 | 144447.27 | 3378.21 | 111480.93 | 8500 | 280500 | 2684.36 | 88583.88 | 3400 | 112200
3.9.89 | 2H.82 | (*) Type 1 size 1700 x 2200 mm |  | nr | 1 |  | 4469 | 4469 | 0 | 0 | 10832.35 | 10832.35 | 5589.21 | 5589.21 | 12700 | 12700 | 4563.42 | 4563.42 | 5600 | 5600
3.9.90 | 2H.83 | (*) Type 2 size 900 x 2200 mm |  | nr | 10 |  | 2366 | 23660 | 0 | 0 | 4377.19 | 43771.9 | 3070.21 | 30702.1 | 7700 | 77000 | 2415.93 | 24159.3 | 3000 | 30000
3.9.91 | 2H.84 | (*) Type 2 size 1000 x 2200 mm |  | nr | 24 |  | 2629 | 63096 | 0 | 0 | 4377.19 | 105052.56 | 3378.21 | 81077.04 | 9000 | 216000 | 2684.36 | 64424.64 | 3400 | 81600
3.9.92 | 2H.85 | (*) Type 3 size 1100 x 2200 mm |  | nr | 2 |  | 2891 | 5782 | 0 | 0 | 4377.19 | 8754.38 | 3697.21 | 7394.42 | 8300 | 16600 | 2952.8 | 5905.6 | 3800 | 7600
3.9.93 | 2H.86 | (*) Type 3 size 1700 x 2200 mm |  | nr | 4 |  | 4469 | 17876 | 0 | 0 | 10832.35 | 43329.4 | 5589.21 | 22356.84 | 13000 | 52000 | 4563.42 | 18253.68 | 5600 | 22400
3.9.94 | 2H.87 | (*) Type 4 size 1600 x 2200 mm |  | nr | 1 |  | 4206 | 4206 | 0 | 0 | 10832.35 | 10832.35 | 5270.21 | 5270.21 | 12000 | 12000 | 4294.98 | 4294.98 | 5500 | 5500
3.9.95 | 2H.88 | (*) Type 4 size 1700 x 2200 mm |  | nr | 14 |  | 4469 | 62566 | 0 | 0 | 10832.35 | 151652.9 | 5589.21 | 78248.94 | 13000 | 182000 | 4563.42 | 63887.88 | 5600 | 78400
3.9.96 | 2H.89 | (*) Type 4 size 1800 x 2200 mm |  | nr | 4 |  | 4731 | 18924 | 0 | 0 | 10832.35 | 43329.4 | 5897.21 | 23588.84 | 15200 | 60800 | 4831.85 | 19327.4 | 6200 | 24800
| Note | Note Details
3.9.97 | - | Aluminium Doors
| Item Code | Description | Item Remarks | Unit of Measurement | Quantity/Base Price |  | Unit Price/Discount % | Total | Unit Price/Discount % | Total | Unit Price/Discount % | Total | Unit Price/Discount % | Total | Unit Price/Discount % | Total | Unit Price/Discount % | Total | Unit Price/Discount % | Total | Unit Price/Discount % | Total
3.9.98 | 2H.90 | (*) Type D2 size 900x2400 mm |  | nr | 1 |  | 2631 | 2631 | 150000 | 150000 | 2992.58 | 2992.58 | 0 | 0 | 5800 | 5800 | 0 | 0 | 4900 | 4900
3.9.99 | 2H.91 | (*) Type D2 size 1000x2200 mm |  | nr | 1 |  | 2680 | 2680 | 0 | 0 | 3326.03 | 3326.03 | 2640 | 2640 | 5800 | 5800 | 0 | 0 | 4720 | 4720
3.9.100 | 2H.92 | (*) Type D2 size 1000x2400 mm |  | nr | 1 |  | 3216 | 3216 | 0 | 0 | 3326.03 | 3326.03 | 0 | 0 | 6000 | 6000 | 0 | 0 | 5100 | 5100
3.9.101 | 2H.93 | (*) Type D2 size 1100x2400 mm |  | nr | 1 |  | 3216 | 3216 | 0 | 0 | 3658.42 | 3658.42 | 0 | 0 | 5800 | 5800 | 0 | 0 | 5260 | 5260
3.9.102 | 2H.94 | (*) Type D4 size 1800x2400 mm |  | nr | 1 |  | 5262 | 5262 | 0 | 0 | 5986.21 | 5986.21 | 0 | 0 | 6200 | 6200 | 0 | 0 | 12000 | 12000
3.9.103 | 2H.95 | (*) Type D4 size 2000x2400 mm |  | nr | 1 |  | 5846 | 5846 | 0 | 0 | 6651 | 6651 | 0 | 0 | 9000 | 9000 | 0 | 0 | 8050 | 8050
3.9.104 | 2H.96 | (*) Type D4 size 2200x2400 mm |  | nr | 1 |  | 6431 | 6431 | 0 | 0 | 7316.84 | 7316.84 | 0 | 0 | 9500 | 9500 | 0 | 0 | 8330 | 8330
3.9.105 | 2H.97 | (*) Type D4 size 1700x2400 mm |  | nr | 3 |  | 4969 | 14907 | 0 | 0 | 5653.82 | 16961.46 | 0 | 0 | 6500 | 19500 | 0 | 0 | 6740 | 20220
| Note | Note Details
3.9.106 | - | Wooden Doors
3.9.107 | - | Wood doors including frames, architrave, accessories, fasteners, inserts, anchors, weather stripping, sealants, gaskets, hardware, mullions, transom bars, cutting, fabrication, welding, hardware reinforcement in doors and frames, filling frame with grout, louvers, finishing, repairing, testing, adjusting, cleaning, and any other required items as per Drawings and Specifications.
3.9.108 | - | External Doors
| Item Code | Description | Item Remarks | Unit of Measurement | Quantity/Base Price |  | Unit Price/Discount % | Total | Unit Price/Discount % | Total | Unit Price/Discount % | Total | Unit Price/Discount % | Total | Unit Price/Discount % | Total | Unit Price/Discount % | Total | Unit Price/Discount % | Total | Unit Price/Discount % | Total
3.9.109 | 2H.98 | (*) Type D1 size 1000x2200 mm |  | nr | 2 |  | 3318 | 6636 | 0 | 0 | 2699.35 | 5398.7 | 8194.51 | 16389.02 | 18500 | 37000 | 5990.19 | 11980.38 | 6100 | 12200
3.9.110 | 2H.99 | (*) Type D3 size 1700 x 2200 mm |  | nr | 1 |  | 5640 | 5640 | 1089522 | 1089522 | 5292.85 | 5292.85 | 12594.51 | 12594.51 | 25500 | 25500 | 9096.26 | 9096.26 | 11300 | 11300
| Note | Note Details
3.9.111 | - | Internal Doors
| Item Code | Description | Item Remarks | Unit of Measurement | Quantity/Base Price |  | Unit Price/Discount % | Total | Unit Price/Discount % | Total | Unit Price/Discount % | Total | Unit Price/Discount % | Total | Unit Price/Discount % | Total | Unit Price/Discount % | Total | Unit Price/Discount % | Total | Unit Price/Discount % | Total
3.9.112 | 2H.100 | (*) Type 1 size 700 x 2200 mm |  | nr | 2 |  | 2322 | 4644 | 0 | 0 | 2593.5 | 5187 | 8194.51 | 16389.02 | 3100 | 6200 | 2907.71 | 5815.42 | 2900 | 5800
3.9.113 | 2H.101 | (*) Type 1 size 800 x 2200 mm |  | nr | 20 |  | 2654 | 53080 | 0 | 0 | 2593.5 | 51870 | 8194.51 | 163890.2 | 3520 | 70400 | 3299.33 | 65986.6 | 3000 | 60000
3.9.114 | 2H.102 | (*) Type 1 size 900 x 2200 mm |  | nr | 44 |  | 2986 | 131384 | 0 | 0 | 2699.35 | 118771.4 | 8194.51 | 360558.44 | 4200 | 184800 | 3746.41 | 164842.04 | 3100 | 136400
3.9.115 | 2H.103 | (*) Type 1 size 1000 x 2200 mm |  | nr | 47 |  | 3318 | 155946 | 0 | 0 | 2699.35 | 126869.45 | 8194.51 | 385141.97 | 4600 | 216200 | 4138.02 | 194486.94 | 3200 | 150400
3.9.116 | 2H.104 | (*) Type 1 size 1100 x 2200 mm |  | nr | 1 |  | 3609 | 3609 | 0 | 0 | 2699.35 | 2699.35 | 8194.51 | 8194.51 | 4840 | 4840 | 4474.18 | 4474.18 | 3400 | 3400
3.9.117 | 2H.105 | (*) Type 2 size 900 x 2200 mm |  | nr | 6 |  | 2986 | 17916 | 0 | 0 | 2805.21 | 16831.26 | 8194.51 | 49167.06 | 3960 | 23760 | 3746.41 | 22478.46 | 3200 | 19200
3.9.118 | 2H.106 | (*) Type 2 size 1000 x 2200 mm |  | nr | 48 |  | 3318 | 159264 | 0 | 0 | 2805.21 | 134650.08 | 8194.51 | 393336.48 | 4600 | 220800 | 4138.02 | 198624.96 | 3500 | 168000
3.9.119 | 2H.107 | (*) Type 3 size 1700 x 2200 mm |  | nr | 6 |  | 5640 | 33840 | 0 | 0 | 5292.85 | 31757.1 | 12594.51 | 75567.06 | 7480 | 44880 | 6823.88 | 40943.28 | 9400 | 56400
3.9.120 | 2H.108 | (*) Type 4 size 1700 x 2200 mm |  | nr | 16 |  | 5640 | 90240 | 0 | 0 | 5504.56 | 88072.96 | 12759.51 | 204152.16 | 7500 | 120000 | 6823.88 | 109182.08 | 9800 | 156800
3.9.121 | 2H.109 | (*) Type 4 size 1800 x 2200 mm |  | nr | 2 |  | 5972 | 11944 | 0 | 0 | 5504.56 | 11009.12 | 12759.51 | 25519.02 | 7920 | 15840 | 7603.74 | 15207.48 | 9900 | 19800
3.9.122 | 2H.110 | (*) Type 7 size 1100 x 2200 mm |  | nr | 20 |  | 3649 | 72980 | 0 | 0 | 2805.21 | 56104.2 | 8249.51 | 164990.2 | 4840 | 96800 | 4474.18 | 89483.6 | 0 | 0
3.9.123 | 2H.111 | (*) Movable partition wall panels acoustic rating as per requirment of the room with finish as per spec. (vinly covering) with both top and bottom retractable seal |  | m2 | 160 |  | 2668 | 426880 | 0 | 0 | 2328.85 | 372616 | 2178 | 348480 | 3750 | 600000 | 2667.46 | 426793.6 | 7000 | 1120000
| Note | Note Details
3.9.124 | - | Contractor's Adjustment
| Item Code | Description | Item Remarks | Unit of Measurement | Quantity/Base Price |  | Unit Price/Discount % | Total | Unit Price/Discount % | Total | Unit Price/Discount % | Total | Unit Price/Discount % | Total | Unit Price/Discount % | Total | Unit Price/Discount % | Total | Unit Price/Discount % | Total | Unit Price/Discount % | Total
3.9.125 | 2H.112 | (*) Contractor may price here any items which has been shown in the drawings or any other documents but overlooked or not specifically mentioned inthe schedule of items and is necessary for the satisfactory completion of the Works. Should the Contractor fail to insert any item here, it will be deemed that Lump Sum Contract Price includes all such items and no claims for additional items will be entertained. |  | Item | 1 |  | 515353 | 515353 | 0 | 0 | 0 | 0 | 3140902.76 | 3140902.76 | 0 | 0 | 3624723.8 | 3624723.8 | 0 | 0
| Note | Note Details
3.9.126 | - | Please attach one PDF file to be named "Additional Items for (insert bill no/name & Section No/name)" for the details of these additional items in the additional attachment area at the end of the BOQ.
3.10 SECTION J - FINISHES | [7 empty] | 20266985 |  | 18673426 |  | 20389034.51 |  | 15856196.26 |  | 21855315 |  | 18886796.95 |  | 15424495
| Note | Note Details
3.10.1 | - | The Contractor is referred to the Drawings and Specification for all details related to this section of the Works and he is to include for complying with all the requirements contained therein, whether or not they are specifically mentioned within the item descriptions
3.10.2 | - | External wall
| Item Code | Description | Item Remarks | Unit of Measurement | Quantity/Base Price |  | Unit Price/Discount % | Total | Unit Price/Discount % | Total | Unit Price/Discount % | Total | Unit Price/Discount % | Total | Unit Price/Discount % | Total | Unit Price/Discount % | Total | Unit Price/Discount % | Total | Unit Price/Discount % | Total
3.10.3 | 2J.01 | (*) 20mm cement-sand render in two coats including 20 mm grouves; to approval and suitable to receive paint. |  | m2 | 13118 |  | 46 | 603428 | 40 | 524720 | 55.91 | 733427.38 | 54.63 | 716636.34 | 35 | 459130 | 46.59 | 611167.62 | 42 | 550956
3.10.4 | 2J.02 | (*) Prepare and apply coats of anti dust acrylic paint and sealed well to manufacturer's Specifications on 20mm thick sand and cement render. color selection to client/architect's approval |  | m2 | 13118 |  | 70 | 918260 | 30 | 393540 | 27.52 | 361007.36 | 41.8 | 548332.4 | 65 | 852670 | 32.63 | 428040.34 | 35 | 459130
| Note | Note Details
3.10.5 | - | Interior Wall
| Item Code | Description | Item Remarks | Unit of Measurement | Quantity/Base Price |  | Unit Price/Discount % | Total | Unit Price/Discount % | Total | Unit Price/Discount % | Total | Unit Price/Discount % | Total | Unit Price/Discount % | Total | Unit Price/Discount % | Total | Unit Price/Discount % | Total | Unit Price/Discount % | Total
3.10.6 | 2J.03 | (*) 20mm cement-sand render in two coats; to approval and suitable to receive paint.( All interior wall area for painting & ceramic tiles area ). |  | m2 | 44053 |  | 46 | 2026438 | 42 | 1850226 | 39.73 | 1750225.69 | 47.86 | 2108376.58 | 35 | 1541855 | 42.15 | 1856833.95 | 37 | 1629961
3.10.7 | 2J.04 | (*) Prepare and apply coats of anti dust acrylic paint type PT-6 and sealed well to manufacturer's Specifications on 20mm thick sand and cement render. color selection to client/architect's approval. |  | m2 | 43450 |  | 70 | 3041500 | 30 | 1303500 | 18 | 782100 | 17.6 | 764720 | 65 | 2824250 | 14.42 | 626549 | 18 | 782100
3.10.8 | 2J.05 | (*) Prepare and apply coats of anti dust acrylic paint type PT-2 and sealed well to manufacturer's Specifications on 20mm thick sand and cement render. color selection to client/architect's approval. |  | m2 | 150 |  | 70 | 10500 | 30 | 4500 | 18 | 2700 | 17.6 | 2640 | 65 | 9750 | 14.42 | 2163 | 18 | 2700
3.10.9 | 2J.06 | (*) Prepare and apply coats of anti dust acrylic paint type PT-3 and sealed well to manufacturer's Specifications on 20mm thick sand and cement render. color selection to client/architect's approval. |  | m2 | 150 |  | 70 | 10500 | 30 | 4500 | 18 | 2700 | 0 | 0 | 65 | 9750 | 14.42 | 2163 | 18 | 2700
3.10.10 | 2J.07 | (*) Prepare and apply coats of anti dust acrylic paint type PT-4 and sealed well to manufacturer's Specifications on 20mm thick sand and cement render. color selection to client/architect's approval. |  | m2 | 150 |  | 70 | 10500 | 35 | 5250 | 18 | 2700 | 17.6 | 2640 | 65 | 9750 | 14.42 | 2163 | 18 | 2700
3.10.11 | 2J.08 | (*) Prepare and apply coats of anti dust acrylic paint type PT-5 and sealed well to manufacturer's Specifications on 20mm thick sand and cement render. color selection to client/architect's approval. |  | m2 | 150 |  | 70 | 10500 | 35 | 5250 | 18 | 2700 | 0 | 0 | 65 | 9750 | 14.42 | 2163 | 18 | 2700
3.10.12 | 2J.09 | (*) Prepare and apply coats of anti dust acrylic paint type PT-1B and sealed well to manufacturer's specification on 20mm thick sand and cement render. color selection based on client/architect's approval |  | m2 | 186 |  | 70 | 13020 | 35 | 6510 | 18 | 3348 | 0 | 0 | 65 | 12090 | 14.42 | 2682.12 | 18 | 3348
3.10.13 | 2J.10 | (*) Prepare and apply coats of anti dust acrylic paint type PT-1A and sealed well to manufacturer's specification on 20mm thick sand and cement render. color selection based on client/architect's approval |  | m2 | 515 |  | 70 | 36050 | 35 | 18025 | 18 | 9270 | 17.6 | 9064 | 65 | 33475 | 14.42 | 7426.3 | 40 | 20600
3.10.14 | 2J.11 | (*) Prepare and apply coats of anti dust acrylic paint type PT-1 and sealed well to manufacturer's specification on 20mm thick sand and cement render. color selection based on client/architect's approval |  | m2 | 35618 |  | 70 | 2493260 | 35 | 1246630 | 18 | 641124 | 17.6 | 626876.8 | 65 | 2315170 | 14.42 | 513611.56 | 18 | 641124
3.10.15 | 2J.12 | (*) Prepare and apply coats of anti dust acrylic paint type PT-8 and sealed well to manufacturer's specification on 20mm thick sand and cement render. color selection based on client/architect's approval |  | m2 | 1510 |  | 70 | 105700 | 35 | 52850 | 18 | 27180 | 17.6 | 26576 | 65 | 98150 | 14.42 | 21774.2 | 18 | 27180
3.10.16 | 2J.13 | (*) Prepare and apply coats of anti dust acrylic paint type PT-8A and sealed well to manufacturer's specification on 20mm thick sand and cement render. color selection based on client/architect's approval |  | m2 | 813 |  | 70 | 56910 | 35 | 28455 | 18 | 14634 | 17.6 | 14308.8 | 65 | 52845 | 14.42 | 11723.46 | 18 | 14634
| Note | Note Details
3.10.17 | - | Wall tiles fixed on cement blocks.Colour as per engineer approval .(wet area wall ).
| Item Code | Description | Item Remarks | Unit of Measurement | Quantity/Base Price |  | Unit Price/Discount % | Total | Unit Price/Discount % | Total | Unit Price/Discount % | Total | Unit Price/Discount % | Total | Unit Price/Discount % | Total | Unit Price/Discount % | Total | Unit Price/Discount % | Total | Unit Price/Discount % | Total
3.10.18 | 2J.14 | (*) Type CT-5C, CT-5D, CT-5E |  | m2 | 5132 |  | 113 | 579916 | 165 | 846780 | 133.28 | 683992.96 | 96.77 | 496623.64 | 180 | 923760 | 137.82 | 707292.24 | 100 | 513200
3.10.19 | 2J.15 | (*) Type CT-7D |  | m2 | 235 |  | 113 | 26555 | 175 | 41125 | 167.74 | 39418.9 | 102.6 | 24111 | 180 | 42300 | 149.47 | 35125.45 | 130 | 30550
3.10.20 | 2J.16 | (*) Type CT-3B |  | m2 | 2119 |  | 113 | 239447 | 175 | 370825 | 229.98 | 487327.62 | 96.77 | 205055.63 | 180 | 381420 | 149.47 | 316726.93 | 150 | 317850
3.10.21 | 2J.17 | (*) Type CT-4B |  | m2 | 853 |  | 136 | 116008 | 190 | 162070 | 229.98 | 196172.94 | 96.77 | 82544.81 | 180 | 153540 | 149.47 | 127497.91 | 160 | 136480
| Note | Note Details
3.10.22 | - | Acoustical glass reinforced gypsum curved wall panel including all required items as per drawings and specifications
| Item Code | Description | Item Remarks | Unit of Measurement | Quantity/Base Price |  | Unit Price/Discount % | Total | Unit Price/Discount % | Total | Unit Price/Discount % | Total | Unit Price/Discount % | Total | Unit Price/Discount % | Total | Unit Price/Discount % | Total | Unit Price/Discount % | Total | Unit Price/Discount % | Total
3.10.23 | 2J.18 | (*) Type WP-1 |  | m2 | 96 |  | 377 | 36192 | 250 | 24000 | 688.07 | 66054.72 | 434.5 | 41712 | 2000 | 192000 | 3327.72 | 319461.12 | 1000 | 96000
| Note | Note Details
3.10.24 | - | Rubber padding panels including all required items as per drawings and specifications
| Item Code | Description | Item Remarks | Unit of Measurement | Quantity/Base Price |  | Unit Price/Discount % | Total | Unit Price/Discount % | Total | Unit Price/Discount % | Total | Unit Price/Discount % | Total | Unit Price/Discount % | Total | Unit Price/Discount % | Total | Unit Price/Discount % | Total | Unit Price/Discount % | Total
3.10.25 | 2J.19 | (*) Type WP-2, WP-2A |  | m2 | 226 |  | 452 | 102152 | 633 | 143058 | 688.07 | 155503.82 | 495 | 111870 | 650 | 146900 | 554.62 | 125344.12 | 850 | 192100
| Note | Note Details
3.10.26 | - | Acoustic wood panel including all required items as per drawings and specifications
| Item Code | Description | Item Remarks | Unit of Measurement | Quantity/Base Price |  | Unit Price/Discount % | Total | Unit Price/Discount % | Total | Unit Price/Discount % | Total | Unit Price/Discount % | Total | Unit Price/Discount % | Total | Unit Price/Discount % | Total | Unit Price/Discount % | Total | Unit Price/Discount % | Total
3.10.27 | 2J.20 | (*) Type WP-3, WP-3A |  | m2 | 226 |  | 452 | 102152 | 687 | 155262 | 741 | 167466 | 605 | 136730 | 850 | 192100 | 721.01 | 162948.26 | 1000 | 226000
| Note | Note Details
3.10.28 | - | Vinyl wall covering including all required items as per drawings and specifications
| Item Code | Description | Item Remarks | Unit of Measurement | Quantity/Base Price |  | Unit Price/Discount % | Total | Unit Price/Discount % | Total | Unit Price/Discount % | Total | Unit Price/Discount % | Total | Unit Price/Discount % | Total | Unit Price/Discount % | Total | Unit Price/Discount % | Total | Unit Price/Discount % | Total
3.10.29 | 2J.21 | (*) Type WA-1 |  | m2 | 530 |  | 130 | 68900 | 300 | 159000 | 389.07 | 206207.1 | 0 | 0 | 150 | 79500 | 277.31 | 146974.3 | 160 | 84800
3.10.30 | 2J.22 | (*) Type WA-1A |  | m2 | 489 |  | 130 | 63570 | 300 | 146700 | 389.07 | 190255.23 | 0 | 0 | 150 | 73350 | 277.31 | 135604.59 | 160 | 78240
3.10.31 | 2J.23 | (*) Type WA-1B |  | m2 | 532 |  | 130 | 69160 | 300 | 159600 | 389.07 | 206985.24 | 0 | 0 | 150 | 79800 | 277.31 | 147528.92 | 160 | 85120
3.10.32 | 2J.24 | (*) Type WA-1C |  | m2 | 487 |  | 130 | 63310 | 300 | 146100 | 389.07 | 189477.09 | 0 | 0 | 150 | 73050 | 277.31 | 135049.97 | 160 | 77920
3.10.33 | 2J.25 | (*) Type WA-1D |  | m2 | 463 |  | 130 | 60190 | 300 | 138900 | 389.07 | 180139.41 | 0 | 0 | 150 | 69450 | 277.31 | 128394.53 | 160 | 74080
3.10.34 | 2J.26 | (*) Type WA-1E |  | m2 | 475 |  | 130 | 61750 | 300 | 142500 | 389.07 | 184808.25 | 89.65 | 42583.75 | 150 | 71250 | 277.31 | 131722.25 | 160 | 76000
3.10.35 | 2J.27 | (*) Type WA-2 |  | m2 | 706 |  | 130 | 91780 | 300 | 211800 | 389.07 | 274683.42 | 89.65 | 63292.9 | 150 | 105900 | 277.31 | 195780.86 | 160 | 112960
3.10.36 | 2J.28 | (*) Type WA-3 |  | m2 | 105 |  | 130 | 13650 | 300 | 31500 | 389.07 | 40852.35 | 0 | 0 | 150 | 15750 | 277.31 | 29117.55 | 160 | 16800
3.10.37 | 2J.29 | (*) Type WA-3A |  | m2 | 105 |  | 130 | 13650 | 300 | 31500 | 389.07 | 40852.35 | 89.65 | 9413.25 | 150 | 15750 | 277.31 | 29117.55 | 160 | 16800
3.10.38 | 2J.30 | (*) Type WA-4 |  | m2 | 171 |  | 130 | 22230 | 300 | 51300 | 389.07 | 66530.97 | 89.65 | 15330.15 | 150 | 25650 | 277.31 | 47420.01 | 160 | 27360
3.10.39 | 2J.31 | (*) Type WA-5 |  | m2 | 108 |  | 130 | 14040 | 300 | 32400 | 389.07 | 42019.56 | 89.65 | 9682.2 | 150 | 16200 | 277.31 | 29949.48 | 160 | 17280
3.10.40 | 2J.32 | (*) Type WA-6 |  | m2 | 831 |  | 130 | 108030 | 300 | 249300 | 389.07 | 323317.17 | 89.65 | 74499.15 | 150 | 124650 | 277.31 | 230444.61 | 160 | 132960
| Note | Note Details
3.10.41 | - | Bulletin Board
| Item Code | Description | Item Remarks | Unit of Measurement | Quantity/Base Price |  | Unit Price/Discount % | Total | Unit Price/Discount % | Total | Unit Price/Discount % | Total | Unit Price/Discount % | Total | Unit Price/Discount % | Total | Unit Price/Discount % | Total | Unit Price/Discount % | Total | Unit Price/Discount % | Total
3.10.42 | 2J.33 | (*) Type BB-1 |  | m2 | 121 |  | 232 | 28072 | 350 | 42350 | 1270.28 | 153703.88 | 253 | 30613 | 550 | 66550 | 277.31 | 33554.51 | 350 | 42350
| Note | Note Details
3.10.43 | - | Ceiling
| Item Code | Description | Item Remarks | Unit of Measurement | Quantity/Base Price |  | Unit Price/Discount % | Total | Unit Price/Discount % | Total | Unit Price/Discount % | Total | Unit Price/Discount % | Total | Unit Price/Discount % | Total | Unit Price/Discount % | Total | Unit Price/Discount % | Total | Unit Price/Discount % | Total
3.10.44 | 2J.34 | (*) 20mm cement-sand render in two coats; to approval and suitable to receive paint. |  | m2 | 20253 |  | 44 | 891132 | 40 | 810120 | 41.84 | 847385.52 | 47.86 | 969308.58 | 35 | 708855 | 42.15 | 853663.95 | 39 | 789867
3.10.45 | 2J.35 | (*) Exposed to structure plaster painted finish anti fungal & anti microbial-white color Type SC-1 |  | m2 | 20253 |  | 9 | 182277 | 16 | 324048 | 19.05 | 385819.65 | 14.3 | 289617.9 | 15 | 303795 | 15.53 | 314529.09 | 20 | 405060
3.10.46 | 2J.36 | (*) 600mmx600mm metal ceiling tiles on suspended ceiling system for detail refer ceiling drawings and specifications |  | m2 | 1483 |  | 128 | 189824 | 150 | 222450 | 132.32 | 196230.56 | 253 | 375199 | 150 | 222450 | 133.11 | 197402.13 | 100 | 148300
3.10.47 | 2J.37 | (*) 12.5 mm thick. Gypsum board ceiling including bulk heads, suspended ceiling system for detail refer ceiling drawings and specifications |  | m2 | 150 |  | 162 | 24300 | 120 | 18000 | 571.63 | 85744.5 | 124.3 | 18645 | 120 | 18000 | 86.52 | 12978 | 90 | 13500
3.10.48 | 2J.38 | (*) Accoustical tile ceiling size 600x600 mm including bulk heads, suspended ceiling system for detail refer ceiling drawings and specifications |  | m2 | 106 |  | 197 | 20882 | 120 | 12720 | 206.42 | 21880.52 | 154 | 16324 | 155 | 16430 | 183.02 | 19400.12 | 250 | 26500
3.10.49 | 2J.39 | (*) Aluminium vertical panels type SC-5 including bulk heads, suspended ceiling system for detail refer ceiling drawings and specifications |  | m | 8250 |  | 406 | 3349500 | 75 | 618750 | 264.64 | 2183280 | 70.4 | 580800 | 320 | 2640000 | 83.19 | 686317.5 | 140 | 1155000
| Note | Note Details
3.10.50 | - | Flooring
3.10.51 | - | Two coat epoxy resin paint with primed and sealed well as per manufacturer instruction on concrete slab and as per specifications
| Item Code | Description | Item Remarks | Unit of Measurement | Quantity/Base Price |  | Unit Price/Discount % | Total | Unit Price/Discount % | Total | Unit Price/Discount % | Total | Unit Price/Discount % | Total | Unit Price/Discount % | Total | Unit Price/Discount % | Total | Unit Price/Discount % | Total | Unit Price/Discount % | Total
3.10.52 | 2J.40 | (*) Type ECP-1 |  | m2 | 1563 |  | 46 | 71898 | 60 | 93780 | 95.16 | 148735.08 | 92.06 | 143889.78 | 150 | 234450 | 83.19 | 130025.97 | 80 | 125040
3.10.53 | 2J.41 | (*) Type ECP-3 |  | m2 | 112 |  | 46 | 5152 | 60 | 6720 | 112.45 | 12594.4 | 92.06 | 10310.72 | 150 | 16800 | 83.19 | 9317.28 | 80 | 8960
3.10.54 | 2J.42 | (*) Type ECP-4 |  | m2 | 155 |  | 46 | 7130 | 60 | 9300 | 129.68 | 20100.4 | 115.5 | 17902.5 | 150 | 23250 | 83.19 | 12894.45 | 250 | 38750
| Note | Note Details
3.10.55 | - | Porcelain tiles laid on cement sand screed ( screed included ) colour as per engineer approval
| Item Code | Description | Item Remarks | Unit of Measurement | Quantity/Base Price |  | Unit Price/Discount % | Total | Unit Price/Discount % | Total | Unit Price/Discount % | Total | Unit Price/Discount % | Total | Unit Price/Discount % | Total | Unit Price/Discount % | Total | Unit Price/Discount % | Total | Unit Price/Discount % | Total
3.10.56 | 2J.43 | (*) Type CT-1 |  | m2 | 2447 |  | 131 | 320557 | 195 | 477165 | 236.34 | 578323.98 | 157.6 | 385647.2 | 180 | 440460 | 161.12 | 394260.64 | 180 | 440460
3.10.57 | 2J.44 | (*) Type CT-1A |  | m | 2125 |  | 53 | 112625 | 195 | 414375 | 38.31 | 81408.75 | 49.02 | 104167.5 | 60 | 127500 | 33.02 | 70167.5 | 60 | 127500
3.10.58 | 2J.45 | (*) Type CT-2 |  | m2 | 1767 |  | 131 | 231477 | 185 | 326895 | 181.88 | 321381.96 | 137.51 | 242980.17 | 180 | 318060 | 149.47 | 264113.49 | 180 | 318060
3.10.59 | 2J.46 | (*) Type CT-2A |  | m | 960 |  | 52 | 49920 | 175 | 168000 | 38.31 | 36777.6 | 46.68 | 44812.8 | 180 | 172800 | 33.02 | 31699.2 | 60 | 57600
3.10.60 | 2J.47 | (*) Type CT-3 |  | m2 | 93 |  | 136 | 12648 | 175 | 16275 | 205.22 | 19085.46 | 137.51 | 12788.43 | 180 | 16740 | 149.47 | 13900.71 | 180 | 16740
3.10.61 | 2J.48 | (*) Type CT-3A |  | m | 82 |  | 52 | 4264 | 175 | 14350 | 38.31 | 3141.42 | 46.68 | 3827.76 | 60 | 4920 | 33.02 | 2707.64 | 60 | 4920
3.10.62 | 2J.49 | (*) Type CT-4 |  | m2 | 846 |  | 136 | 115056 | 175 | 148050 | 215.22 | 182076.12 | 169.48 | 143380.08 | 180 | 152280 | 149.47 | 126451.62 | 200 | 169200
3.10.63 | 2J.50 | (*) Type CT-4A |  | m2 | 237 |  | 113 | 26781 | 175 | 41475 | 215.22 | 51007.14 | 132.85 | 31485.45 | 180 | 42660 | 143.65 | 34045.05 | 150 | 35550
3.10.64 | 2J.51 | (*) Type CT-4C |  | m | 119 |  | 113 | 13447 | 185 | 22015 | 38.31 | 4558.89 | 49.02 | 5833.38 | 180 | 21420 | 33.02 | 3929.38 | 70 | 8330
3.10.65 | 2J.52 | (*) Type CT-5 |  | m2 | 1283 |  | 113 | 144979 | 185 | 237355 | 108.52 | 139231.16 | 132.85 | 170446.55 | 180 | 230940 | 145.59 | 186791.97 | 150 | 192450
3.10.66 | 2J.53 | (*) Type CT-5A |  | m2 | 960 |  | 113 | 108480 | 175 | 168000 | 108.52 | 104179.2 | 132.85 | 127536 | 180 | 172800 | 145.59 | 139766.4 | 150 | 144000
3.10.67 | 2J.54 | (*) Type CT-5B |  | m2 | 960 |  | 113 | 108480 | 175 | 168000 | 108.52 | 104179.2 | 132.85 | 127536 | 180 | 172800 | 145.59 | 139766.4 | 0 | 0
3.10.68 | 2J.55 | (*) Type CT-5F |  | m | 50 |  | 49 | 2450 | 175 | 8750 | 38.31 | 1915.5 | 45.52 | 2276 | 60 | 3000 | 33.02 | 1651 | 50 | 2500
3.10.69 | 2J.56 | (*) Type CT-6 |  | m2 | 208 |  | 113 | 23504 | 175 | 36400 | 115.19 | 23959.52 | 132.85 | 27632.8 | 180 | 37440 | 151.41 | 31493.28 | 150 | 31200
3.10.70 | 2J.57 | (*) Type CT-6A |  | m | 183 |  | 50 | 9150 | 175 | 32025 | 38.31 | 7010.73 | 45.52 | 8330.16 | 60 | 10980 | 90.62 | 16583.46 | 50 | 9150
3.10.71 | 2J.58 | (*) Type CT-7 |  | m2 | 253 |  | 113 | 28589 | 200 | 50600 | 1259.7 | 318704.1 | 185.32 | 46885.96 | 180 | 45540 | 225.18 | 56970.54 | 180 | 45540
3.10.72 | 2J.59 | (*) Type CT-7A |  | m2 | 213 |  | 215 | 45795 | 350 | 74550 | 1259.7 | 268316.1 | 157.65 | 33579.45 | 180 | 38340 | 420.96 | 89664.48 | 250 | 53250
3.10.73 | 2J.60 | (*) Type CT-7B |  | m2 | 22 |  | 118 | 2596 | 280 | 6160 | 1259.7 | 27713.4 | 168.38 | 3704.36 | 180 | 3960 | 281.19 | 6186.18 | 250 | 5500
3.10.74 | 2J.61 | (*) Type CT-7C |  | m2 | 17 |  | 125 | 2125 | 280 | 4760 | 1259.7 | 21414.9 | 145.99 | 2481.83 | 180 | 3060 | 2955.54 | 50244.18 | 250 | 4250
| Note | Note Details
3.10.75 | - | Carpet laid on cement sand screed ( screed included ) colour as per engineer approval.
| Item Code | Description | Item Remarks | Unit of Measurement | Quantity/Base Price |  | Unit Price/Discount % | Total | Unit Price/Discount % | Total | Unit Price/Discount % | Total | Unit Price/Discount % | Total | Unit Price/Discount % | Total | Unit Price/Discount % | Total | Unit Price/Discount % | Total | Unit Price/Discount % | Total
3.10.76 | 2J.62 | (*) Type CPT-1 |  | m2 | 1305 |  | 213 | 277965 | 170 | 221850 | 244.69 | 319320.45 | 180.44 | 235474.2 | 350 | 456750 | 205.21 | 267799.05 | 250 | 326250
3.10.77 | 2J.63 | (*) Type CPT-1A |  | m2 | 98 |  | 213 | 20874 | 170 | 16660 | 244.69 | 23979.62 | 180.44 | 17683.12 | 350 | 34300 | 205.21 | 20110.58 | 250 | 24500
3.10.78 | 2J.64 | (*) Type CPT-2 |  | m2 | 786 |  | 213 | 167418 | 210 | 165060 | 244.69 | 192326.34 | 180.44 | 141825.84 | 350 | 275100 | 205.21 | 161295.06 | 250 | 196500
3.10.79 | 2J.65 | (*) Type CPT-3 |  | m2 | 176 |  | 268 | 47168 | 462 | 81312 | 334.67 | 58901.92 | 427.94 | 75317.44 | 350 | 61600 | 593.44 | 104445.44 | 600 | 105600
3.10.80 | 2J.66 | (*) Type CPT-4 |  | m2 | 331 |  | 213 | 70503 | 300 | 99300 | 260.57 | 86248.67 | 180.44 | 59725.64 | 350 | 115850 | 205.21 | 67924.51 | 250 | 82750
| Note | Note Details
3.10.81 | - | Vinyl flooring on cement sand screed ( screed included ) colour as per engineer approval.
| Item Code | Description | Item Remarks | Unit of Measurement | Quantity/Base Price |  | Unit Price/Discount % | Total | Unit Price/Discount % | Total | Unit Price/Discount % | Total | Unit Price/Discount % | Total | Unit Price/Discount % | Total | Unit Price/Discount % | Total | Unit Price/Discount % | Total | Unit Price/Discount % | Total
3.10.82 | 2J.67 | (*) Type RF-1 |  | m2 | 9202 |  | 99 | 910998 | 200 | 1840400 | 220.34 | 2027568.68 | 159.54 | 1468087.08 | 130 | 1196260 | 158.62 | 1459621.24 | 190 | 1748380
3.10.83 | 2J.68 | (*) Type RF-1A |  | m2 | 607 |  | 99 | 60093 | 200 | 121400 | 220.34 | 133746.38 | 159.54 | 96840.78 | 130 | 78910 | 158.62 | 96282.34 | 190 | 115330
3.10.84 | 2J.69 | (*) Type RF-2 |  | m2 | 547 |  | 99 | 54153 | 200 | 109400 | 220.34 | 120525.98 | 159.54 | 87268.38 | 130 | 71110 | 158.62 | 86765.14 | 190 | 103930
3.10.85 | 2J.70 | (*) Type RF-3 |  | m2 | 45 |  | 99 | 4455 | 200 | 9000 | 220.34 | 9915.3 | 159.54 | 7179.3 | 130 | 5850 | 158.62 | 7137.9 | 190 | 8550
3.10.86 | 2J.71 | (*) Type RF-4 |  | m2 | 237 |  | 99 | 23463 | 250 | 59250 | 334.67 | 79316.79 | 159.54 | 37810.98 | 130 | 30810 | 238.49 | 56522.13 | 350 | 82950
3.10.87 | 2J.72 | (*) Type RF-5 |  | m2 | 420 |  | 99 | 41580 | 250 | 105000 | 334.67 | 140561.4 | 246.44 | 103504.8 | 130 | 54600 | 238.49 | 100165.8 | 350 | 147000
3.10.88 | 2J.73 | (*) Type RF-5A |  | m2 | 423 |  | 99 | 41877 | 250 | 105750 | 334.67 | 141565.41 | 246.44 | 104244.12 | 130 | 54990 | 238.49 | 100881.27 | 350 | 148050
3.10.89 | 2J.74 | (*) Type RF-10 |  | m2 | 2520 |  | 99 | 249480 | 290 | 730800 | 264.64 | 666892.8 | 0 | 0 | 130 | 327600 | 238.49 | 600994.8 | 25 | 63000
3.10.90 | 2J.75 | (*) Type RF-10B |  | m2 | 127 |  | 99 | 12573 | 290 | 36830 | 264.64 | 33609.28 | 0 | 0 | 130 | 16510 | 238.49 | 30288.23 | 25 | 3175
3.10.91 | 2J.76 | (*) Acrylic vanity tops laid on plywood & metal structure, colour as per engineer approval. |  | m2 | 102 |  | 44 | 4488 | 350 | 35700 | 2811.56 | 286779.12 | 1595 | 162690 | 900 | 91800 | 1220.17 | 124457.34 | 1200 | 122400
| Note | Note Details
3.10.92 | - | Stone flooring laid on cement sand screed ( screed included ) colour as per engineer approval.
| Item Code | Description | Item Remarks | Unit of Measurement | Quantity/Base Price |  | Unit Price/Discount % | Total | Unit Price/Discount % | Total | Unit Price/Discount % | Total | Unit Price/Discount % | Total | Unit Price/Discount % | Total | Unit Price/Discount % | Total | Unit Price/Discount % | Total | Unit Price/Discount % | Total
3.10.93 | 2J.77 | (*) Type ST1 |  | m2 | 365 |  | 313 | 114245 | 850 | 310250 | 676.68 | 246988.2 | 652.86 | 238293.9 | 250 | 91250 | 790.33 | 288470.45 | 700 | 255500
3.10.94 | 2J.78 | (*) Type ST-1A |  | m | 350 |  | 313 | 109550 | 350 | 122500 | 42.88 | 15008 | 198 | 69300 | 220 | 77000 | 110.92 | 38822 | 100 | 35000
3.10.95 | 2J.79 | (*) Type ST-2 |  | m | 377 |  | 313 | 118001 | 350 | 131950 | 101.71 | 38344.67 | 170.5 | 64278.5 | 220 | 82940 | 166.39 | 62729.03 | 210 | 79170
3.10.96 | 2J.80 | (*) Type ST-3, 20mm thick for stair tread and 20 mm thick for stair riser |  | m2 | 864 |  | 249 | 215136 | 850 | 734400 | 1010.13 | 872752.32 | 762.39 | 658704.96 | 250 | 216000 | 892.94 | 771500.16 | 700 | 604800
| Note | Note Details
3.10.97 | - | Wood flooring on wooden sub frame colour as per engineer approval.
| Item Code | Description | Item Remarks | Unit of Measurement | Quantity/Base Price |  | Unit Price/Discount % | Total | Unit Price/Discount % | Total | Unit Price/Discount % | Total | Unit Price/Discount % | Total | Unit Price/Discount % | Total | Unit Price/Discount % | Total | Unit Price/Discount % | Total | Unit Price/Discount % | Total
3.10.98 | 2J.81 | (*) Type WF-1 |  | m2 | 133 |  | 673 | 89509 | 450 | 59850 | 793.93 | 105592.69 | 377.86 | 50255.38 | 900 | 119700 | 1053.78 | 140152.74 | 1000 | 133000
3.10.99 | 2J.82 | (*) Type WD-1S |  | m | 816 |  | 302 | 246432 | 150 | 122400 | 105.86 | 86381.76 | 38.5 | 31416 | 900 | 734400 | 105.38 | 85990.08 | 50 | 40800
3.10.100 | 2J.83 | (*) Install and supply GRC cladding for entrance elevation as per drawing |  | m2 | 38 |  | 522 | 19836 | 1000 | 38000 | 3503.87 | 133147.06 | 605 | 22990 | 1500 | 57000 | 4378.58 | 166386.04 | 1500 | 57000
3.10.101 | 2J.84 | (*) Type CT-10 Floor Finishing including stairs and Ramps |  | m2 | 345 |  | 130 | 44850 | 450 | 155250 | 418.9 | 144520.5 | 0 | 0 | 950 | 327750 | 399.08 | 137682.6 | 200 | 69000
| Note | Note Details
3.10.102 | - | Contractor's Adjustment
| Item Code | Description | Item Remarks | Unit of Measurement | Quantity/Base Price |  | Unit Price/Discount % | Total | Unit Price/Discount % | Total | Unit Price/Discount % | Total | Unit Price/Discount % | Total | Unit Price/Discount % | Total | Unit Price/Discount % | Total | Unit Price/Discount % | Total | Unit Price/Discount % | Total
3.10.103 | 2J.85 | (*) Contractor may price here any items which has been shown in the drawings or any other documents but overlooked or not specifically mentioned inthe schedule of items and is necessary for the satisfactory completion of the Works. Should the Contractor fail to insert any item here, it will be deemed that Lump Sum Contract Price includes all such items and no claims for additional items will be entertained. |  | Item | 1 |  | 0 | 0 | 0 | 0 | 0 | 0 | 2011744.08 | 2011744.08 | 0 | 0 | 2709935.7 | 2709935.7 | 0 | 0
| Note | Note Details
3.10.104 | - | Please attach one PDF file to be named "Additional Items for (insert bill no/name & Section No/name)" for the details of these additional items in the additional attachment area at the end of the BOQ.
3.11 SECTION K - ACCESSORIES | [7 empty] | 2175095 |  | 1832450 |  | 2998651.69 |  | 2601460.4 |  | 1856955 |  | 2362841.23 |  | 2764600
| Note | Note Details
3.11.1 | - | The Contractor is referred to the Drawings and Specification for all details related to this section of the Works and he is to include for complying with all the requirements contained therein, whether or not they are specifically mentioned within the item descriptions
3.11.2 | - | Supply and install the following internal signage
| Item Code | Description | Item Remarks | Unit of Measurement | Quantity/Base Price |  | Unit Price/Discount % | Total | Unit Price/Discount % | Total | Unit Price/Discount % | Total | Unit Price/Discount % | Total | Unit Price/Discount % | Total | Unit Price/Discount % | Total | Unit Price/Discount % | Total | Unit Price/Discount % | Total
3.11.3 | 2K.01 | (*) Type EXIT SIGN CEILING MOUNTED |  | nr | 120 |  | 290 | 34800 | 6185 | 742200 | 793.93 | 95271.6 | 137.5 | 16500 | 450 | 54000 | 0 | 0 | 500 | 60000
3.11.4 | 2K.02 | (*) Type EXIT SIGN WALL MOUNTED |  | nr | 51 |  | 302 | 15402 | 0 | 0 | 635.14 | 32392.14 | 82.5 | 4207.5 | 385 | 19635 | 0 | 0 | 420 | 21420
3.11.5 | 2K.03 | (*) Type A05 |  | nr | 18 |  | 1044 | 18792 | 0 | 0 | 1005.64 | 18101.52 | 5335 | 96030 | 1050 | 18900 | 0 | 0 | 1200 | 21600
3.11.6 | 2K.04 | (*) Type A06 |  | nr | 66 |  | 116 | 7656 | 0 | 0 | 127.03 | 8383.98 | 82.5 | 5445 | 135 | 8910 | 0 | 0 | 150 | 9900
3.11.7 | 2K.05 | (*) Type A07 |  | nr | 194 |  | 116 | 22504 | 0 | 0 | 127.03 | 24643.82 | 82.5 | 16005 | 135 | 26190 | 857.66 | 166386.04 | 150 | 29100
3.11.8 | 2K.06 | (*) Type A08 |  | nr | 65 |  | 348 | 22620 | 0 | 0 | 211.71 | 13761.15 | 82.5 | 5362.5 | 135 | 8775 | 0 | 0 | 150 | 9750
3.11.9 | 2K.07 | (*) Type A10 |  | nr | 85 |  | 928 | 78880 | 0 | 0 | 899.78 | 76481.3 | 5335 | 453475 | 935 | 79475 | 0 | 0 | 1100 | 93500
3.11.10 | 2K.08 | (*) Type A11 |  | nr | 91 |  | 1276 | 116116 | 0 | 0 | 1323.21 | 120412.11 | 2350 | 213850 | 1380 | 125580 | 0 | 0 | 1500 | 136500
3.11.11 | 2K.09 | (*) Type B03 |  | nr | 30 |  | 232 | 6960 | 0 | 0 | 254.06 | 7621.8 | 93.5 | 2805 | 270 | 8100 | 0 | 0 | 300 | 9000
| Note | Note Details
3.11.12 | - | Polyester powder coated Aluminium External Signage and graphics including all services for supply and installation as per drawings and specifications.
| Item Code | Description | Item Remarks | Unit of Measurement | Quantity/Base Price |  | Unit Price/Discount % | Total | Unit Price/Discount % | Total | Unit Price/Discount % | Total | Unit Price/Discount % | Total | Unit Price/Discount % | Total | Unit Price/Discount % | Total | Unit Price/Discount % | Total | Unit Price/Discount % | Total
3.11.13 | 2K.10 | (*) Size 16000 x 1500 mm |  | nr | 1 |  | 9280 | 9280 | 0 | 0 | 66478.2 | 66478.2 | 53900 | 53900 | 65000 | 65000 | 332772.3 | 332772.3 | 100000 | 100000
3.11.14 | 2K.11 | (*) Size 12000 x 1250 mm |  | nr | 2 |  | 5800 | 11600 | 0 | 0 | 45518.51 | 91037.02 | 41800 | 83600 | 44000 | 88000 | 0 | 0 | 60000 | 120000
| Note | Note Details
3.11.15 | - | Toilet and Bathroom Accessories.
| Item Code | Description | Item Remarks | Unit of Measurement | Quantity/Base Price |  | Unit Price/Discount % | Total | Unit Price/Discount % | Total | Unit Price/Discount % | Total | Unit Price/Discount % | Total | Unit Price/Discount % | Total | Unit Price/Discount % | Total | Unit Price/Discount % | Total | Unit Price/Discount % | Total
3.11.16 | 2K.12 | (*) Counter Soap Dispenser Type PLB‐15 |  | nr | 116 |  | 290 | 33640 | 0 | 0 | 402.58 | 46699.28 | 315.7 | 36621.2 | 50 | 5800 | 306.15 | 35513.4 | 450 | 52200
3.11.17 | 2K.13 | (*) Toilet paper holder Type PLB‐12 |  | nr | 164 |  | 116 | 19024 | 0 | 0 | 139.81 | 22928.84 | 103.4 | 16957.6 | 35 | 5740 | 276.2 | 45296.8 | 370 | 60680
3.11.18 | 2K.14 | (*) Coat Hook & Door stop Type PLB‐16 |  | nr | 201 |  | 99 | 19899 | 0 | 0 | 112.9 | 22692.9 | 62.7 | 12602.7 | 25 | 5025 | 115.36 | 23187.36 | 85 | 17085
3.11.19 | 2K.15 | (*) Drop down grab bar for disabled Type PLB‐03 |  | nr | 27 |  | 1079 | 29133 | 0 | 0 | 683.96 | 18466.92 | 667.7 | 18027.9 | 450 | 12150 | 1331.09 | 35939.43 | 3150 | 85050
3.11.20 | 2K.16 | (*) Vertical L Shape Grab bar for Disabled Type PLB‐04 |  | nr | 27 |  | 365 | 9855 | 0 | 0 | 429.61 | 11599.47 | 346.5 | 9355.5 | 450 | 12150 | 598.99 | 16172.73 | 650 | 17550
3.11.21 | 2K.17 | (*) Straight Grab Bar Type PLB‐05 |  | nr | 54 |  | 325 | 17550 | 0 | 0 | 372 | 20088 | 223.3 | 12058.2 | 450 | 24300 | 221.85 | 11979.9 | 430 | 23220
3.11.22 | 2K.18 | (*) Toilet Paper Dispenser Type PLB‐13 |  | nr | 59 |  | 290 | 17110 | 0 | 0 | 348.81 | 20579.79 | 257.4 | 15186.6 | 750 | 44250 | 276.2 | 16295.8 | 680 | 40120
3.11.23 | 2K.19 | (*) Manual wall mounted soap dispenser Type PLB‐27 |  | nr | 45 |  | 342 | 15390 | 0 | 0 | 406.32 | 18284.4 | 1108.8 | 49896 | 100 | 4500 | 122.02 | 5490.9 | 455 | 20475
3.11.24 | 2K.20 | (*) Wall mounted soap dispenser Type PLB‐28 |  | nr | 21 |  | 296 | 6216 | 0 | 0 | 406.32 | 8532.72 | 360.8 | 7576.8 | 75 | 1575 | 306.15 | 6429.15 | 300 | 6300
3.11.25 | 2K.21 | (*) Drinking Fountain Type PLB-25 |  | nr | 18 |  | 6960 | 125280 | 0 | 0 | 25139.2 | 452505.6 | 1718.2 | 30927.6 | 3500 | 63000 | 4436.96 | 79865.28 | 28000 | 504000
3.11.26 | 2K.22 | (*) Mirrors size 1200 x 5800 mm |  | nr | 15 |  | 3016 | 45240 | 0 | 0 | 8817.89 | 132268.35 | 0 | 0 | 1700 | 25500 | 2316.1 | 34741.5 | 5000 | 75000
3.11.27 | 2K.23 | (*) Mirrors size 600x 600 mm |  | nr | 63 |  | 406 | 25578 | 0 | 0 | 899.78 | 56686.14 | 0 | 0 | 1200 | 75600 | 119.8 | 7547.4 | 550 | 34650
| Note | Note Details
3.11.28 | - | Aluminum Canopy at external entrance including fixation and all accessories as per drawings and specifications.
| Item Code | Description | Item Remarks | Unit of Measurement | Quantity/Base Price |  | Unit Price/Discount % | Total | Unit Price/Discount % | Total | Unit Price/Discount % | Total | Unit Price/Discount % | Total | Unit Price/Discount % | Total | Unit Price/Discount % | Total | Unit Price/Discount % | Total | Unit Price/Discount % | Total
3.11.29 | 2K.24 | (*) External steel structure canopy with dimensions as per drawings |  | nr | 1 |  | 870000 | 870000 | 200000 | 200000 | 190542.6 | 190542.6 | 191950 | 191950 | 120000 | 120000 | 0 | 0 | 260000 | 260000
3.11.30 | 2K.25 | (*) External aluminium canopy as supplied by vendor with dimensions as per drawings |  | nr | 2 |  | 23200 | 46400 | 55000 | 110000 | 127028.4 | 254056.8 | 62150 | 124300 | 135000 | 270000 | 111478.72 | 222957.44 | 100000 | 200000
3.11.31 | 2K.26 | (*) HPL toilet cubicle partitions as per drawings , color as per engineers approval |  | m2 | 670 |  | 603 | 404010 | 900 | 603000 | 1217.36 | 815631.2 | 0 | 0 | 650 | 435500 | 942.85 | 631709.5 | 750 | 502500
3.11.32 | 2K.27 | (*) Ablution Trough seat with 400 mm length x 400 mm width & hight 450 mm with marble stone cut to size, color as per engineers approval (ST-2) finish with liquid applied W/P membrane underneath finish stone |  | nr | 27 |  | 580 | 15660 | 1000 | 27000 | 1587.86 | 42872.22 | 660 | 17820 | 450 | 12150 | 721.01 | 19467.27 | 1000 | 27000
3.11.33 | 2K.28 | (*) 35 mm∅ grab rail with mirror finish to SS bracket with 100 mm∅ 5mm THK. SS plate including all the accessories , fixation for ablution areas |  | m | 40 |  | 348 | 13920 | 1000 | 40000 | 688.07 | 27522.8 | 456.5 | 18260 | 1800 | 72000 | 831.93 | 33277.2 | 700 | 28000
| Note | Note Details
3.11.34 | - | Latchway System
3.11.35 | - | Supply and installation of latchway system complete in accordance with the Drawings and Specifications
| Item Code | Description | Item Remarks | Unit of Measurement | Quantity/Base Price |  | Unit Price/Discount % | Total | Unit Price/Discount % | Total | Unit Price/Discount % | Total | Unit Price/Discount % | Total | Unit Price/Discount % | Total | Unit Price/Discount % | Total | Unit Price/Discount % | Total | Unit Price/Discount % | Total
3.11.36 | 2K.29 | (*) To roof areas |  | Item | 1 |  | 87000 | 87000 | 50000 | 50000 | 211714 | 211714 | 165000 | 165000 | 65000 | 65000 | 388234.35 | 388234.35 | 200000 | 200000
3.11.37 | 2K.30 | (*) Ablution Trough seat with 400 mm length x 400 mm width & hight 450 mm with marble stone cut to size, color as per engineers approval (ST-2) finish with liquid applied W/P membrane underneath finish stone |  | nr | 27 |  | 580 | 15660 | 750 | 20250 | 1587.86 | 42872.22 | 0 | 0 | 450 | 12150 | 0 | 0 | 0 | 0
3.11.38 | 2K.31 | (*) 35 mm∅ grab rail with mirror finish to SS bracket with 100 mm∅ 5mm THK. SS plate including all the accessories , fixation for ablution areas |  | m | 40 |  | 348 | 13920 | 1000 | 40000 | 688.07 | 27522.8 | 0 | 0 | 2200 | 88000 | 0 | 0 | 0 | 0
| Note | Note Details
3.11.39 | - | Contractor's Adjustment
| Item Code | Description | Item Remarks | Unit of Measurement | Quantity/Base Price |  | Unit Price/Discount % | Total | Unit Price/Discount % | Total | Unit Price/Discount % | Total | Unit Price/Discount % | Total | Unit Price/Discount % | Total | Unit Price/Discount % | Total | Unit Price/Discount % | Total | Unit Price/Discount % | Total
3.11.40 | 2K.32 | (*) Contractor may price here any items which has been shown in the drawings or any other documents but overlooked or not specifically mentioned inthe schedule of items and is necessary for the satisfactory completion of the Works. Should the Contractor fail to insert any item here, it will be deemed that Lump Sum Contract Price includes all such items and no claims for additional items will be entertained. |  | Item | 1 |  | 0 | 0 | 0 | 0 | 0 | 0 | 923740.3 | 923740.3 | 0 | 0 | 249577.48 | 249577.48 | 0 | 0
| Note | Note Details
3.11.41 | - | Please attach one PDF file to be named "Additional Items for (insert bill no/name & Section No/name)" for the details of these additional items in the additional attachment area at the end of the BOQ.
3.12 SECTION L- EQUIPMENT | [7 empty] | 539517 |  | 800000 |  | 731470.81 |  | 1850200 |  | 950000 |  | 831930.75 |  | 948000
| Note | Note Details
3.12.1 | - | Supply and install Elevator including car. and landing doors. landing door frames, controls, hall buttons and lanterns. car lighting. safety eguipment. elevator machinerv, counterweights. ropes, door sill angles. hoist beams, buffers. guide rails. holding down and anchor bolts and builder's work in connection with lift. testing and. commissioming. warranty and maintenance period, etc
3.12.2 | - | Passengerlservice elevator, serving three stops – openings all in same line [G, 1 & 2]
3.12.3 | - | Capacity: 1000 Kg. / 13 Persons
3.12.4 | - | speed 1.0 meter / second
| Item Code | Description | Item Remarks | Unit of Measurement | Quantity/Base Price |  | Unit Price/Discount % | Total | Unit Price/Discount % | Total | Unit Price/Discount % | Total | Unit Price/Discount % | Total | Unit Price/Discount % | Total | Unit Price/Discount % | Total | Unit Price/Discount % | Total | Unit Price/Discount % | Total
3.12.5 | 6.01 | (*) Car design & doors: Manufacturer standard design and car interior as per Arch drawing and specifications |  | No. | 3 |  | 166702 | 500106 | 230000 | 690000 | 164078.35 | 492235.05 | 188100 | 564300 | 250000 | 750000 | 184873.5 | 554620.5 | 276000 | 828000
3.12.6 | 6.02 | (*) Hudraulic Scissor lift, Capacity :3000kg |  | No. | 1 |  | 39411 | 39411 | 110000 | 110000 | 239235.76 | 239235.76 | 0 | 0 | 200000 | 200000 | 277310.25 | 277310.25 | 120000 | 120000
| Note | Note Details
3.12.7 | - | Contractor's Adjustment
| Item Code | Description | Item Remarks | Unit of Measurement | Quantity/Base Price |  | Unit Price/Discount % | Total | Unit Price/Discount % | Total | Unit Price/Discount % | Total | Unit Price/Discount % | Total | Unit Price/Discount % | Total | Unit Price/Discount % | Total | Unit Price/Discount % | Total | Unit Price/Discount % | Total
3.12.8 | 6.03 | (*) Contractor may price here any items which has been shown in the drawings or any other documents but overlooked or not specifically mentioned inthe schedule of items and is necessary for the satisfactory completion of the Works. Should the Contractor fail to insert any item here, it will be deemed that Lump Sum Contract Price includes all such items and no claims for additional items will be entertained. |  | Item | 1 |  | 0 | 0 | 0 | 0 | 0 | 0 | 1285900 | 1285900 | 0 | 0 | 0 | 0 | 0 | 0
| Note | Note Details
3.12.9 | - | Please attach one PDF file to be named "Additional Items for (insert bill no/name & Section No/name)" for the details of these additional items in the additional attachment area at the end of the BOQ.
3.13 SECTION Q1 - FIRE FIGHTING SYSTEM | [7 empty] | 3152220 |  | 4369200 |  | 5258894.76 |  | 4531935 |  | 2992705 |  | 3327722.98 |  | 6518060
| Note | Note Details
3.13.1 | - | The Contractor is referred to the Drawings and Specification for all details related to this section of the Works and he is to include for complying with all the requirements contained therein, whether or not they are specifically mentioned within the item descriptions
3.13.2 | - | Fire Extinguishers
| Item Code | Description | Item Remarks | Unit of Measurement | Quantity/Base Price |  | Unit Price/Discount % | Total | Unit Price/Discount % | Total | Unit Price/Discount % | Total | Unit Price/Discount % | Total | Unit Price/Discount % | Total | Unit Price/Discount % | Total | Unit Price/Discount % | Total | Unit Price/Discount % | Total
3.13.3 | 2Q1.01 | (*) Dry Chemical Fire Extinguisher (FE-1) 4.5 kg as specified in the specifications complete as shown on the drawings in accordance with the specifications approved by the consultant engineer. |  | nr | 103 |  | 435 | 44805 | 0 | 0 | 3580.17 | 368757.51 | 404 | 41612 | 250 | 25750 | 0 | 0 | 450 | 46350
3.13.4 | 2Q1.02 | (*) CO2 Fire Extinguisher (FE-2) 5 kg as specified in the specifications complete as shown on the drawings in accordance with the specifications approved by the consultant engineer. |  | nr | 37 |  | 516 | 19092 | 0 | 0 | 3821.14 | 141382.18 | 414 | 15318 | 250 | 9250 | 0 | 0 | 500 | 18500
3.13.5 | 2Q1.03 | (*) Water Fire Extinguisher (FE-3) 9 kg as specified in the specifications complete as shown on the drawings in accordance with the specifications approved by the consultant engineer. |  | nr | 20 |  | 841 | 16820 | 0 | 0 | 430.31 | 8606.2 | 272 | 5440 | 900 | 18000 | 0 | 0 | 850 | 17000
3.13.6 | 2Q1.04 | (*) CO2 Fire Extinguisher (FE-4) 12 kg as specified in the specifications complete as shown on the drawings in accordance with the specifications approved by the consultant engineer. |  | nr | 2 |  | 1421 | 2842 | 0 | 0 | 3246.25 | 6492.5 | 575 | 1150 | 2500 | 5000 | 0 | 0 | 1500 | 3000
3.13.7 | 2Q1.05 | (*) CO2 Fire Extinguisher (FE-5) 2 kg as specified in the specifications complete as shown on the drawings in accordance with the specifications approved by the consultant engineer. |  | nr | 19 |  | 435 | 8265 | 0 | 0 | 495.72 | 9418.68 | 311 | 5909 | 250 | 4750 | 0 | 0 | 350 | 6650
3.13.8 | 2Q1.06 | (*) Dry Powder Trolly Fire Extinguisher (FE-6) 25 kg as specified in the specifications complete as shown on the drawings in accordance with the specifications approved by the consultant engineer. |  | nr | 1 |  | 1479 | 1479 | 4369200 | 4369200 | 5809.17 | 5809.17 | 1685 | 1685 | 3500 | 3500 | 3327722.98 | 3327722.98 | 1500 | 1500
| Note | Note Details
3.13.9 | - | Fire Cabinet (FHC)
| Item Code | Description | Item Remarks | Unit of Measurement | Quantity/Base Price |  | Unit Price/Discount % | Total | Unit Price/Discount % | Total | Unit Price/Discount % | Total | Unit Price/Discount % | Total | Unit Price/Discount % | Total | Unit Price/Discount % | Total | Unit Price/Discount % | Total | Unit Price/Discount % | Total
3.13.10 | 2Q1.07 | (*) Fire Hose valve with nipple adaptor, 2-1/2 inch dia. X 30 mtrs. Long line high strength synthetic jacket hose spray nozzle 500 lbs plus one rubber, plus Fire Hose real with nippleadaptor,1 inch dia. X 30 mtrs. Long line plus one rubber, plus Dry Fire Extinguisher 6 kg. Inside box test, flush mounted cabinet and all necessary sundries, approved internal fitting as shown on the drawings in accordance with the specifications approved by the consultant engineer. |  | nr | 47 |  | 9106 | 427982 | 0 | 0 | 7957.27 | 373991.69 | 13040 | 612880 | 4500 | 211500 | 0 | 0 | 21000 | 987000
| Note | Note Details
3.13.11 | - | OS and Y Gate Valve
3.13.12 | - | OS & Y gate valve, type C.I. body, flanged joint complete with handles & fixation items as shown on the drawings in accordance with the specification.
| Item Code | Description | Item Remarks | Unit of Measurement | Quantity/Base Price |  | Unit Price/Discount % | Total | Unit Price/Discount % | Total | Unit Price/Discount % | Total | Unit Price/Discount % | Total | Unit Price/Discount % | Total | Unit Price/Discount % | Total | Unit Price/Discount % | Total | Unit Price/Discount % | Total
3.13.13 | 2Q1.08 | (*) 100 mm |  | nr | 1 |  | 3845 | 3845 | 0 | 0 | 6454.63 | 6454.63 | 11477 | 11477 | 1500 | 1500 | 0 | 0 | 2500 | 2500
3.13.14 | 2Q1.09 | (*) 150 mm |  | nr | 9 |  | 5701 | 51309 | 0 | 0 | 14974.74 | 134772.66 | 11477 | 103293 | 2000 | 18000 | 0 | 0 | 3500 | 31500
| Note | Note Details
3.13.15 | - | Water Flow Switch
3.13.16 | - | Water flow switch, flanged joint complete with handles & fixation items as shown on the drawings in accordance with the specification.
| Item Code | Description | Item Remarks | Unit of Measurement | Quantity/Base Price |  | Unit Price/Discount % | Total | Unit Price/Discount % | Total | Unit Price/Discount % | Total | Unit Price/Discount % | Total | Unit Price/Discount % | Total | Unit Price/Discount % | Total | Unit Price/Discount % | Total | Unit Price/Discount % | Total
3.13.17 | 2Q1.10 | (*) 100 mm |  | nr | 1 |  | 674 | 674 | 0 | 0 | 1170.44 | 1170.44 | 2121 | 2121 | 750 | 750 | 0 | 0 | 4000 | 4000
3.13.18 | 2Q1.11 | (*) 150 mm |  | nr | 9 |  | 954 | 8586 | 0 | 0 | 1170.44 | 10533.96 | 2448 | 22032 | 800 | 7200 | 0 | 0 | 5000 | 45000
| Note | Note Details
3.13.19 | - | Check Valve
3.13.20 | - | Check Valve, type C.I. body, Flanged joint complete with handles & fixation items as shown on the drawings in accordance with the specification.
| Item Code | Description | Item Remarks | Unit of Measurement | Quantity/Base Price |  | Unit Price/Discount % | Total | Unit Price/Discount % | Total | Unit Price/Discount % | Total | Unit Price/Discount % | Total | Unit Price/Discount % | Total | Unit Price/Discount % | Total | Unit Price/Discount % | Total | Unit Price/Discount % | Total
3.13.21 | 2Q1.12 | (*) 100 mm |  | nr | 1 |  | 954 | 954 | 0 | 0 | 2409.73 | 2409.73 | 1636 | 1636 | 800 | 800 | 0 | 0 | 3000 | 3000
3.13.22 | 2Q1.13 | (*) 150 mm |  | nr | 9 |  | 1684 | 15156 | 0 | 0 | 3098.22 | 27883.98 | 1912 | 17208 | 900 | 8100 | 0 | 0 | 4000 | 36000
| Note | Note Details
3.13.23 | - | Automatic Air Vent
3.13.24 | - | automatic air vent complete with accordance with the specifications approved by the specification.
| Item Code | Description | Item Remarks | Unit of Measurement | Quantity/Base Price |  | Unit Price/Discount % | Total | Unit Price/Discount % | Total | Unit Price/Discount % | Total | Unit Price/Discount % | Total | Unit Price/Discount % | Total | Unit Price/Discount % | Total | Unit Price/Discount % | Total | Unit Price/Discount % | Total
3.13.25 | 2Q1.14 | (*) AAV(25 mm) |  | nr | 15 |  | 449 | 6735 | 0 | 0 | 550.8 | 8262 | 478 | 7170 | 500 | 7500 | 0 | 0 | 1000 | 15000
| Note | Note Details
3.13.26 | - | Fire Protection Pipes & Fittings
3.13.27 | - | Fire Protection Pipe & fittings as specified in the specification complete with hangers or supports and other accessories required for the system as shown on the drawings in accordance with the specifications approved by the consultant engineer.
| Item Code | Description | Item Remarks | Unit of Measurement | Quantity/Base Price |  | Unit Price/Discount % | Total | Unit Price/Discount % | Total | Unit Price/Discount % | Total | Unit Price/Discount % | Total | Unit Price/Discount % | Total | Unit Price/Discount % | Total | Unit Price/Discount % | Total | Unit Price/Discount % | Total
3.13.28 | 2Q1.15 | (*) 200mm |  | m | 25 |  | 708 | 17700 | 0 | 0 | 656.31 | 16407.75 | 864 | 21600 | 120 | 3000 | 0 | 0 | 700 | 17500
3.13.29 | 2Q1.16 | (*) 150mm |  | m | 225 |  | 335 | 75375 | 0 | 0 | 407.8 | 91755 | 597 | 134325 | 110 | 24750 | 0 | 0 | 650 | 146250
3.13.30 | 2Q1.17 | (*) 100mm |  | m | 816 |  | 305 | 248880 | 0 | 0 | 231.88 | 189214.08 | 404 | 329664 | 100 | 81600 | 0 | 0 | 600 | 489600
3.13.31 | 2Q1.18 | (*) 80mm |  | m | 357 |  | 283 | 101031 | 0 | 0 | 162.92 | 58162.44 | 320 | 114240 | 90 | 32130 | 0 | 0 | 250 | 89250
3.13.32 | 2Q1.19 | (*) 65mm |  | m | 520 |  | 247 | 128440 | 0 | 0 | 124.52 | 64750.4 | 203 | 105560 | 85 | 44200 | 0 | 0 | 200 | 104000
3.13.33 | 2Q1.20 | (*) 50mm |  | m | 1127 |  | 135 | 152145 | 0 | 0 | 78.5 | 88469.5 | 140 | 157780 | 70 | 78890 | 0 | 0 | 180 | 202860
3.13.34 | 2Q1.21 | (*) 40mm |  | m | 747 |  | 106 | 79182 | 0 | 0 | 71.78 | 53619.66 | 107 | 79929 | 65 | 48555 | 0 | 0 | 150 | 112050
3.13.35 | 2Q1.22 | (*) 32mm |  | m | 669 |  | 52 | 34788 | 0 | 0 | 60.08 | 40193.52 | 90 | 60210 | 60 | 40140 | 0 | 0 | 130 | 86970
3.13.36 | 2Q1.23 | (*) 25mm |  | m | 7488 |  | 42 | 314496 | 0 | 0 | 44.3 | 331718.4 | 74 | 554112 | 55 | 411840 | 0 | 0 | 120 | 898560
| Note | Note Details
3.13.37 | - | Fire Department Connection
3.13.38 | - | Siamese Fitting 2-way for fire department connection as shown on the drawing in accordance with specifications approved by the NFPA code and local civil defiance code.
| Item Code | Description | Item Remarks | Unit of Measurement | Quantity/Base Price |  | Unit Price/Discount % | Total | Unit Price/Discount % | Total | Unit Price/Discount % | Total | Unit Price/Discount % | Total | Unit Price/Discount % | Total | Unit Price/Discount % | Total | Unit Price/Discount % | Total | Unit Price/Discount % | Total
3.13.39 | 2Q1.24 | (*) FDC(65x65x100mm) |  | nr | 1 |  | 7018 | 7018 | 0 | 0 | 7917.68 | 7917.68 | 3162 | 3162 | 500 | 500 | 0 | 0 | 15000 | 15000
| Note | Note Details
3.13.40 | - | Zone Control Station
3.13.41 | - | Consists of control valve with tamper switch, gate valve OS&Y type, pressure gauge, flow indicator, test and drain connection as shown on the drawings in accordance with the specification approved by NFPA Code.
| Item Code | Description | Item Remarks | Unit of Measurement | Quantity/Base Price |  | Unit Price/Discount % | Total | Unit Price/Discount % | Total | Unit Price/Discount % | Total | Unit Price/Discount % | Total | Unit Price/Discount % | Total | Unit Price/Discount % | Total | Unit Price/Discount % | Total | Unit Price/Discount % | Total
3.13.42 | 2Q1.25 | (*) 100 mm |  | nr | 1 |  | 4005 | 4005 | 0 | 0 | 7022.64 | 7022.64 | 3109 | 3109 | 2500 | 2500 | 0 | 0 | 10000 | 10000
3.13.43 | 2Q1.26 | (*) 150 mm |  | nr | 9 |  | 4374 | 39366 | 0 | 0 | 7194.76 | 64752.84 | 3469 | 31221 | 3000 | 27000 | 0 | 0 | 12000 | 108000
| Note | Note Details
3.13.44 | - | Sprinklers
3.13.45 | - | Pendent type automatic sprinkler as shown on the drawings in accordance with the specifications, complete.
| Item Code | Description | Item Remarks | Unit of Measurement | Quantity/Base Price |  | Unit Price/Discount % | Total | Unit Price/Discount % | Total | Unit Price/Discount % | Total | Unit Price/Discount % | Total | Unit Price/Discount % | Total | Unit Price/Discount % | Total | Unit Price/Discount % | Total | Unit Price/Discount % | Total
3.13.46 | 2Q1.27 | (*) Pendant sprinklers (k=5.6) |  | nr | 298 |  | 70 | 20860 | 0 | 0 | 895.04 | 266721.92 | 87 | 25926 | 75 | 22350 | 0 | 0 | 45 | 13410
3.13.47 | 2Q1.28 | (*) Upright sprinklers (k=5.6) |  | nr | 1698 |  | 35 | 59430 | 0 | 0 | 37.87 | 64303.26 | 60 | 101880 | 75 | 127350 | 0 | 0 | 110 | 186780
3.13.48 | 2Q1.29 | (*) Sidewall sprinklers (k=5.6) |  | nr | 4 |  | 109 | 436 | 0 | 0 | 249.58 | 998.32 | 92 | 368 | 75 | 300 | 0 | 0 | 95 | 380
3.13.49 | 2Q1.30 | (*) Pendant sprinklers (k=8.1) |  | nr | 50 |  | 98 | 4900 | 0 | 0 | 929.47 | 46473.5 | 106 | 5300 | 100 | 5000 | 0 | 0 | 65 | 3250
3.13.50 | 2Q1.31 | (*) Upright sprinklers (k=8.1) |  | nr | 60 |  | 49 | 2940 | 0 | 0 | 249.58 | 14974.8 | 94 | 5640 | 100 | 6000 | 0 | 0 | 120 | 7200
| Note | Note Details
3.13.51 | - | IDF Room
| Item Code | Description | Item Remarks | Unit of Measurement | Quantity/Base Price |  | Unit Price/Discount % | Total | Unit Price/Discount % | Total | Unit Price/Discount % | Total | Unit Price/Discount % | Total | Unit Price/Discount % | Total | Unit Price/Discount % | Total | Unit Price/Discount % | Total | Unit Price/Discount % | Total
3.13.52 | 2Q1.32 | (*) Clean Agent Main and Reserve Cylinder with Capacity 23kg for Each Cylinder. Including: Control panel, Strobe-horn unit, 6" alarm bell, Flashing lamp, Manual release station, Abort switch, Discharge nozzle, Optical smoke detector, Warning sign, Seamless, galvanized steel piping network |  | nr | 24 |  | 21634 | 519216 | 0 | 0 | 51637.04 | 1239288.96 | 35420 | 850080 | 45000 | 1080000 | 0 | 0 | 90000 | 2160000
| Note | Note Details
3.13.53 | - | ETISALAT Room
| Item Code | Description | Item Remarks | Unit of Measurement | Quantity/Base Price |  | Unit Price/Discount % | Total | Unit Price/Discount % | Total | Unit Price/Discount % | Total | Unit Price/Discount % | Total | Unit Price/Discount % | Total | Unit Price/Discount % | Total | Unit Price/Discount % | Total | Unit Price/Discount % | Total
3.13.54 | 2Q1.33 | (*) Clean Agent Main and Reserve Cylinder with Capacity 44kg for Each Cylinder. Including: Control panel, Strobe-horn unit, 6" alarm bell, Flashing lamp, Manual release station, Abort switch, Discharge nozzle, Optical smoke detector, Warning sign, Seamless, galvanized steel piping network |  | nr | 1 |  | 28594 | 28594 | 0 | 0 | 75457.21 | 75457.21 | 67760 | 67760 | 45000 | 45000 | 0 | 0 | 75000 | 75000
| Note | Note Details
3.13.55 | - | IBMS Room
| Item Code | Description | Item Remarks | Unit of Measurement | Quantity/Base Price |  | Unit Price/Discount % | Total | Unit Price/Discount % | Total | Unit Price/Discount % | Total | Unit Price/Discount % | Total | Unit Price/Discount % | Total | Unit Price/Discount % | Total | Unit Price/Discount % | Total | Unit Price/Discount % | Total
3.13.56 | 2Q1.34 | (*) Clean Agent Main and Reserve Cylinder with Capacity 67kg for Each Cylinder. Including: Control panel, Strobe-horn unit, 6" alarm bell, Flashing lamp, Manual release station, Abort switch, Discharge nozzle, Optical smoke detector, Warning sign, Seamless, galvanized steel piping network |  | nr | 1 |  | 41354 | 41354 | 0 | 0 | 146649.21 | 146649.21 | 103180 | 103180 | 55000 | 55000 | 0 | 0 | 75000 | 75000
| Note | Note Details
3.13.57 | - | FIRE FIGHTING SYSTEM
3.13.58 | - | Supply and install all the fire fighting systems, equipment, pipings, fittings, accessories & controls as required for the fire fighting system and for Civil Defence Control Room as specified and as shown on the drawings.
| Item Code | Description | Item Remarks | Unit of Measurement | Quantity/Base Price |  | Unit Price/Discount % | Total | Unit Price/Discount % | Total | Unit Price/Discount % | Total | Unit Price/Discount % | Total | Unit Price/Discount % | Total | Unit Price/Discount % | Total | Unit Price/Discount % | Total | Unit Price/Discount % | Total
3.13.59 | 2Q1.35 | (*) FP-1, Electric fire pump (1 No. pump), 63 L/S @ 110 M , complete with valves, piping within the pump room, control panel, and all accessories for automatic operation complete as specified and as shown in the drawings. |  | Set | 1 |  | 238380 | 238380 | 0 | 0 | 376520.12 | 376520.12 | 662105 | 662105 | 100000 | 100000 | 0 | 0 | 450000 | 450000
3.13.60 | 2Q1.36 | (*) FP-2, Diesel fire pump (1 No. pump), 63 L/S @ 110 M , complete with valves, piping, control panel and all accessories within the pumproom for automatic operation complete as specified and as shown in the drawings. |  | Set | 1 |  | 238612 | 238612 | 0 | 0 | 537885.88 | 537885.88 | 0 | 0 | 350000 | 350000 | 0 | 0 | 0 | 0
3.13.61 | 2Q1.37 | (*) FP-3, Jockey pump (1 No. pump), 3.4 L/S @ 115 M , complete with valve, piping control panel, and all accessories within the pumproom for automatic operation complete as specified and as shown in the drawings. |  | Set | 1 |  | 48488 | 48488 | 0 | 0 | 161365.76 | 161365.76 | 0 | 0 | 75000 | 75000 | 0 | 0 | 0 | 0
3.13.62 | 2Q1.38 | (*) Sundries; Allow for liaison, co-ordination and attendance on Public Authorities work to meet the requirement of the specification |  | Item | 1 |  | 17400 | 17400 | 0 | 0 | 43030.87 | 43030.87 | 0 | 0 | 1000 | 1000 | 0 | 0 | 15000 | 15000
3.13.63 | 2Q1.39 | (*) Ditto; Allow for supports, including fixings, anchors, insulating block, anti vibration devices and noise suppression measures |  | Item | 1 |  | 29000 | 29000 | 0 | 0 | 43030.87 | 43030.87 | 0 | 0 | 1000 | 1000 | 0 | 0 | 5000 | 5000
3.13.64 | 2Q1.40 | (*) Ditto; Allow for identification labels including plates, discs, labels, charts and colour coding |  | Item | 1 |  | 14500 | 14500 | 0 | 0 | 10585.7 | 10585.7 | 0 | 0 | 1000 | 1000 | 0 | 0 | 5000 | 5000
3.13.65 | 2Q1.41 | (*) Ditto; Allow for Builder's work |  | Item | 1 |  | 7540 | 7540 | 0 | 0 | 10585.7 | 10585.7 | 265853 | 265853 | 1000 | 1000 | 0 | 0 | 15000 | 15000
3.13.66 | 2Q1.42 | (*) Ditto; Allow for testing and commissioning and operating the completed installation including fuel and consumables |  | Item | 1 |  | 40600 | 40600 | 0 | 0 | 19054.26 | 19054.26 | 0 | 0 | 1000 | 1000 | 0 | 0 | 3000 | 3000
3.13.67 | 2Q1.43 | (*) Ditto; Allow for tools and spares for all the equipment supplied |  | Item | 1 |  | 0 | 0 | 0 | 0 | 21171.4 | 21171.4 | 0 | 0 | 1000 | 1000 | 0 | 0 | 1000 | 1000
3.13.68 | 2Q1.44 | (*) Ditto; Allow for providing maintenance kit, loose keys and consumables stores |  | Item | 1 |  | 0 | 0 | 0 | 0 | 10585.7 | 10585.7 | 0 | 0 | 1000 | 1000 | 0 | 0 | 1000 | 1000
3.13.69 | 2Q1.45 | (*) Ditto; Allow for documents including shop drawings, As built drawings, operating instructions and maintenance manuals etc., as specified |  | Item | 1 |  | 0 | 0 | 0 | 0 | 23817.83 | 23817.83 | 0 | 0 | 1000 | 1000 | 0 | 0 | 3000 | 3000
3.13.70 | 2Q1.46 | (*) Ditto; Allow for incidental work |  | Item | 1 |  | 0 | 0 | 0 | 0 | 10585.7 | 10585.7 | 0 | 0 | 1000 | 1000 | 0 | 0 | 1000 | 1000
3.13.71 | 2Q1.47 | (*) Ditto; Allow for protective painting and decorative painting |  | Item | 1 |  | 29000 | 29000 | 0 | 0 | 15878.55 | 15878.55 | 0 | 0 | 1000 | 1000 | 0 | 0 | 1000 | 1000
| Note | Note Details
3.13.72 | - | Contractor's Adjustment
| Item Code | Description | Item Remarks | Unit of Measurement | Quantity/Base Price |  | Unit Price/Discount % | Total | Unit Price/Discount % | Total | Unit Price/Discount % | Total | Unit Price/Discount % | Total | Unit Price/Discount % | Total | Unit Price/Discount % | Total | Unit Price/Discount % | Total | Unit Price/Discount % | Total
3.13.73 | 2Q1.48 | (*) Contractor may price here any items which has been shown in the drawings or any other documents but overlooked or not specifically mentioned inthe schedule of items and is necessary for the satisfactory completion of the Works. Should the Contractor fail to insert any item here, it will be deemed that Lump Sum Contract Price includes all such items and no claims for additional items will be entertained. |  | Item | 1 |  | 0 | 0 | 0 | 0 | 0 | 0 | 0 | 0 | 0 | 0 | 0 | 0 | 0 | 0
| Note | Note Details
3.13.74 | - | Please attach one PDF file to be named "Additional Items for (insert bill no/name & Section No/name)" for the details of these additional items in the additional attachment area at the end of the BOQ.
3.14 SECTION Q2 - DRAINAGE SYSTEM | [7 empty] | 632344 |  | 2576240 |  | 1131777.86 |  | 1227640 |  | 788475 |  | 4159653.73 |  | 1650005
| Note | Note Details
3.14.1 | - | Piping and Fitting Materials
3.14.2 | - | Supplying, installing, connecting and testing of UPVC pipes and fittings above ground completed with all accessories as per drawings and specification.
| Item Code | Description | Item Remarks | Unit of Measurement | Quantity/Base Price |  | Unit Price/Discount % | Total | Unit Price/Discount % | Total | Unit Price/Discount % | Total | Unit Price/Discount % | Total | Unit Price/Discount % | Total | Unit Price/Discount % | Total | Unit Price/Discount % | Total | Unit Price/Discount % | Total
3.14.3 | 2Q2.01 | (*) 50mm Dia piping. |  | m | 414 |  | 29 | 12006 | 6160 | 2550240 | 9.82 | 4065.48 | 69 | 28566 | 40 | 16560 | 0 | 0 | 95 | 39330
3.14.4 | 2Q2.02 | (*) 75mm Dia piping. |  | m | 489 |  | 41 | 20049 | 0 | 0 | 22.03 | 10772.67 | 120 | 58680 | 50 | 24450 | 0 | 0 | 120 | 58680
3.14.5 | 2Q2.03 | (*) 110mm Dia piping. |  | m | 557 |  | 52 | 28964 | 0 | 0 | 26.89 | 14977.73 | 190 | 105830 | 60 | 33420 | 0 | 0 | 225 | 125325
3.14.6 | 2Q2.04 | (*) 160mm Dia piping. |  | m | 558 |  | 69 | 38502 | 0 | 0 | 55.33 | 30874.14 | 266 | 148428 | 75 | 41850 | 0 | 0 | 250 | 139500
| Note | Note Details
3.14.7 | - | Supplying, installing, connecting and testing of UPVC pipes and fittings under ground completed with all accessories as per drawings and specification.
| Item Code | Description | Item Remarks | Unit of Measurement | Quantity/Base Price |  | Unit Price/Discount % | Total | Unit Price/Discount % | Total | Unit Price/Discount % | Total | Unit Price/Discount % | Total | Unit Price/Discount % | Total | Unit Price/Discount % | Total | Unit Price/Discount % | Total | Unit Price/Discount % | Total
3.14.8 | 2Q2.05 | (*) 50mm Dia piping. |  | m | 320 |  | 48 | 15360 | 0 | 0 | 142.05 | 45456 | 69 | 22080 | 65 | 20800 | 0 | 0 | 100 | 32000
3.14.9 | 2Q2.06 | (*) 75mm Dia piping. |  | m | 414 |  | 62 | 25668 | 0 | 0 | 226.63 | 93824.82 | 120 | 49680 | 75 | 31050 | 0 | 0 | 180 | 74520
3.14.10 | 2Q2.07 | (*) 110mm Dia piping. |  | m | 304 |  | 76 | 23104 | 0 | 0 | 237.64 | 72242.56 | 190 | 57760 | 80 | 24320 | 0 | 0 | 260 | 79040
3.14.11 | 2Q2.08 | (*) 160mm Dia piping. |  | m | 335 |  | 86 | 28810 | 0 | 0 | 271.8 | 91053 | 266 | 89110 | 85 | 28475 | 0 | 0 | 320 | 107200
| Note | Note Details
3.14.12 | - | Supplying, installing, connecting and testing of UPVC pressurized pipes and fittings above ground completed with all accessories as per drawings and specification.
| Item Code | Description | Item Remarks | Unit of Measurement | Quantity/Base Price |  | Unit Price/Discount % | Total | Unit Price/Discount % | Total | Unit Price/Discount % | Total | Unit Price/Discount % | Total | Unit Price/Discount % | Total | Unit Price/Discount % | Total | Unit Price/Discount % | Total | Unit Price/Discount % | Total
3.14.13 | 2Q2.09 | (*) 75mm Dia piping. |  | m | 55 |  | 61 | 3355 | 0 | 0 | 22.03 | 1211.65 | 137 | 7535 | 100 | 5500 | 0 | 0 | 200 | 11000
| Note | Note Details
3.14.14 | - | Roof Drain
3.14.15 | - | Roof Drain with sand trap and grating cover as specified in the specifications for the item including fixation accessories and supports complete as required for the system approved by the consultant engineer. Specification.
| Item Code | Description | Item Remarks | Unit of Measurement | Quantity/Base Price |  | Unit Price/Discount % | Total | Unit Price/Discount % | Total | Unit Price/Discount % | Total | Unit Price/Discount % | Total | Unit Price/Discount % | Total | Unit Price/Discount % | Total | Unit Price/Discount % | Total | Unit Price/Discount % | Total
3.14.16 | 2Q2.10 | (*) Ø 100mm (cast iron) |  | nr | 46 |  | 491 | 22586 | 0 | 0 | 633.05 | 29120.3 | 343 | 15778 | 250 | 11500 | 0 | 0 | 850 | 39100
| Note | Note Details
3.14.17 | - | Floor Cleanout
3.14.18 | - | Floor Cleanout and cover as specified in the specifications for the item including fixation accessories and supports complete as required for the system approved by the consultant engineer. Specification.
| Item Code | Description | Item Remarks | Unit of Measurement | Quantity/Base Price |  | Unit Price/Discount % | Total | Unit Price/Discount % | Total | Unit Price/Discount % | Total | Unit Price/Discount % | Total | Unit Price/Discount % | Total | Unit Price/Discount % | Total | Unit Price/Discount % | Total | Unit Price/Discount % | Total
3.14.19 | 2Q2.11 | (*) Ø75mm (ABS or PVC or cast iron body) |  | nr | 16 |  | 112 | 1792 | 0 | 0 | 499.67 | 7994.72 | 230 | 3680 | 175 | 2800 | 0 | 0 | 520 | 8320
3.14.20 | 2Q2.12 | (*) Ø 110mm (ABS or PVC or cast iron body) |  | nr | 90 |  | 168 | 15120 | 0 | 0 | 499.67 | 44970.3 | 253 | 22770 | 250 | 22500 | 0 | 0 | 580 | 52200
| Note | Note Details
3.14.21 | - | MANHOLEAND GULLY TRAP
3.14.22 | - | install including excavation, backfilling. concrete, waterproofing cover and frame, complete all in accordancewith the Drawings and accordance with the Specification.
| Item Code | Description | Item Remarks | Unit of Measurement | Quantity/Base Price |  | Unit Price/Discount % | Total | Unit Price/Discount % | Total | Unit Price/Discount % | Total | Unit Price/Discount % | Total | Unit Price/Discount % | Total | Unit Price/Discount % | Total | Unit Price/Discount % | Total | Unit Price/Discount % | Total
3.14.23 | 2Q2.13 | (*) Stormwater manhole; depth not exceeding 1.5m; 600 x 600mm |  | nr | 26 |  | 4060 | 105560 | 1000 | 26000 | 3531.66 | 91823.16 | 2760 | 71760 | 6000 | 156000 | 0 | 0 | 5000 | 130000
3.14.24 | 2Q2.14 | (*) Drain pipe trench; 1000 x 250 x 400mm |  | nr | 4 |  | 1965 | 7860 | 0 | 0 | 1612.11 | 6448.44 | 1317 | 5268 | 7500 | 30000 | 0 | 0 | 1500 | 6000
3.14.25 | 2Q2.15 | (*) Gully trap |  | nr | 31 |  | 1053 | 32643 | 0 | 0 | 1562.14 | 48426.34 | 972 | 30132 | 2500 | 77500 | 0 | 0 | 2000 | 62000
3.14.26 | 2Q2.16 | (*) Grease trap |  | nr | 1 |  | 4913 | 4913 | 0 | 0 | 12162.96 | 12162.96 | 104636 | 104636 | 15000 | 15000 | 4159653.73 | 4159653.73 | 45000 | 45000
3.14.27 | 2Q2.17 | (*) Neutralization chamber |  | nr | 6 |  | 7720 | 46320 | 0 | 0 | 4914.47 | 29486.82 | 34511 | 207066 | 4000 | 24000 | 0 | 0 | 8000 | 48000
3.14.28 | 2Q2.18 | (*) Sanitarymanhole; depth not exceeding 1.5m; 600 x 600mm |  | nr | 25 |  | 4060 | 101500 | 0 | 0 | 5794.64 | 144866 | 2760 | 69000 | 4500 | 112500 | 0 | 0 | 6300 | 157500
3.14.29 | 2Q2.19 | (*) Sanitarymanhole; depth not exceeding 1.5m; 800 x 800mm |  | nr | 2 |  | 4292 | 8584 | 0 | 0 | 7129.89 | 14259.78 | 2760 | 5520 | 5000 | 10000 | 0 | 0 | 7000 | 14000
| Note | Note Details
3.14.30 | - | Floor Drain
3.14.31 | - | Floor Drain with gully trap and cover as specified in the specifications for the item including fixation accessories, and supports complete as required for the system approved by the consultant engineer. Specification.
| Item Code | Description | Item Remarks | Unit of Measurement | Quantity/Base Price |  | Unit Price/Discount % | Total | Unit Price/Discount % | Total | Unit Price/Discount % | Total | Unit Price/Discount % | Total | Unit Price/Discount % | Total | Unit Price/Discount % | Total | Unit Price/Discount % | Total | Unit Price/Discount % | Total
3.14.32 | 2Q2.20 | (*) Ø 75mm (ABS or PVC) |  | nr | 361 |  | 168 | 60648 | 0 | 0 | 471.09 | 170063.49 | 145 | 52345 | 250 | 90250 | 0 | 0 | 890 | 321290
3.14.33 | 2Q2.21 | (*) Sundries; Allow for liaison, co-ordination and attendance on Public Authorities work to meet the requirement of the specification |  | Item | 1 |  | 29000 | 29000 | 0 | 0 | 14290.7 | 14290.7 | 0 | 0 | 1000 | 1000 | 0 | 0 | 10000 | 10000
3.14.34 | 2Q2.22 | (*) Ditto; Allow for supports, including fixings, anchors, insulating block, anti vibration devices and noise suppression measures |  | Item | 1 |  | 0 | 0 | 0 | 0 | 19054.26 | 19054.26 | 0 | 0 | 1000 | 1000 | 0 | 0 | 25000 | 25000
3.14.35 | 2Q2.23 | (*) Ditto; Allow for identification labels including plates, discs, labels, charts and colour coding |  | Item | 1 |  | 0 | 0 | 0 | 0 | 28581.39 | 28581.39 | 0 | 0 | 1000 | 1000 | 0 | 0 | 5000 | 5000
3.14.36 | 2Q2.24 | (*) Ditto; Allow for Builder's work |  | Item | 1 |  | 0 | 0 | 0 | 0 | 9527.13 | 9527.13 | 72016 | 72016 | 1000 | 1000 | 0 | 0 | 35000 | 35000
3.14.37 | 2Q2.25 | (*) Ditto; Allow for testing and commissioning and operating the completed installation including fuel and consumables |  | Item | 1 |  | 0 | 0 | 0 | 0 | 14290.7 | 14290.7 | 0 | 0 | 1000 | 1000 | 0 | 0 | 6000 | 6000
3.14.38 | 2Q2.26 | (*) Ditto; Allow for tools and spares for all the equipment supplied |  | Item | 1 |  | 0 | 0 | 0 | 0 | 14290.7 | 14290.7 | 0 | 0 | 1000 | 1000 | 0 | 0 | 1000 | 1000
3.14.39 | 2Q2.27 | (*) Ditto; Allow for providing maintenance kit, loose keys and consumables stores |  | Item | 1 |  | 0 | 0 | 0 | 0 | 9527.13 | 9527.13 | 0 | 0 | 1000 | 1000 | 0 | 0 | 1000 | 1000
3.14.40 | 2Q2.28 | (*) Ditto; Allow for documents including shop drawings, As built drawings, operating instructions and maintenance manuals etc., as specified |  | Item | 1 |  | 0 | 0 | 0 | 0 | 29534.1 | 29534.1 | 0 | 0 | 1000 | 1000 | 0 | 0 | 7000 | 7000
3.14.41 | 2Q2.29 | (*) Ditto; Allow for incidental work |  | Item | 1 |  | 0 | 0 | 0 | 0 | 19054.26 | 19054.26 | 0 | 0 | 1000 | 1000 | 0 | 0 | 5000 | 5000
3.14.42 | 2Q2.30 | (*) Ditto; Allow for protective painting and decorative painting |  | Item | 1 |  | 0 | 0 | 0 | 0 | 9527.13 | 9527.13 | 0 | 0 | 1000 | 1000 | 0 | 0 | 5000 | 5000
| Note | Note Details
3.14.43 | - | Contractor's Adjustment
| Item Code | Description | Item Remarks | Unit of Measurement | Quantity/Base Price |  | Unit Price/Discount % | Total | Unit Price/Discount % | Total | Unit Price/Discount % | Total | Unit Price/Discount % | Total | Unit Price/Discount % | Total | Unit Price/Discount % | Total | Unit Price/Discount % | Total | Unit Price/Discount % | Total
3.14.44 | 2Q2.31 | (*) Contractor may price here any items which has been shown in the drawings or any other documents but overlooked or not specifically mentioned inthe schedule of items and is necessary for the satisfactory completion of the Works. Should the Contractor fail to insert any item here, it will be deemed that Lump Sum Contract Price includes all such items and no claims for additional items will be entertained. |  | Item | 1 |  | 0 | 0 | 0 | 0 | 0 | 0 | 0 | 0 | 0 | 0 | 0 | 0 | 0 | 0
| Note | Note Details
3.14.45 | - | Please attach one PDF file to be named "Additional Items for (insert bill no/name & Section No/name)" for the details of these additional items in the additional attachment area at the end of the BOQ.
3.15 SECTION Q3 - POTABLE WATER SUPPLY SYSTEM | [7 empty] | 3619580 |  | 500000 |  | 5506312.69 |  | 2227886 |  | 2178190 |  | 783239.5 |  | 4377375
| Note | Note Details
3.15.1 | - | Cold Water Supply Pipes and Fittings
3.15.2 | - | PP-R pipes and fittings as specified in the specifications for the item including fixation accessories, hangers or supports complete as required for the system.
| Item Code | Description | Item Remarks | Unit of Measurement | Quantity/Base Price |  | Unit Price/Discount % | Total | Unit Price/Discount % | Total | Unit Price/Discount % | Total | Unit Price/Discount % | Total | Unit Price/Discount % | Total | Unit Price/Discount % | Total | Unit Price/Discount % | Total | Unit Price/Discount % | Total
3.15.3 | 2Q3.01 | (*) Ø 25mm |  | m | 2179 |  | 22 | 47938 | 0 | 0 | 18.42 | 40137.18 | 96 | 209184 | 25 | 54475 | 0 | 0 | 95 | 207005
3.15.4 | 2Q3.02 | (*) Ø 32mm |  | m | 290 |  | 36 | 10440 | 0 | 0 | 24.02 | 6965.8 | 120 | 34800 | 35 | 10150 | 0 | 0 | 100 | 29000
3.15.5 | 2Q3.03 | (*) Ø 40mm |  | m | 259 |  | 59 | 15281 | 0 | 0 | 38.72 | 10028.48 | 173 | 44807 | 55 | 14245 | 0 | 0 | 110 | 28490
3.15.6 | 2Q3.04 | (*) Ø 50mm |  | m | 189 |  | 101 | 19089 | 0 | 0 | 45.08 | 8520.12 | 255 | 48195 | 75 | 14175 | 0 | 0 | 120 | 22680
3.15.7 | 2Q3.05 | (*) Ø 63mm |  | m | 128 |  | 148 | 18944 | 0 | 0 | 64.16 | 8212.48 | 316 | 40448 | 95 | 12160 | 0 | 0 | 125 | 16000
3.15.8 | 2Q3.06 | (*) Ø 75mm |  | m | 91 |  | 205 | 18655 | 0 | 0 | 83.75 | 7621.25 | 405 | 36855 | 100 | 9100 | 0 | 0 | 150 | 13650
3.15.9 | 2Q3.07 | (*) Ø 110mm |  | m | 142 |  | 375 | 53250 | 0 | 0 | 206.09 | 29264.78 | 587 | 83354 | 120 | 17040 | 0 | 0 | 180 | 25560
3.15.10 | 2Q3.08 | (*) Ø 125mm |  | m | 115 |  | 472 | 54280 | 0 | 0 | 365.98 | 42087.7 | 689 | 79235 | 140 | 16100 | 0 | 0 | 190 | 21850
3.15.11 | 2Q3.09 | (*) Ø 160mm |  | m | 94 |  | 532 | 50008 | 0 | 0 | 452.55 | 42539.7 | 835 | 78490 | 150 | 14100 | 0 | 0 | 220 | 20680
| Note | Note Details
3.15.12 | - | Hot Water Supply Pipes and Fittings
3.15.13 | - | PPR pipes and fittings as specified in the specifications for (Isolating pipe hot water and hot water return)the item including fixation accessories, hangers or supports complete as required for the system.
| Item Code | Description | Item Remarks | Unit of Measurement | Quantity/Base Price |  | Unit Price/Discount % | Total | Unit Price/Discount % | Total | Unit Price/Discount % | Total | Unit Price/Discount % | Total | Unit Price/Discount % | Total | Unit Price/Discount % | Total | Unit Price/Discount % | Total | Unit Price/Discount % | Total
3.15.14 | 2Q3.10 | (*) Ø 25mm |  | m | 14 |  | 112 | 1568 | 0 | 0 | 70.02 | 980.28 | 96 | 1344 | 35 | 490 | 0 | 0 | 110 | 1540
3.15.15 | 2Q3.11 | (*) Automaticwater meter reader for irrigationsupply |  | nr | 1 |  | 4913 | 4913 | 0 | 0 | 7665.5 | 7665.5 | 7513 | 7513 | 2500 | 2500 | 0 | 0 | 3000 | 3000
3.15.16 | 2Q3.12 | (*) Automaticwater meter reader for back-washwater system (filter & irrigation) |  | nr | 1 |  | 4913 | 4913 | 0 | 0 | 7665.5 | 7665.5 | 7513 | 7513 | 2500 | 2500 | 0 | 0 | 3000 | 3000
3.15.17 | 2Q3.13 | (*) Automatic water meter reader for swimming pool make up water supply |  | nr | 1 |  | 4913 | 4913 | 0 | 0 | 7665.5 | 7665.5 | 7513 | 7513 | 2500 | 2500 | 0 | 0 | 3000 | 3000
3.15.18 | 2Q3.14 | (*) Automatic water meter reader for swimming pool changing room water |  | nr | 1 |  | 4913 | 4913 | 0 | 0 | 7665.5 | 7665.5 | 7513 | 7513 | 2500 | 2500 | 0 | 0 | 3000 | 3000
3.15.19 | 2Q3.20 | (*) Automatic water meter reader for school domestic use water supply |  | nr | 1 |  | 4913 | 4913 | 0 | 0 | 7665.5 | 7665.5 | 7513 | 7513 | 2500 | 2500 | 0 | 0 | 3000 | 3000
3.15.20 | 2Q3.21 | (*) Automatic water meter reader for general cleaning purpose (hose bib) |  | nr | 1 |  | 4913 | 4913 | 0 | 0 | 7665.5 | 7665.5 | 7513 | 7513 | 2500 | 2500 | 0 | 0 | 3000 | 3000
3.15.21 | 2Q3.22 | (*) Automatic water meter reader for chilled water make up water supply |  | nr | 1 |  | 4913 | 4913 | 0 | 0 | 7665.5 | 7665.5 | 7513 | 7513 | 2500 | 2500 | 0 | 0 | 3000 | 3000
3.15.22 | 2Q3.23 | (*) Automatic water meter reader for swimming pool |  | nr | 1 |  | 4913 | 4913 | 0 | 0 | 7665.5 | 7665.5 | 7513 | 7513 | 2500 | 2500 | 0 | 0 | 3000 | 3000
3.15.23 | 2Q3.24 | (*) UV-1, Ultra Violet Sterilizer; 316 Stainless steel irradiation chamber, complete with multi wave lamps with automatic operating mechanicals.Etc. Working pressure 44.9psi, Capacity 42.5m3/hr |  | nr | 1 |  | 3927 | 3927 | 0 | 0 | 43430.21 | 43430.21 | 0 | 0 | 125000 | 125000 | 0 | 0 | 40000 | 40000
3.15.24 | 2Q3.25 | (*) Automatic water meter reader for swimming pool, UV-1, Ultra Violet Sterilizer; 316 Stainless steel irradiation chamber, complete with multi wave lamps with automatic operating mechanicals.Etc. Working pressure 44.9psi, Capacity 42.5m3/hr |  | nr | 2 |  | 49126 | 98252 | 0 | 0 | 48660.57 | 97321.14 | 7513 | 15026 | 25000 | 50000 | 0 | 0 | 40000 | 80000
3.15.25 | 2Q3.26 | (*) Copper silver Ionization unit; stainless steel schedule 40 Ion chamber cells complete with controller of flow not less of 10.1m3/hr/cell. Total capacity of the unit is as per specialist's recommendation and location of equipment. |  | nr | 3 |  | 301600 | 904800 | 0 | 0 | 230331.12 | 690993.36 | 124575 | 373725 | 75000 | 225000 | 0 | 0 | 150000 | 450000
3.15.26 | 2Q3.27 | (*) Copper silver Ionization unit; stainless steel schedule 40 Ion chamber cells complete with controller of flow not less of 37.8m3/hr/cell. Total capacity of the unit is as per specialist's recommendation and location of equipment. |  | nr | 1 |  | 184440 | 184440 | 0 | 0 | 373695.82 | 373695.82 | 134475 | 134475 | 25000 | 25000 | 0 | 0 | 210000 | 210000
| Note | Note Details
3.15.27 | - | Ball Valves
3.15.28 | - | Ball Valves for the water supply piping as specified in the specification for the item including fixation accessories and supports complete as required for the system approved by the consultant engineer. As per specification.
| Item Code | Description | Item Remarks | Unit of Measurement | Quantity/Base Price |  | Unit Price/Discount % | Total | Unit Price/Discount % | Total | Unit Price/Discount % | Total | Unit Price/Discount % | Total | Unit Price/Discount % | Total | Unit Price/Discount % | Total | Unit Price/Discount % | Total | Unit Price/Discount % | Total
3.15.29 | 2Q3.28 | (*) Ø 40mm |  | nr | 16 |  | 154 | 2464 | 0 | 0 | 168.96 | 2703.36 | 409 | 6544 | 75 | 1200 | 0 | 0 | 550 | 8800
3.15.30 | 2Q3.29 | (*) Ø 50mm |  | nr | 32 |  | 194 | 6208 | 0 | 0 | 240.17 | 7685.44 | 592 | 18944 | 95 | 3040 | 0 | 0 | 900 | 28800
3.15.31 | 2Q3.30 | (*) Ø 75mm |  | nr | 21 |  | 291 | 6111 | 0 | 0 | 668.88 | 14046.48 | 1777 | 37317 | 115 | 2415 | 0 | 0 | 1500 | 31500
| Note | Note Details
3.15.32 | - | Water Booster Pumps(At Roof)
| Item Code | Description | Item Remarks | Unit of Measurement | Quantity/Base Price |  | Unit Price/Discount % | Total | Unit Price/Discount % | Total | Unit Price/Discount % | Total | Unit Price/Discount % | Total | Unit Price/Discount % | Total | Unit Price/Discount % | Total | Unit Price/Discount % | Total | Unit Price/Discount % | Total
3.15.33 | 2Q3.31 | (*) Water Pumps Booster Package, 1set , three duty & one standby, 127 gpm @ 31 M head each auto-alternate or parallel operation including control panel, base, frame, headers, valves, pressure switches & gauges, dry running protection and complete as shown on the drawing in accordance with the Specification |  | nr | 1 |  | 82824 | 82824 | 0 | 0 | 101856.55 | 101856.55 | 102666 | 102666 | 75000 | 75000 | 0 | 0 | 145000 | 145000
| Note | Note Details
3.15.34 | - | Roof Water Storage Tank
| Item Code | Description | Item Remarks | Unit of Measurement | Quantity/Base Price |  | Unit Price/Discount % | Total | Unit Price/Discount % | Total | Unit Price/Discount % | Total | Unit Price/Discount % | Total | Unit Price/Discount % | Total | Unit Price/Discount % | Total | Unit Price/Discount % | Total | Unit Price/Discount % | Total
3.15.35 | 2Q3.32 | (*) GRP Water Tank as specified in the specifications for the item including fixation accessories, supports, inlet &outlet pipings, isolation valves, vent, drain valve and access complete as required for the system approved by the consultant engineer.60 m3 Capacity. As per specification. |  | nr | 1 |  | 124236 | 124236 | 0 | 0 | 132601.77 | 132601.77 | 129822 | 129822 | 350000 | 350000 | 0 | 0 | 160000 | 160000
| Note | Note Details
3.15.36 | - | Water Transfer Pumps(At Gound Pump Room)
| Item Code | Description | Item Remarks | Unit of Measurement | Quantity/Base Price |  | Unit Price/Discount % | Total | Unit Price/Discount % | Total | Unit Price/Discount % | Total | Unit Price/Discount % | Total | Unit Price/Discount % | Total | Unit Price/Discount % | Total | Unit Price/Discount % | Total | Unit Price/Discount % | Total
3.15.37 | 2Q3.33 | (*) Water Pumps Booster Package, 1set., two duty & one standby, 67.5 gpm @ 20 M head each auto-alternate or parallel operation including control panel, base, frame, headers, valves, pressure switches & gauges, dry running protection and complete as shown on the drawing in accordance with the Specification |  | nr | 1 |  | 42108 | 42108 | 0 | 0 | 101326.84 | 101326.84 | 51546 | 51546 | 55000 | 55000 | 0 | 0 | 45000 | 45000
| Note | Note Details
3.15.38 | - | Water Circulation Pump(For Ground Domestic Tank)
| Item Code | Description | Item Remarks | Unit of Measurement | Quantity/Base Price |  | Unit Price/Discount % | Total | Unit Price/Discount % | Total | Unit Price/Discount % | Total | Unit Price/Discount % | Total | Unit Price/Discount % | Total | Unit Price/Discount % | Total | Unit Price/Discount % | Total | Unit Price/Discount % | Total
3.15.39 | 2Q3.34 | (*) Water Circulation Pump Package, one duty, 44.5 gpm @ 10 M head each auto-alternate or parallel operation including control panel, base, frame, headers, valves, pressure switches & gauges, dry running protection and complete as shown on the drawing in accordance with the Specification |  | Set | 1 |  | 40368 | 40368 | 0 | 0 | 8350.45 | 8350.45 | 17160 | 17160 | 15000 | 15000 | 0 | 0 | 13000 | 13000
| Note | Note Details
3.15.40 | - | Water Circulation Pump(For Ground Fire Tank)
| Item Code | Description | Item Remarks | Unit of Measurement | Quantity/Base Price |  | Unit Price/Discount % | Total | Unit Price/Discount % | Total | Unit Price/Discount % | Total | Unit Price/Discount % | Total | Unit Price/Discount % | Total | Unit Price/Discount % | Total | Unit Price/Discount % | Total | Unit Price/Discount % | Total
3.15.41 | 2Q3.35 | (*) Water Circulation Pump Package, one duty, 166.5 gpm @ 10 M head each auto-alternate or parallel operation including control panel, base, frame, headers, valves, pressure switches & gauges, dry running protection and complete as shown on the drawing in accordance with the Specification |  | Set | 1 |  | 83520 | 83520 | 0 | 0 | 14098.86 | 14098.86 | 35530 | 35530 | 25000 | 25000 | 0 | 0 | 20000 | 20000
| Note | Note Details
3.15.42 | - | Water Circulation Pump(For Ground Irrigation Tank)
| Item Code | Description | Item Remarks | Unit of Measurement | Quantity/Base Price |  | Unit Price/Discount % | Total | Unit Price/Discount % | Total | Unit Price/Discount % | Total | Unit Price/Discount % | Total | Unit Price/Discount % | Total | Unit Price/Discount % | Total | Unit Price/Discount % | Total | Unit Price/Discount % | Total
3.15.43 | 2Q3.36 | (*) Water Circulation Pump Package, one duty, 42.8 gpm @ 10 M head each auto-alternate or parallel operation including control panel, base, frame, headers, valves, pressure switches & gauges, dry running protection and complete as shown on the drawing in accordance with the Specification |  | Set | 1 |  | 36540 | 36540 | 0 | 0 | 8350.45 | 8350.45 | 17160 | 17160 | 12000 | 12000 | 0 | 0 | 13000 | 13000
| Note | Note Details
3.15.44 | - | Water Circulation Pump(For Roof Domestic Tank)
| Item Code | Description | Item Remarks | Unit of Measurement | Quantity/Base Price |  | Unit Price/Discount % | Total | Unit Price/Discount % | Total | Unit Price/Discount % | Total | Unit Price/Discount % | Total | Unit Price/Discount % | Total | Unit Price/Discount % | Total | Unit Price/Discount % | Total | Unit Price/Discount % | Total
3.15.45 | 2Q3.37 | (*) Water Circulation Pump Package, one duty, 44.5 gpm @ 10 M head each auto-alternate or parallel operation including control panel, base, frame, headers, valves, pressure switches & gauges, dry running protection and complete as shown on the drawing in accordance with the Specification |  | Set | 1 |  | 40368 | 40368 | 0 | 0 | 8350.45 | 8350.45 | 17160 | 17160 | 10000 | 10000 | 0 | 0 | 13000 | 13000
3.15.46 | 2Q3.38 | (*) Multimedia filter, Flow= 135 gpm |  | Set | 1 |  | 7540 | 7540 | 0 | 0 | 55666.85 | 55666.85 | 0 | 0 | 5000 | 5000 | 0 | 0 | 80000 | 80000
| Note | Note Details
3.15.47 | - | Sump pit
| Item Code | Description | Item Remarks | Unit of Measurement | Quantity/Base Price |  | Unit Price/Discount % | Total | Unit Price/Discount % | Total | Unit Price/Discount % | Total | Unit Price/Discount % | Total | Unit Price/Discount % | Total | Unit Price/Discount % | Total | Unit Price/Discount % | Total | Unit Price/Discount % | Total
3.15.48 | 2Q3.39 | (*) Supplying & installing Sump pit include all its accessories (600x600x600mm) |  | nr | 3 |  | 10527 | 31581 | 0 | 0 | 2595.18 | 7785.54 | 1082 | 3246 | 10000 | 30000 | 0 | 0 | 7000 | 21000
| Note | Note Details
3.15.49 | - | Submersible pump
| Item Code | Description | Item Remarks | Unit of Measurement | Quantity/Base Price |  | Unit Price/Discount % | Total | Unit Price/Discount % | Total | Unit Price/Discount % | Total | Unit Price/Discount % | Total | Unit Price/Discount % | Total | Unit Price/Discount % | Total | Unit Price/Discount % | Total | Unit Price/Discount % | Total
3.15.50 | 2Q3.40 | (*) duplex submersible pump Package, 2 nos., one duty & one standby, 16 gpm @ 10 M head each auto-alternate or parallel operation including control panel, base, frame, headers, valves, pressure switches & gauges, dry running protection and complete as shown on the drawing in accordance with the Specification. |  | nr | 3 |  | 45878 | 137634 | 0 | 0 | 13923.82 | 41771.46 | 15281 | 45843 | 35000 | 105000 | 0 | 0 | 18000 | 54000
| Note | Note Details
3.15.51 | - | Electric Water Heater
| Item Code | Description | Item Remarks | Unit of Measurement | Quantity/Base Price |  | Unit Price/Discount % | Total | Unit Price/Discount % | Total | Unit Price/Discount % | Total | Unit Price/Discount % | Total | Unit Price/Discount % | Total | Unit Price/Discount % | Total | Unit Price/Discount % | Total | Unit Price/Discount % | Total
3.15.52 | 2Q3.41 | (*) Electric Water Heater as specified in the specifications for one electrical water heater with capacity 8 gallon (1.5KW) with storage tank including valves and all accessories. the system including fixation accessories, supports, wiring sand controls, thermostat, drain & isolation valves complete as required for the system. Accordance with the Specification. |  | nr | 3 |  | 632 | 1896 | 0 | 0 | 564.94 | 1694.82 | 829 | 2487 | 150000 | 450000 | 0 | 0 | 1600 | 4800
| Note | Note Details
3.15.53 | - | POOL PUMPS
| Item Code | Description | Item Remarks | Unit of Measurement | Quantity/Base Price |  | Unit Price/Discount % | Total | Unit Price/Discount % | Total | Unit Price/Discount % | Total | Unit Price/Discount % | Total | Unit Price/Discount % | Total | Unit Price/Discount % | Total | Unit Price/Discount % | Total | Unit Price/Discount % | Total
3.15.54 | 2Q3.42 | (*) Sand filter SF-1, 50" diameter complete. |  | nr | 2 |  | 35090 | 70180 | 0 | 0 | 864587.1 | 1729174.2 | 0 | 0 | 7500 | 15000 | 0 | 0 | 5000 | 10000
3.15.55 | 2Q3.43 | (*) Vacuum fitting, 1 1/2" diameter (VF-1). |  | nr | 6 |  | 1053 | 6318 | 0 | 0 | 876.83 | 5260.98 | 0 | 0 | 2500 | 15000 | 0 | 0 | 7000 | 42000
3.15.56 | 2Q3.44 | (*) Inlet fitting, 1 1/2" mm diameter (IF-1). |  | nr | 16 |  | 1053 | 16848 | 0 | 0 | 1699.84 | 27197.44 | 0 | 0 | 2500 | 40000 | 0 | 0 | 2500 | 40000
3.15.57 | 2Q3.45 | (*) Main drain, 110 mm diameter, (MD-1), 10" x 10" frame and grating. |  | nr | 4 |  | 772 | 3088 | 0 | 0 | 3167.68 | 12670.72 | 0 | 0 | 2500 | 10000 | 0 | 0 | 1500 | 6000
3.15.58 | 2Q3.46 | (*) 110 mm diameter floor cleanout, (CO). |  | nr | 7 |  | 491 | 3437 | 0 | 0 | 499.67 | 3497.69 | 0 | 0 | 2500 | 17500 | 0 | 0 | 850 | 5950
3.15.59 | 2Q3.47 | (*) 2" diameter gutter drain, (GD-1) |  | nr | 67 |  | 1053 | 70551 | 0 | 0 | 1424.39 | 95434.13 | 0 | 0 | 750 | 50250 | 0 | 0 | 700 | 46900
| Note | Note Details
3.15.60 | - | Heat pumps:
| Item Code | Description | Item Remarks | Unit of Measurement | Quantity/Base Price |  | Unit Price/Discount % | Total | Unit Price/Discount % | Total | Unit Price/Discount % | Total | Unit Price/Discount % | Total | Unit Price/Discount % | Total | Unit Price/Discount % | Total | Unit Price/Discount % | Total | Unit Price/Discount % | Total
3.15.61 | 2Q3.48 | (*) water flow 34 m3/h, input power = 15 KW out put power = 60 KW dimensions 1*1.7*1.7 (L*W*H) |  | nr | 3 |  | 49126 | 147378 | 0 | 0 | 118260.98 | 354782.94 | 0 | 0 | 12500 | 37500 | 0 | 0 | 37000 | 111000
3.15.62 | 2Q3.49 | (*) Hypochlorinator, complete, type HC-1, with feeder pump set capacity 20 lit/hr (1+1), with tank capacity 500lit & mixer 1/3 hp and controls. |  | nr | 1 |  | 49126 | 49126 | 500000 | 500000 | 115730.38 | 115730.38 | 0 | 0 | 7500 | 7500 | 0 | 0 | 100000 | 100000
| Note | Note Details
3.15.63 | - | Sanitary Fixtures
| Item Code | Description | Item Remarks | Unit of Measurement | Quantity/Base Price |  | Unit Price/Discount % | Total | Unit Price/Discount % | Total | Unit Price/Discount % | Total | Unit Price/Discount % | Total | Unit Price/Discount % | Total | Unit Price/Discount % | Total | Unit Price/Discount % | Total | Unit Price/Discount % | Total
3.15.64 | 2Q3.50 | (*) Wash Basin vanity type including all fittings, connection pipe complete with accessories as shown in the drawings in accordance with the specification approved by the Engineer. |  | nr | 240 |  | 1614 | 387360 | 0 | 0 | 1765.15 | 423636 | 0 | 0 | 450 | 108000 | 0 | 0 | 3000 | 720000
3.15.65 | 2Q3.51 | (*) Shower tray type including all fittings, connection pipe complete with accessories as shown in the drawings in accordance with the specification approved by the Engineer. |  | nr | 18 |  | 1825 | 32850 | 0 | 0 | 1931.6 | 34768.8 | 0 | 0 | 450 | 8100 | 0 | 0 | 1800 | 32400
3.15.66 | 2Q3.52 | (*) Janitor sink including all fittings, connection pipe complete with accessories as shown in the drawings in accordance with the specification approved by the Engineer. |  | nr | 18 |  | 1614 | 29052 | 0 | 0 | 4644.43 | 83599.74 | 0 | 0 | 750 | 13500 | 0 | 0 | 3225 | 58050
3.15.67 | 2Q3.53 | (*) Water closet handicapped including all fittings, connection pipe complete with accessories as shown in the drawings in accordance with the specification approved by the Engineer. |  | nr | 25 |  | 3586 | 89650 | 0 | 0 | 3248.61 | 81215.25 | 0 | 0 | 800 | 20000 | 0 | 0 | 6200 | 155000
3.15.68 | 2Q3.54 | (*) Water Closet - ( Western Style ) including all fittings, connection pipe complete with accessories as shown in the drawings in accordance with the specification approved by the Engineer. |  | nr | 159 |  | 2902 | 461418 | 0 | 0 | 1628.92 | 258998.28 | 0 | 0 | 350 | 55650 | 0 | 0 | 6200 | 985800
3.15.69 | 2Q3.55 | (*) Wash basin pedestal type including all fittings, connection pipe complete with accessories as shown in the drawings in accordance with the specification approved by the Engineer. |  | nr | 30 |  | 1711 | 51330 | 0 | 0 | 2548.75 | 76462.5 | 0 | 0 | 450 | 13500 | 0 | 0 | 5364 | 160920
3.15.70 | 2Q3.56 | (*) Stainless steel kitchen sink with chrome plated hot & cold mixing unit, 40mm waste bottle trap complete as shown on the drawings in accordance with the specifications approved by the consultant engineer. Single Bowl specification. |  | nr | 5 |  | 1684 | 8420 | 0 | 0 | 1640.53 | 8202.65 | 0 | 0 | 2000 | 10000 | 0 | 0 | 1800 | 9000
3.15.71 | 2Q3.57 | (*) Allow for protecting the work in this section |  | Item | 1 |  | 0 | 0 | 0 | 0 | 0 | 0 | 0 | 0 | 1000 | 1000 | 0 | 0 | 5000 | 5000
3.15.72 | 2Q3.58 | (*) Sundries; Allow for liaison, co-ordination and attendance on Public Authorities work to meet the requirement of the specification |  | Item | 1 |  | 29000 | 29000 | 0 | 0 | 14290.7 | 14290.7 | 0 | 0 | 1000 | 1000 | 0 | 0 | 8000 | 8000
3.15.73 | 2Q3.59 | (*) Ditto; Allow for supports, including fixings, anchors, insulating block, anti vibration devices and noise suppression measures |  | Item | 1 |  | 0 | 0 | 0 | 0 | 14290.7 | 14290.7 | 0 | 0 | 1000 | 1000 | 0 | 0 | 5000 | 5000
3.15.74 | 2Q3.60 | (*) Ditto; Allow for identification labels including plates, discs, labels, charts and colour coding |  | Item | 1 |  | 0 | 0 | 0 | 0 | 14290.7 | 14290.7 | 0 | 0 | 1000 | 1000 | 0 | 0 | 5000 | 5000
3.15.75 | 2Q3.61 | (*) Ditto; Allow for Builder's work |  | Item | 1 |  | 0 | 0 | 0 | 0 | 9527.13 | 9527.13 | 130693 | 130693 | 1000 | 1000 | 0 | 0 | 21000 | 21000
3.15.76 | 2Q3.62 | (*) Ditto; Allow for testing and commissioning and operating the completed installation including fuel and consumables |  | Item | 1 |  | 0 | 0 | 0 | 0 | 71453.48 | 71453.48 | 61004 | 61004 | 1000 | 1000 | 0 | 0 | 6000 | 6000
3.15.77 | 2Q3.63 | (*) Ditto; Allow for tools and spares for all the equipment supplied |  | Item | 1 |  | 0 | 0 | 0 | 0 | 23817.83 | 23817.83 | 0 | 0 | 1000 | 1000 | 0 | 0 | 1000 | 1000
3.15.78 | 2Q3.64 | (*) Ditto; Allow for providing maintenance kit, loose keys and consumables stores |  | Item | 1 |  | 0 | 0 | 0 | 0 | 19054.26 | 19054.26 | 0 | 0 | 1000 | 1000 | 0 | 0 | 1000 | 1000
3.15.79 | 2Q3.65 | (*) Ditto; Allow for documents including shop drawings, As built drawings, operating instructions and maintenance manuals etc., as specified |  | Item | 1 |  | 0 | 0 | 0 | 0 | 30963.17 | 30963.17 | 89760 | 89760 | 1000 | 1000 | 0 | 0 | 7000 | 7000
3.15.80 | 2Q3.66 | (*) Ditto; Allow for incidental work |  | Item | 1 |  | 0 | 0 | 0 | 0 | 14290.7 | 14290.7 | 0 | 0 | 1000 | 1000 | 0 | 0 | 5000 | 5000
3.15.81 | 2Q3.67 | (*) Ditto; Allow for protective painting and decorative painting |  | Item | 1 |  | 0 | 0 | 0 | 0 | 14290.7 | 14290.7 | 0 | 0 | 1000 | 1000 | 0 | 0 | 2000 | 2000
| Note | Note Details
3.15.82 | - | Contractor's Adjustment
| Item Code | Description | Item Remarks | Unit of Measurement | Quantity/Base Price |  | Unit Price/Discount % | Total | Unit Price/Discount % | Total | Unit Price/Discount % | Total | Unit Price/Discount % | Total | Unit Price/Discount % | Total | Unit Price/Discount % | Total | Unit Price/Discount % | Total | Unit Price/Discount % | Total
3.15.83 | 2Q3.68 | (*) Contractor may price here any items which has been shown in the drawings or any other documents but overlooked or not specifically mentioned inthe schedule of items and is necessary for the satisfactory completion of the Works. Should the Contractor fail to insert any item here, it will be deemed that Lump Sum Contract Price includes all such items and no claims for additional items will be entertained. |  | Item | 1 |  | 0 | 0 | 0 | 0 | 0 | 0 | 220962 | 220962 | 0 | 0 | 783239.5 | 783239.5 | 0 | 0
| Note | Note Details
3.15.84 | - | Please attach one PDF file to be named "Additional Items for (insert bill no/name & Section No/name)" for the details of these additional items in the additional attachment area at the end of the BOQ.
3.16 SECTION Q4 - AIR CONDITIONING AND VENTILATION SYSTEM | [7 empty] | 17738445 |  | 14950000 |  | 20124324.75 |  | 23084693 |  | 8177750 |  | 17248697.47 |  | 23913248
| Note | Note Details
3.16.1 | - | HVAC Works
3.16.2 | - | Supply, installation, third part contract for testing and commissioning, handing over and guarantee the following works
3.16.3 | - | Air-Cooled Chillers with semi-hermetic direct driven screw type compressors with 3600 rpm and R134 refrigerant, chilled water pumps , aluminum fins, electronic expansion valve, micro-processor control, valves and all required accessories and anti-vibration mounting as shown on the drawings and schedules in accordance with the specifications.
| Item Code | Description | Item Remarks | Unit of Measurement | Quantity/Base Price |  | Unit Price/Discount % | Total | Unit Price/Discount % | Total | Unit Price/Discount % | Total | Unit Price/Discount % | Total | Unit Price/Discount % | Total | Unit Price/Discount % | Total | Unit Price/Discount % | Total | Unit Price/Discount % | Total
3.16.4 | 2Q4.01 | (*) CH-01 (385/1352 TR/KW) (3 duty , 1 stand by) |  | nr | 4 |  | 528380 | 2113520 | 0 | 0 | 1182765.11 | 4731060.44 | 632034 | 2528136 | 650000 | 2600000 | 0 | 0 | 930000 | 3720000
| Note | Note Details
3.16.5 | - | Supply, installation chilled water pumps unit including valves, flowmeter, pressure gauge, flex. Connections, reducers, accessories, mounting and fixing to pads (measured separately) as per required typical details and specifications
| Item Code | Description | Item Remarks | Unit of Measurement | Quantity/Base Price |  | Unit Price/Discount % | Total | Unit Price/Discount % | Total | Unit Price/Discount % | Total | Unit Price/Discount % | Total | Unit Price/Discount % | Total | Unit Price/Discount % | Total | Unit Price/Discount % | Total | Unit Price/Discount % | Total
3.16.6 | 2Q4.02 | (*) primary chilled water pump Each pump 46.0 lps at 20 m head, 1450 RPM (3 duty , 1 stand by) |  | Item | 1 |  | 176900 | 176900 | 14950000 | 14950000 | 183617.42 | 183617.42 | 141226 | 141226 | 75000 | 75000 | 17248697.47 | 17248697.47 | 225000 | 225000
3.16.7 | 2Q4.03 | (*) secondary chilled water pump Each pump 69.0 lps at 40 m head max RPM 1450, variable speed. (2 duty , 1 stand by) |  | Item | 1 |  | 165300 | 165300 | 0 | 0 | 191498.55 | 191498.55 | 191410 | 191410 | 65000 | 65000 | 0 | 0 | 200000 | 200000
| Note | Note Details
3.16.8 | - | Air Handling Units
3.16.9 | - | Double skin air handling units with coated fins, aluminum filter, with all required accessories, galvanized supports and hangers, anti vibration isolator, control and wiring, thermostat control, condensate pvc drain pipe as shown on the drawings and schedules in accordance with the specifications,
| Item Code | Description | Item Remarks | Unit of Measurement | Quantity/Base Price |  | Unit Price/Discount % | Total | Unit Price/Discount % | Total | Unit Price/Discount % | Total | Unit Price/Discount % | Total | Unit Price/Discount % | Total | Unit Price/Discount % | Total | Unit Price/Discount % | Total | Unit Price/Discount % | Total
3.16.10 | 2Q4.04 | (*) AHU-GF-01 (97.5 KW - 6047 L/s) |  | nr | 1 |  | 149698 | 149698 | 0 | 0 | 87336.75 | 87336.75 | 2188072 | 2188072 | 55000 | 55000 | 0 | 0 | 55000 | 55000
3.16.11 | 2Q4.05 | (*) AHU-GF-02 (99.7 KW - 6206 L/s) |  | nr | 1 |  | 148538 | 148538 | 0 | 0 | 95500.45 | 95500.45 | 0 | 0 | 55000 | 55000 | 0 | 0 | 55000 | 55000
3.16.12 | 2Q4.06 | (*) AHU-GF-03 (87.2 KW - 5445 L/s) |  | nr | 1 |  | 131602 | 131602 | 0 | 0 | 79021.48 | 79021.48 | 0 | 0 | 55000 | 55000 | 0 | 0 | 48000 | 48000
3.16.13 | 2Q4.07 | (*) AHU-GF-04 (98.2 KW - 6106 L/s) |  | nr | 1 |  | 147494 | 147494 | 0 | 0 | 95500.45 | 95500.45 | 0 | 0 | 55000 | 55000 | 0 | 0 | 55000 | 55000
3.16.14 | 2Q4.08 | (*) AHU-GF-05 (103.9 KW - 6461 L/s) |  | nr | 1 |  | 155962 | 155962 | 0 | 0 | 101900.77 | 101900.77 | 0 | 0 | 55000 | 55000 | 0 | 0 | 57000 | 57000
3.16.15 | 2Q4.09 | (*) AHU-GF-06 (98.9 KW - 6156 L/s) |  | nr | 1 |  | 148654 | 148654 | 0 | 0 | 95661.45 | 95661.45 | 0 | 0 | 55000 | 55000 | 0 | 0 | 55000 | 55000
3.16.16 | 2Q4.10 | (*) AHU-GF-07 (153.5 KW - 7870 L/s) |  | nr | 1 |  | 191458 | 191458 | 0 | 0 | 114214.66 | 114214.66 | 0 | 0 | 55000 | 55000 | 0 | 0 | 87000 | 87000
3.16.17 | 2Q4.11 | (*) AHU-GF-08 (132.9 KW - 3766 L/s) |  | nr | 1 |  | 71398 | 71398 | 0 | 0 | 53964.11 | 53964.11 | 0 | 0 | 55000 | 55000 | 0 | 0 | 72500 | 72500
3.16.18 | 2Q4.12 | (*) AHU-GF-09 (187.4 KW - 10150 L/s) |  | nr | 1 |  | 241802 | 241802 | 0 | 0 | 151091.43 | 151091.43 | 0 | 0 | 55000 | 55000 | 0 | 0 | 101123 | 101123
3.16.19 | 2Q4.13 | (*) AHU-FF-01 (127.2 KW - 8317 L/s) |  | nr | 1 |  | 195402 | 195402 | 0 | 0 | 122940.14 | 122940.14 | 0 | 0 | 55000 | 55000 | 0 | 0 | 69000 | 69000
3.16.20 | 2Q4.14 | (*) AHU-FF-02 (129.9 KW - 8479 L/s) |  | nr | 1 |  | 200158 | 200158 | 0 | 0 | 123581.31 | 123581.31 | 0 | 0 | 55000 | 55000 | 0 | 0 | 69000 | 69000
3.16.21 | 2Q4.15 | (*) AHU-FF-03 (117 KW - 7616 L/s) |  | nr | 1 |  | 173362 | 173362 | 0 | 0 | 111814.78 | 111814.78 | 0 | 0 | 55000 | 55000 | 0 | 0 | 58500 | 58500
3.16.22 | 2Q4.16 | (*) AHU-FF-04 (123 KW - 7992 L/s) |  | nr | 1 |  | 190994 | 190994 | 0 | 0 | 113822.14 | 113822.14 | 0 | 0 | 55000 | 55000 | 0 | 0 | 64700 | 64700
3.16.23 | 2Q4.17 | (*) AHU-FF-05 (123.5 KW - 8174 L/s) |  | nr | 1 |  | 198534 | 198534 | 0 | 0 | 123365.05 | 123365.05 | 0 | 0 | 55000 | 55000 | 0 | 0 | 64700 | 64700
3.16.24 | 2Q4.18 | (*) AHU-FF-06 (125.1 KW - 8175 L/s) |  | nr | 1 |  | 193546 | 193546 | 0 | 0 | 114492.85 | 114492.85 | 0 | 0 | 55000 | 55000 | 0 | 0 | 67000 | 67000
3.16.25 | 2Q4.19 | (*) AHU-SF-01 (106 KW - 6684 L/s) |  | nr | 1 |  | 164894 | 164894 | 0 | 0 | 103196.54 | 103196.54 | 0 | 0 | 55000 | 55000 | 0 | 0 | 59000 | 59000
3.16.26 | 2Q4.20 | (*) AHU-SF-02 (139.2 KW - 8457 L/s) |  | nr | 1 |  | 205030 | 205030 | 0 | 0 | 130877.19 | 130877.19 | 0 | 0 | 55000 | 55000 | 0 | 0 | 75900 | 75900
3.16.27 | 2Q4.21 | (*) AHU-SF-03 (103 KW - 6497 L/s) |  | nr | 1 |  | 159674 | 159674 | 0 | 0 | 102379.03 | 102379.03 | 0 | 0 | 55000 | 55000 | 0 | 0 | 57000 | 57000
3.16.28 | 2Q4.22 | (*) AHU-SF-04 (116.9 KW - 6806 L/s) |  | nr | 1 |  | 166585 | 166585 | 0 | 0 | 103317.46 | 103317.46 | 0 | 0 | 55000 | 55000 | 0 | 0 | 64700 | 64700
3.16.29 | 2Q4.23 | (*) AHU-SF-05 (145.5 KW - 9258 L/s) |  | nr | 1 |  | 224982 | 224982 | 0 | 0 | 139786.54 | 139786.54 | 0 | 0 | 55000 | 55000 | 0 | 0 | 79213 | 79213
3.16.30 | 2Q4.24 | (*) AHU-SF-06 (106.9 KW - 6758 L/s) |  | nr | 1 |  | 163502 | 163502 | 0 | 0 | 103016.47 | 103016.47 | 0 | 0 | 55000 | 55000 | 0 | 0 | 57900 | 57900
3.16.31 | 2Q4.25 | (*) AHU-GF/FF/SG-01 (175.8 KW - 11408 L/s) |  | nr | 1 |  | 277066 | 277066 | 0 | 0 | 193167.62 | 193167.62 | 0 | 0 | 55000 | 55000 | 0 | 0 | 96100 | 96100
3.16.32 | 2Q4.26 | (*) AHU-SF/FF-01 (109.9 KW - 7141 L/s) |  | nr | 1 |  | 170810 | 170810 | 0 | 0 | 108617.5 | 108617.5 | 0 | 0 | 55000 | 55000 | 0 | 0 | 39000 | 39000
3.16.33 | 2Q4.27 | (*) AHU-GF/FF-01 (83.0 KW - 5760 L/s) |  | nr | 1 |  | 145870 | 145870 | 0 | 0 | 95287.99 | 95287.99 | 0 | 0 | 55000 | 55000 | 0 | 0 | 47190 | 47190
| Note | Note Details
3.16.34 | - | FRESH AIR HANDLING UNIT
| Item Code | Description | Item Remarks | Unit of Measurement | Quantity/Base Price |  | Unit Price/Discount % | Total | Unit Price/Discount % | Total | Unit Price/Discount % | Total | Unit Price/Discount % | Total | Unit Price/Discount % | Total | Unit Price/Discount % | Total | Unit Price/Discount % | Total | Unit Price/Discount % | Total
3.16.35 | 2Q4.28 | (*) FAHU-01 (194.3 KW – 6157 L/s) |  | nr | 1 |  | 114434 | 114434 | 0 | 0 | 167874.24 | 167874.24 | 1275657 | 1275657 | 35000 | 35000 | 0 | 0 | 145000 | 145000
3.16.36 | 2Q4.29 | (*) FAHU-02 (148.7 KW – 4961 L/s) |  | nr | 1 |  | 123134 | 123134 | 0 | 0 | 147036.5 | 147036.5 | 0 | 0 | 35000 | 35000 | 0 | 0 | 137500 | 137500
3.16.37 | 2Q4.30 | (*) FAHU-03 (1219.2 KW – 4284 L/s) |  | nr | 1 |  | 106430 | 106430 | 0 | 0 | 124724.92 | 124724.92 | 0 | 0 | 35000 | 35000 | 0 | 0 | 115500 | 115500
3.16.38 | 2Q4.31 | (*) FAHU-04 (124.6 KW – 4249 L/s) |  | nr | 1 |  | 105850 | 105850 | 0 | 0 | 124642.98 | 124642.98 | 0 | 0 | 35000 | 35000 | 0 | 0 | 121055 | 121055
3.16.39 | 2Q4.32 | (*) FAHU-05 (149.6 KW – 4955 L/s) |  | nr | 1 |  | 123830 | 123830 | 0 | 0 | 147229.03 | 147229.03 | 0 | 0 | 35000 | 35000 | 0 | 0 | 137500 | 137500
3.16.40 | 2Q4.33 | (*) FAHU-06 (137.0 KW – 4533 L/s) |  | nr | 1 |  | 112578 | 112578 | 0 | 0 | 126112.07 | 126112.07 | 0 | 0 | 35000 | 35000 | 0 | 0 | 118800 | 118800
3.16.41 | 2Q4.34 | (*) FAHU-07 (94.7 KW – 3235 L/s) |  | nr | 1 |  | 80910 | 80910 | 0 | 0 | 107718.04 | 107718.04 | 0 | 0 | 35000 | 35000 | 0 | 0 | 86900 | 86900
3.16.42 | 2Q4.35 | (*) FAHU-08 (49.1 KW – 2076 L/s) |  | nr | 1 |  | 39498 | 39498 | 0 | 0 | 68982.63 | 68982.63 | 0 | 0 | 35000 | 35000 | 0 | 0 | 58300 | 58300
| Note | Note Details
3.16.43 | - | INDOOR POOL DEHUMIDIFICATION UNIT
3.16.44 | - | Supply and install packaged dehumidification unit of rotary of chemical absorption to remove moisture from the air complete all in accordance with the drawing and Specification
| Item Code | Description | Item Remarks | Unit of Measurement | Quantity/Base Price |  | Unit Price/Discount % | Total | Unit Price/Discount % | Total | Unit Price/Discount % | Total | Unit Price/Discount % | Total | Unit Price/Discount % | Total | Unit Price/Discount % | Total | Unit Price/Discount % | Total | Unit Price/Discount % | Total
3.16.45 | 2Q4.36 | (*) (DHU-FF-01), floor mounted ducted type, Air Flow rate 3794 l/sec. |  | nr | 1 |  | 99792 | 99792 | 0 | 0 | 168634.43 | 168634.43 | 196550 | 196550 | 15000 | 15000 | 0 | 0 | 445000 | 445000
| Note | Note Details
3.16.46 | - | Chilled Water Fan Coil Units
3.16.47 | - | Fan Coil Units complete with aluminum fins and filters, galvanized supports and hangers, condensate drain pvc pipe, anti-vibration isolators, control and wiring, thermostat control as shown on the drawings and schedules in accordance with the specifications.
3.16.48 | - | Concealed Type
| Item Code | Description | Item Remarks | Unit of Measurement | Quantity/Base Price |  | Unit Price/Discount % | Total | Unit Price/Discount % | Total | Unit Price/Discount % | Total | Unit Price/Discount % | Total | Unit Price/Discount % | Total | Unit Price/Discount % | Total | Unit Price/Discount % | Total | Unit Price/Discount % | Total
3.16.49 | 2Q4.37 | (*) FCU-GF-01 (1.6 Kw , 148 L/s) |  | nr | 1 |  | 1263 | 1263 | 0 | 0 | 2013.14 | 2013.14 | 241197 | 241197 | 2500 | 2500 | 0 | 0 | 2420 | 2420
3.16.50 | 2Q4.38 | (*) FCU-GF-02 (0.5 Kw , 40 L/s) |  | nr | 1 |  | 983 | 983 | 0 | 0 | 2013.14 | 2013.14 | 0 | 0 | 2500 | 2500 | 0 | 0 | 1980 | 1980
3.16.51 | 2Q4.39 | (*) FCU-GF-03 (9.1 Kw , 621 L/s) |  | nr | 1 |  | 5614 | 5614 | 0 | 0 | 5994.54 | 5994.54 | 0 | 0 | 2500 | 2500 | 0 | 0 | 19140 | 19140
3.16.52 | 2Q4.40 | (*) FCU-GF-04 (0.8 Kw , 88 L/s) |  | nr | 1 |  | 1684 | 1684 | 0 | 0 | 2013.14 | 2013.14 | 0 | 0 | 2500 | 2500 | 0 | 0 | 1980 | 1980
3.16.53 | 2Q4.41 | (*) FCU-GF-05 (3.8 Kw , 304 L/s) |  | nr | 1 |  | 2176 | 2176 | 0 | 0 | 2730.54 | 2730.54 | 0 | 0 | 2500 | 2500 | 0 | 0 | 4730 | 4730
3.16.54 | 2Q4.42 | (*) FCU-GF-06 (3.5 Kw , 283 L/s) |  | nr | 1 |  | 2316 | 2316 | 0 | 0 | 2730.54 | 2730.54 | 0 | 0 | 2500 | 2500 | 0 | 0 | 4350 | 4350
3.16.55 | 2Q4.43 | (*) FCU-GF-07 (2.8 Kw , 209 L/s) |  | nr | 1 |  | 1586 | 1586 | 0 | 0 | 2215.12 | 2215.12 | 0 | 0 | 2500 | 2500 | 0 | 0 | 3630 | 3630
3.16.56 | 2Q4.44 | (*) FCU-GF-08 (2.0 Kw , 142 L/s) |  | nr | 1 |  | 1404 | 1404 | 0 | 0 | 2013.14 | 2013.14 | 0 | 0 | 2500 | 2500 | 0 | 0 | 3200 | 3200
3.16.57 | 2Q4.45 | (*) FCU-GF-09 (2.2 Kw , 157 L/s) |  | nr | 1 |  | 1474 | 1474 | 0 | 0 | 2013.14 | 2013.14 | 0 | 0 | 2500 | 2500 | 0 | 0 | 2400 | 2400
3.16.58 | 2Q4.46 | (*) FCU-GF-10 (1.1 Kw , 82 L/s) |  | nr | 1 |  | 1291 | 1291 | 0 | 0 | 2013.14 | 2013.14 | 0 | 0 | 2500 | 2500 | 0 | 0 | 4510 | 4510
3.16.59 | 2Q4.47 | (*) FCU-GF-11 (0.8 Kw , 59 L/s) |  | nr | 1 |  | 1025 | 1025 | 0 | 0 | 2013.14 | 2013.14 | 0 | 0 | 2500 | 2500 | 0 | 0 | 1980 | 1980
3.16.60 | 2Q4.48 | (*) FCU-GF-12 (3.3 Kw , 259 L/s) |  | nr | 1 |  | 1881 | 1881 | 0 | 0 | 2730.54 | 2730.54 | 0 | 0 | 2500 | 2500 | 0 | 0 | 4730 | 4730
3.16.61 | 2Q4.49 | (*) FCU-GF-13 (1.5 Kw , 121 L/s) |  | nr | 1 |  | 1404 | 1404 | 0 | 0 | 2013.14 | 2013.14 | 0 | 0 | 2500 | 2500 | 0 | 0 | 4510 | 4510
3.16.62 | 2Q4.50 | (*) FCU-GF-14 (2.7 Kw , 172 L/s) |  | nr | 1 |  | 2386 | 2386 | 0 | 0 | 2013.14 | 2013.14 | 0 | 0 | 2500 | 2500 | 0 | 0 | 3630 | 3630
3.16.63 | 2Q4.51 | (*) FCU-GF-15 (2.9 Kw , 218 L/s) |  | nr | 1 |  | 2414 | 2414 | 0 | 0 | 2730.54 | 2730.54 | 0 | 0 | 2500 | 2500 | 0 | 0 | 3630 | 3630
3.16.64 | 2Q4.52 | (*) FCU-GF-16 (3.1 Kw , 262 L/s) |  | nr | 1 |  | 2569 | 2569 | 0 | 0 | 2730.54 | 2730.54 | 0 | 0 | 2500 | 2500 | 0 | 0 | 4350 | 4350
3.16.65 | 2Q4.53 | (*) FCU-GF-17 (1.7 Kw , 112 L/s) |  | nr | 1 |  | 1600 | 1600 | 0 | 0 | 2013.14 | 2013.14 | 0 | 0 | 2500 | 2500 | 0 | 0 | 4510 | 4510
3.16.66 | 2Q4.54 | (*) FCU-GF-18 (6.9 Kw , 665 L/s) |  | nr | 1 |  | 3039 | 3039 | 0 | 0 | 4675.99 | 4675.99 | 0 | 0 | 2500 | 2500 | 0 | 0 | 8690 | 8690
3.16.67 | 2Q4.55 | (*) FCU-GF-19 (19.5 Kw , 1871 L/s) |  | nr | 1 |  | 7181 | 7181 | 0 | 0 | 14245.07 | 14245.07 | 0 | 0 | 2500 | 2500 | 0 | 0 | 28160 | 28160
3.16.68 | 2Q4.56 | (*) FCU-GF-20 (3.1 Kw , 179 L/s) |  | nr | 1 |  | 2372 | 2372 | 0 | 0 | 2730.54 | 2730.54 | 0 | 0 | 2500 | 2500 | 0 | 0 | 4350 | 4350
3.16.69 | 2Q4.57 | (*) FCU-GF-21 (4.2 Kw , 324 L/s) |  | nr | 1 |  | 2526 | 2526 | 0 | 0 | 2730.54 | 2730.54 | 0 | 0 | 2500 | 2500 | 0 | 0 | 6010 | 6010
3.16.70 | 2Q4.58 | (*) FCU-GF-22 (5.8 Kw , 421 L/s) |  | nr | 1 |  | 2428 | 2428 | 0 | 0 | 2215.12 | 2215.12 | 0 | 0 | 2500 | 2500 | 0 | 0 | 6776 | 6776
3.16.71 | 2Q4.59 | (*) FCU-GF-23 (1.2 Kw , 90 L/s) |  | nr | 1 |  | 1726 | 1726 | 0 | 0 | 2013.14 | 2013.14 | 0 | 0 | 2500 | 2500 | 0 | 0 | 4510 | 4510
3.16.72 | 2Q4.60 | (*) FCU-GF-24 (0.5 Kw , 42 L/s) |  | nr | 1 |  | 1067 | 1067 | 0 | 0 | 2013.14 | 2013.14 | 0 | 0 | 2500 | 2500 | 0 | 0 | 1980 | 1980
3.16.73 | 2Q4.61 | (*) FCU-GF-25 (1.4 Kw , 104 L/s) |  | nr | 1 |  | 1642 | 1642 | 0 | 0 | 2013.14 | 2013.14 | 0 | 0 | 2500 | 2500 | 0 | 0 | 4510 | 4510
3.16.74 | 2Q4.62 | (*) FCU-GF-26 (1.0 Kw , 78 L/s) |  | nr | 1 |  | 1207 | 1207 | 0 | 0 | 2013.14 | 2013.14 | 0 | 0 | 2500 | 2500 | 0 | 0 | 4510 | 4510
3.16.75 | 2Q4.63 | (*) FCU-GF-27 (8.1 Kw , 624 L/s) |  | nr | 1 |  | 3593 | 3593 | 0 | 0 | 6005.03 | 6005.03 | 0 | 0 | 2500 | 2500 | 0 | 0 | 10516 | 10516
3.16.76 | 2Q4.64 | (*) FCU-GF-28 (2.0 Kw , 182 L/s) |  | nr | 1 |  | 1853 | 1853 | 0 | 0 | 2013.14 | 2013.14 | 0 | 0 | 2500 | 2500 | 0 | 0 | 2500 | 2500
3.16.77 | 2Q4.65 | (*) FCU-GF-29 (7.0 Kw , 563 L/s) |  | nr | 1 |  | 3144 | 3144 | 0 | 0 | 5061.82 | 5061.82 | 0 | 0 | 2500 | 2500 | 0 | 0 | 9000 | 9000
3.16.78 | 2Q4.66 | (*) FCU-GF-30 (0.8 Kw , 190 L/s) |  | nr | 1 |  | 1460 | 1460 | 0 | 0 | 2730.54 | 2730.54 | 0 | 0 | 2500 | 2500 | 0 | 0 | 2000 | 2000
3.16.79 | 2Q4.67 | (*) FCU-GF-31 (6.3 Kw , 448 L/s) |  | nr | 2 |  | 1460 | 2920 | 0 | 0 | 4655.02 | 9310.04 | 0 | 0 | 2500 | 5000 | 0 | 0 | 8690 | 17380
3.16.80 | 2Q4.68 | (*) FCU-GF-32 (4.7 Kw , 341 L/s) |  | nr | 1 |  | 3074 | 3074 | 0 | 0 | 4655.02 | 4655.02 | 0 | 0 | 2500 | 2500 | 0 | 0 | 6010 | 6010
3.16.81 | 2Q4.69 | (*) FCU-GF-G-CH (4.2 Kw , 401 L/s) |  | nr | 1 |  | 1460 | 1460 | 0 | 0 | 4639.86 | 4639.86 | 0 | 0 | 2500 | 2500 | 0 | 0 | 6010 | 6010
3.16.82 | 2Q4.70 | (*) FCU-07 (1.4 Kw , 41 L/s) |  | nr | 1 |  | 1355 | 1355 | 0 | 0 | 2013.14 | 2013.14 | 0 | 0 | 2500 | 2500 | 0 | 0 | 4510 | 4510
3.16.83 | 2Q4.71 | (*) AC-01 (4.1Kw , 400 L/s) |  | nr | 23 |  | 3997 | 91931 | 0 | 0 | 4639.86 | 106716.78 | 0 | 0 | 2500 | 57500 | 0 | 0 | 7150 | 164450
3.16.84 | 2Q4.72 | (*) FCU-04 (3.9Kw , 250 L/s) |  | nr | 1 |  | 3551 | 3551 | 0 | 0 | 4020.6 | 4020.6 | 0 | 0 | 2500 | 2500 | 0 | 0 | 4950 | 4950
3.16.85 | 2Q4.73 | (*) FCU-18 DX (7.3 Kw , 665 L/s) |  | nr | 1 |  | 4631 | 4631 | 0 | 0 | 5168.66 | 5168.66 | 0 | 0 | 2500 | 2500 | 0 | 0 | 9000 | 9000
3.16.86 | 2Q4.74 | (*) FCU-19 DX (20.3 Kw , 1871 L/s) |  | nr | 1 |  | 8351 | 8351 | 0 | 0 | 14233.83 | 14233.83 | 0 | 0 | 2500 | 2500 | 0 | 0 | 30000 | 30000
3.16.87 | 2Q4.75 | (*) FCU-30 (20.3 Kw , 1863 L/s) |  | nr | 1 |  | 3536 | 3536 | 0 | 0 | 14233.83 | 14233.83 | 0 | 0 | 2500 | 2500 | 0 | 0 | 30000 | 30000
| Note | Note Details
3.16.88 | - | Automatic air vent
| Item Code | Description | Item Remarks | Unit of Measurement | Quantity/Base Price |  | Unit Price/Discount % | Total | Unit Price/Discount % | Total | Unit Price/Discount % | Total | Unit Price/Discount % | Total | Unit Price/Discount % | Total | Unit Price/Discount % | Total | Unit Price/Discount % | Total | Unit Price/Discount % | Total
3.16.89 | 2Q4.76 | (*) Ref. AAV-01 |  | nr | 1 |  | 35090 | 35090 | 0 | 0 | 677.48 | 677.48 | 3616 | 3616 | 5000 | 5000 | 0 | 0 | 8500 | 8500
| Note | Note Details
3.16.90 | - | HVAC WATER TREATMENT
| Item Code | Description | Item Remarks | Unit of Measurement | Quantity/Base Price |  | Unit Price/Discount % | Total | Unit Price/Discount % | Total | Unit Price/Discount % | Total | Unit Price/Discount % | Total | Unit Price/Discount % | Total | Unit Price/Discount % | Total | Unit Price/Discount % | Total | Unit Price/Discount % | Total
3.16.91 | 2Q4.77 | (*) Chemical shot feeder; CHSF-01, 25L size Pressurization unit |  | nr | 1 |  | 49126 | 49126 | 0 | 0 | 13066.38 | 13066.38 | 21053 | 21053 | 15000 | 15000 | 0 | 0 | 13500 | 13500
| Note | Note Details
3.16.92 | - | EXPANSION TANK
3.16.93 | - | Supply and instalL commissioned expansion tank. including all related valves. draimcocks. air vents. pressllre gauges, and accessories. fixing in position complete all in accordance with the Drawings and specification
| Item Code | Description | Item Remarks | Unit of Measurement | Quantity/Base Price |  | Unit Price/Discount % | Total | Unit Price/Discount % | Total | Unit Price/Discount % | Total | Unit Price/Discount % | Total | Unit Price/Discount % | Total | Unit Price/Discount % | Total | Unit Price/Discount % | Total | Unit Price/Discount % | Total
3.16.94 | 2Q4.78 | (*) ET-01, Including pressurizati.on tank (1000 Itr) and pumps l duty+l standby |  | nr | 1 |  | 84216 | 84216 | 0 | 0 | 65500.86 | 65500.86 | 26125 | 26125 | 5000 | 5000 | 0 | 0 | 8800 | 8800
3.16.95 | 2Q4.79 | (*) Air separator, (AS.01) fiow rate 157 LIS |  | nr | 1 |  | 63162 | 63162 | 0 | 0 | 275054.16 | 275054.16 | 52525 | 52525 | 15000 | 15000 | 0 | 0 | 22000 | 22000
| Note | Note Details
3.16.96 | - | Duct Work
3.16.97 | - | Furnish and install including all accessories and sundries, testing & commissioning complete. Galvanized steel ducting, flanged joint construction and according to SMACNA standards specification including galvanized hangers, supports and anti-vibration mountings.
| Item Code | Description | Item Remarks | Unit of Measurement | Quantity/Base Price |  | Unit Price/Discount % | Total | Unit Price/Discount % | Total | Unit Price/Discount % | Total | Unit Price/Discount % | Total | Unit Price/Discount % | Total | Unit Price/Discount % | Total | Unit Price/Discount % | Total | Unit Price/Discount % | Total
3.16.98 | 2Q4.80 | (*) For air conditioning |  | Kg | 85790 |  | 30 | 2573700 | 0 | 0 | 11.62 | 996879.8 | 68 | 5833720 | 15 | 1286850 | 0 | 0 | 120 | 10294800
3.16.99 | 2Q4.81 | (*) For exhaust air |  | Kg | 20000 |  | 30 | 600000 | 0 | 0 | 14.62 | 292400 | 66 | 1320000 | 13 | 260000 | 0 | 0 | 45 | 900000
| Note | Note Details
3.16.100 | - | AIR CURTAIN
3.16.101 | - | supply and install air curtain fixing in position complete all in accordance with the Drawings and SpeCification
| Item Code | Description | Item Remarks | Unit of Measurement | Quantity/Base Price |  | Unit Price/Discount % | Total | Unit Price/Discount % | Total | Unit Price/Discount % | Total | Unit Price/Discount % | Total | Unit Price/Discount % | Total | Unit Price/Discount % | Total | Unit Price/Discount % | Total | Unit Price/Discount % | Total
3.16.102 | 2Q4.82 | (*) 2.0 m x 0.325 m x 0.27 m |  | nr | 2 |  | 29476 | 58952 | 0 | 0 | 14091.06 | 28182.12 | 25344 | 50688 | 2500 | 5000 | 0 | 0 | 3140 | 6280
3.16.103 | 2Q4.83 | (*) 1.5 m x 0.325 m x 0.27 m |  | nr | 7 |  | 29476 | 206332 | 0 | 0 | 12789.19 | 89524.33 | 25344 | 177408 | 2000 | 14000 | 0 | 0 | 3300 | 23100
| Note | Note Details
3.16.104 | - | DUCT INSULATION
3.16.105 | - | Supply, install thermal duct insulation including accessories as per required typical detaiIs and specification
| Item Code | Description | Item Remarks | Unit of Measurement | Quantity/Base Price |  | Unit Price/Discount % | Total | Unit Price/Discount % | Total | Unit Price/Discount % | Total | Unit Price/Discount % | Total | Unit Price/Discount % | Total | Unit Price/Discount % | Total | Unit Price/Discount % | Total | Unit Price/Discount % | Total
3.16.106 | 2Q4.84 | (*) 25 mm thickness |  | m2 | 15760 |  | 85 | 1339600 | 0 | 0 | 138.37 | 2180711.2 | 66 | 1040160 | 20 | 315200 | 0 | 0 | 66 | 1040160
3.16.107 | 2Q4.85 | (*) 50 mm thickness |  | m2 | 4250 |  | 85 | 361250 | 0 | 0 | 157.37 | 668822.5 | 92 | 391000 | 30 | 127500 | 0 | 0 | 100 | 425000
| Note | Note Details
3.16.108 | - | AIR DUCT ACCESSORIES
3.16.109 | - | Supply, install variable air volume boxes, pressure independent type, including insulated flexible ducting and control transformer as per required typical details and specification
| Item Code | Description | Item Remarks | Unit of Measurement | Quantity/Base Price |  | Unit Price/Discount % | Total | Unit Price/Discount % | Total | Unit Price/Discount % | Total | Unit Price/Discount % | Total | Unit Price/Discount % | Total | Unit Price/Discount % | Total | Unit Price/Discount % | Total | Unit Price/Discount % | Total
3.16.110 | 2Q4.86 | (*) Box No 1, (100-200) L/S capacity Ref. VAV-01 |  | nr | 70 |  | 3369 | 235830 | 0 | 0 | 2847.81 | 199346.7 | 1130 | 79100 | 2500 | 175000 | 0 | 0 | 2145 | 150150
3.16.111 | 2Q4.87 | (*) Box No 2, (201-400) L/S capacity Ref. VAV-02 |  | nr | 43 |  | 3930 | 168990 | 0 | 0 | 3369.9 | 144905.7 | 1790 | 76970 | 2500 | 107500 | 0 | 0 | 2173 | 93439
3.16.112 | 2Q4.88 | (*) Box No 3, (401-600) L/S capacity Ref. VAV-03 |  | nr | 98 |  | 4492 | 440216 | 0 | 0 | 3712.91 | 363865.18 | 2384 | 233632 | 2500 | 245000 | 0 | 0 | 2365 | 231770
3.16.113 | 2Q4.89 | (*) Box No 4, (601-800) L/S capacity Ref. VAV-04 |  | nr | 40 |  | 5193 | 207720 | 0 | 0 | 4246.47 | 169858.8 | 2846 | 113840 | 2500 | 100000 | 0 | 0 | 2475 | 99000
3.16.114 | 2Q4.90 | (*) Box No 5, (801-1000) L/S capacity Ref. VAV-05 |  | nr | 12 |  | 5755 | 69060 | 0 | 0 | 4246.47 | 50957.64 | 3176 | 38112 | 2500 | 30000 | 0 | 0 | 2530 | 30360
3.16.115 | 2Q4.91 | (*) Box No 6, (1001-1200) L/S capacity Ref. VAV-06 |  | nr | 15 |  | 6316 | 94740 | 0 | 0 | 4246.47 | 63697.05 | 3374 | 50610 | 2500 | 37500 | 0 | 0 | 2640 | 39600
3.16.116 | 2Q4.92 | (*) Box No 7, (1201-1500) L/S capacity Ref. VAV-07 |  | nr | 7 |  | 7158 | 50106 | 0 | 0 | 3466.2 | 24263.4 | 3671 | 25697 | 3000 | 21000 | 0 | 0 | 2750 | 19250
3.16.117 | 2Q4.93 | (*) Box No 8, (1501-1800) L/S capacity Ref. VAV-08 |  | nr | 3 |  | 8141 | 24423 | 0 | 0 | 3573.85 | 10721.55 | 3770 | 11310 | 3000 | 9000 | 0 | 0 | 2915 | 8745
3.16.118 | 2Q4.94 | (*) Box No 9, (1801-2000) L/S capacity Ref. VAV-09 |  | nr | 1 |  | 8702 | 8702 | 0 | 0 | 3709.14 | 3709.14 | 3836 | 3836 | 3000 | 3000 | 0 | 0 | 3080 | 3080
| Note | Note Details
3.16.119 | - | Sound Attenuator
3.16.120 | - | Supply, install sound attenuator including accessories as per required typical details and specification
| Item Code | Description | Item Remarks | Unit of Measurement | Quantity/Base Price |  | Unit Price/Discount % | Total | Unit Price/Discount % | Total | Unit Price/Discount % | Total | Unit Price/Discount % | Total | Unit Price/Discount % | Total | Unit Price/Discount % | Total | Unit Price/Discount % | Total | Unit Price/Discount % | Total
3.16.121 | 2Q4.95 | (*) Ref. S/A-GF-01-S |  | nr | 1 |  | 5034 | 5034 | 0 | 0 | 5334.28 | 5334.28 | 4143 | 4143 | 1500 | 1500 | 0 | 0 | 3520 | 3520
3.16.122 | 2Q4.96 | (*) Ref. S/A-GF-01-R |  | nr | 1 |  | 4141 | 4141 | 0 | 0 | 5083.71 | 5083.71 | 4143 | 4143 | 1500 | 1500 | 0 | 0 | 3520 | 3520
3.16.123 | 2Q4.97 | (*) Ref. S/A-GF-02-S |  | nr | 1 |  | 4804 | 4804 | 0 | 0 | 5214.24 | 5214.24 | 4143 | 4143 | 1500 | 1500 | 0 | 0 | 3520 | 3520
3.16.124 | 2Q4.98 | (*) Ref. S/A-GF-02-S |  | nr | 1 |  | 4182 | 4182 | 0 | 0 | 5214.24 | 5214.24 | 4143 | 4143 | 1500 | 1500 | 0 | 0 | 3520 | 3520
3.16.125 | 2Q4.99 | (*) Ref. S/A-GF-03-S |  | nr | 1 |  | 4235 | 4235 | 0 | 0 | 5083.71 | 5083.71 | 4143 | 4143 | 1500 | 1500 | 0 | 0 | 3520 | 3520
3.16.126 | 2Q4.100 | (*) Ref. S/A-GF-03-R |  | nr | 1 |  | 3677 | 3677 | 0 | 0 | 4723.58 | 4723.58 | 4143 | 4143 | 1500 | 1500 | 0 | 0 | 3520 | 3520
3.16.127 | 2Q4.101 | (*) Ref. S/A-GF-04-S |  | nr | 1 |  | 4810 | 4810 | 0 | 0 | 5214.24 | 5214.24 | 4143 | 4143 | 1500 | 1500 | 0 | 0 | 3520 | 3520
3.16.128 | 2Q4.102 | (*) Ref. S/A-GF-04-R |  | nr | 1 |  | 4149 | 4149 | 0 | 0 | 4963.67 | 4963.67 | 4143 | 4143 | 1500 | 1500 | 0 | 0 | 3520 | 3520
3.16.129 | 2Q4.103 | (*) Ref. S/A-GF-05-S |  | nr | 1 |  | 5072 | 5072 | 0 | 0 | 5214.24 | 5214.24 | 4143 | 4143 | 1500 | 1500 | 0 | 0 | 3520 | 3520
3.16.130 | 2Q4.104 | (*) Ref. S/A-GF-05-R |  | nr | 1 |  | 4399 | 4399 | 0 | 0 | 4963.67 | 4963.67 | 4143 | 4143 | 1500 | 1500 | 0 | 0 | 3520 | 3520
3.16.131 | 2Q4.105 | (*) Ref. S/A-GF-06-S |  | nr | 1 |  | 4816 | 4816 | 0 | 0 | 5334.28 | 5334.28 | 4143 | 4143 | 1500 | 1500 | 0 | 0 | 3520 | 3520
3.16.132 | 2Q4.106 | (*) Ref. S/A-GF-06-R |  | nr | 1 |  | 4198 | 4198 | 0 | 0 | 4963.67 | 4963.67 | 4143 | 4143 | 1500 | 1500 | 0 | 0 | 3520 | 3520
3.16.133 | 2Q4.107 | (*) Ref. S/A-GF-07-S |  | nr | 1 |  | 6274 | 6274 | 0 | 0 | 7555.05 | 7555.05 | 4143 | 4143 | 1500 | 1500 | 0 | 0 | 3520 | 3520
3.16.134 | 2Q4.108 | (*) Ref. S/A-GF-07-R |  | nr | 1 |  | 5262 | 5262 | 0 | 0 | 6954.84 | 6954.84 | 4143 | 4143 | 1500 | 1500 | 0 | 0 | 3520 | 3520
3.16.135 | 2Q4.109 | (*) Ref. S/A-GF-08-S |  | nr | 1 |  | 1895 | 1895 | 0 | 0 | 2833.4 | 2833.4 | 4143 | 4143 | 1500 | 1500 | 0 | 0 | 3520 | 3520
3.16.136 | 2Q4.110 | (*) Ref. S/A-GF-08-R |  | nr | 1 |  | 1953 | 1953 | 0 | 0 | 2562.83 | 2562.83 | 4143 | 4143 | 1500 | 1500 | 0 | 0 | 3520 | 3520
3.16.137 | 2Q4.111 | (*) Ref. S/A-GF-09-S |  | nr | 1 |  | 7935 | 7935 | 0 | 0 | 7576.03 | 7576.03 | 4143 | 4143 | 1500 | 1500 | 0 | 0 | 3520 | 3520
3.16.138 | 2Q4.112 | (*) Ref. S/A-GF-09-R |  | nr | 1 |  | 5676 | 5676 | 0 | 0 | 7576.03 | 7576.03 | 4143 | 4143 | 1500 | 1500 | 0 | 0 | 3520 | 3520
3.16.139 | 2Q4.113 | (*) Ref. S/A-FF-01-S |  | nr | 1 |  | 6536 | 6536 | 0 | 0 | 7275.92 | 7275.92 | 4143 | 4143 | 1500 | 1500 | 0 | 0 | 3520 | 3520
3.16.140 | 2Q4.114 | (*) Ref. S/A-FF-01-R |  | nr | 1 |  | 5526 | 5526 | 0 | 0 | 6654.74 | 6654.74 | 4143 | 4143 | 1500 | 1500 | 0 | 0 | 3520 | 3520
3.16.141 | 2Q4.115 | (*) Ref. S/A-FF-02-S |  | nr | 1 |  | 6453 | 6453 | 0 | 0 | 7254.95 | 7254.95 | 4143 | 4143 | 1500 | 1500 | 0 | 0 | 3520 | 3520
3.16.142 | 2Q4.116 | (*) Ref. S/A-FF-02-S |  | nr | 1 |  | 5451 | 5451 | 0 | 0 | 6654.74 | 6654.74 | 4143 | 4143 | 1500 | 1500 | 0 | 0 | 3520 | 3520
3.16.143 | 2Q4.117 | (*) Ref. S/A-FF-03-S |  | nr | 1 |  | 5141 | 5141 | 0 | 0 | 6505.16 | 6505.16 | 4143 | 4143 | 1500 | 1500 | 0 | 0 | 3520 | 3520
3.16.144 | 2Q4.118 | (*) Ref. S/A-FF-03-R |  | nr | 1 |  | 4860 | 4860 | 0 | 0 | 5214.24 | 5214.24 | 4143 | 4143 | 1500 | 1500 | 0 | 0 | 3520 | 3520
3.16.145 | 2Q4.119 | (*) Ref. S/A-FF-04-S |  | nr | 1 |  | 6291 | 6291 | 0 | 0 | 6954.84 | 6954.84 | 4143 | 4143 | 1500 | 1500 | 0 | 0 | 3520 | 3520
3.16.146 | 2Q4.120 | (*) Ref. S/A-FF-04-R |  | nr | 1 |  | 5237 | 5237 | 0 | 0 | 6354.63 | 6354.63 | 4143 | 4143 | 1500 | 1500 | 0 | 0 | 3520 | 3520
3.16.147 | 2Q4.121 | (*) Ref. S/A-FF-05-S |  | nr | 1 |  | 6462 | 6462 | 0 | 0 | 6954.84 | 6954.84 | 4143 | 4143 | 1500 | 1500 | 0 | 0 | 3520 | 3520
3.16.148 | 2Q4.122 | (*) Ref. S/A-FF-05-R |  | nr | 1 |  | 5392 | 5392 | 0 | 0 | 6505.16 | 6505.16 | 4143 | 4143 | 1500 | 1500 | 0 | 0 | 3520 | 3520
3.16.149 | 2Q4.123 | (*) Ref. S/A-FF-06-S |  | nr | 1 |  | 6317 | 6317 | 0 | 0 | 6805.27 | 6805.27 | 4143 | 4143 | 1500 | 1500 | 0 | 0 | 3520 | 3520
3.16.150 | 2Q4.124 | (*) Ref. S/A-FF-06-R |  | nr | 1 |  | 5319 | 5319 | 0 | 0 | 5334.28 | 5334.28 | 4143 | 4143 | 1500 | 1500 | 0 | 0 | 3520 | 3520
3.16.151 | 2Q4.125 | (*) Ref. S/A-SF-01-S |  | nr | 1 |  | 5500 | 5500 | 0 | 0 | 6654.74 | 6654.74 | 4143 | 4143 | 1500 | 1500 | 0 | 0 | 3520 | 3520
3.16.152 | 2Q4.126 | (*) Ref. S/A-SF-01-R |  | nr | 1 |  | 4405 | 4405 | 0 | 0 | 5083.71 | 5083.71 | 4143 | 4143 | 1500 | 1500 | 0 | 0 | 3520 | 3520
3.16.153 | 2Q4.127 | (*) Ref. S/A-SF-02-S |  | nr | 1 |  | 6153 | 6153 | 0 | 0 | 6954.84 | 6954.84 | 4143 | 4143 | 1500 | 1500 | 0 | 0 | 3520 | 3520
3.16.154 | 2Q4.128 | (*) Ref. S/A-SF-02-S |  | nr | 1 |  | 5591 | 5591 | 0 | 0 | 6654.74 | 6654.74 | 4143 | 4143 | 1500 | 1500 | 0 | 0 | 3520 | 3520
3.16.155 | 2Q4.129 | (*) Ref. S/A-SF-03-S |  | nr | 1 |  | 5319 | 5319 | 0 | 0 | 6505.16 | 6505.16 | 4143 | 4143 | 1500 | 1500 | 0 | 0 | 3520 | 3520
3.16.156 | 2Q4.130 | (*) Ref. S/A-SF-03-R |  | nr | 1 |  | 4263 | 4263 | 0 | 0 | 5083.71 | 5083.71 | 4143 | 4143 | 1500 | 1500 | 0 | 0 | 3520 | 3520
3.16.157 | 2Q4.131 | (*) Ref. S/A-SF-04-S |  | nr | 1 |  | 5560 | 5560 | 0 | 0 | 6654.74 | 6654.74 | 4143 | 4143 | 1500 | 1500 | 0 | 0 | 3520 | 3520
3.16.158 | 2Q4.132 | (*) Ref. S/A-SF-04-R |  | nr | 1 |  | 4689 | 4689 | 0 | 0 | 5214.24 | 5214.24 | 4143 | 4143 | 1500 | 1500 | 0 | 0 | 3520 | 3520
3.16.159 | 2Q4.133 | (*) Ref. S/A-SF-05-S |  | nr | 1 |  | 6718 | 6718 | 0 | 0 | 7275.92 | 7275.92 | 4143 | 4143 | 1500 | 1500 | 0 | 0 | 3520 | 3520
3.16.160 | 2Q4.134 | (*) Ref. S/A-SF-05-R |  | nr | 1 |  | 6098 | 6098 | 0 | 0 | 6805.27 | 6805.27 | 4143 | 4143 | 1500 | 1500 | 0 | 0 | 3520 | 3520
3.16.161 | 2Q4.135 | (*) Ref. S/A-SF-06-S |  | nr | 1 |  | 5437 | 5437 | 0 | 0 | 6654.74 | 6654.74 | 4143 | 4143 | 1500 | 1500 | 0 | 0 | 3520 | 3520
3.16.162 | 2Q4.136 | (*) Ref. S/A-SF-06-R |  | nr | 1 |  | 4442 | 4442 | 0 | 0 | 5083.71 | 5083.71 | 4143 | 4143 | 1500 | 1500 | 0 | 0 | 3520 | 3520
3.16.163 | 2Q4.137 | (*) Ref. S/A-GF/FF/SF-01-S |  | nr | 1 |  | 9116 | 9116 | 0 | 0 | 9537.67 | 9537.67 | 4143 | 4143 | 1500 | 1500 | 0 | 0 | 3520 | 3520
3.16.164 | 2Q4.138 | (*) Ref. S/A-GF/FF/SF-01-R |  | nr | 1 |  | 7811 | 7811 | 0 | 0 | 8926.97 | 8926.97 | 4143 | 4143 | 1500 | 1500 | 0 | 0 | 3520 | 3520
3.16.165 | 2Q4.139 | (*) Ref. S/A-FF/SF-01-S |  | nr | 1 |  | 4187 | 4187 | 0 | 0 | 4843.62 | 4843.62 | 4143 | 4143 | 1500 | 1500 | 0 | 0 | 3520 | 3520
3.16.166 | 2Q4.140 | (*) Ref. S/A-FF/SF-01-R |  | nr | 1 |  | 3386 | 3386 | 0 | 0 | 3763.25 | 3763.25 | 4143 | 4143 | 1500 | 1500 | 0 | 0 | 3520 | 3520
3.16.167 | 2Q4.141 | (*) Ref. S/A-GF/FF-01-S |  | nr | 1 |  | 5660 | 5660 | 0 | 0 | 4363.46 | 4363.46 | 4143 | 4143 | 1500 | 1500 | 0 | 0 | 3520 | 3520
3.16.168 | 2Q4.142 | (*) Ref. S/A-GF/FF-01-R |  | nr | 1 |  | 4892 | 4892 | 0 | 0 | 3763.25 | 3763.25 | 4143 | 4143 | 1500 | 1500 | 0 | 0 | 3520 | 3520
| Note | Note Details
3.16.169 | - | Volume Dampers
| Item Code | Description | Item Remarks | Unit of Measurement | Quantity/Base Price |  | Unit Price/Discount % | Total | Unit Price/Discount % | Total | Unit Price/Discount % | Total | Unit Price/Discount % | Total | Unit Price/Discount % | Total | Unit Price/Discount % | Total | Unit Price/Discount % | Total | Unit Price/Discount % | Total
3.16.170 | 2Q4.143 | (*) Allow for various sizes of Volume dampers, Smoke dampers Fire dampers and Motorized dampers as per NFPA requirements complete as specified and as shown in the drawings. |  | Item | 1 |  | 580000 | 580000 | 0 | 0 | 1952766.35 | 1952766.35 | 513216 | 513216 | 35000 | 35000 | 0 | 0 | 500000 | 500000
| Note | Note Details
3.16.171 | - | Seamless Black steel pipework including
3.16.172 | - | fittings, supports,expansion joints, expansion loops, valves and thermal insulation as per required typical detaiIs and specifications
3.16.173 | - | For Chilled Water Pipes.
| Item Code | Description | Item Remarks | Unit of Measurement | Quantity/Base Price |  | Unit Price/Discount % | Total | Unit Price/Discount % | Total | Unit Price/Discount % | Total | Unit Price/Discount % | Total | Unit Price/Discount % | Total | Unit Price/Discount % | Total | Unit Price/Discount % | Total | Unit Price/Discount % | Total
3.16.174 | 2Q4.144 | (*) 300 mm dia. |  | m | 35 |  | 2367 | 82845 | 0 | 0 | 1551.92 | 54317.2 | 3644 | 127540 | 150 | 5250 | 0 | 0 | 1500 | 52500
3.16.175 | 2Q4.145 | (*) 250 mm dia. |  | m | 35 |  | 2239 | 78365 | 0 | 0 | 539.23 | 18873.05 | 2637 | 92295 | 120 | 4200 | 0 | 0 | 1331 | 46585
3.16.176 | 2Q4.146 | (*) 200 mm dia. |  | m | 520 |  | 1439 | 748280 | 0 | 0 | 425.26 | 221135.2 | 2011 | 1045720 | 100 | 52000 | 0 | 0 | 1122 | 583440
3.16.177 | 2Q4.147 | (*) 150 mm dia. |  | m | 275 |  | 956 | 262900 | 0 | 0 | 275.38 | 75729.5 | 1339 | 368225 | 90 | 24750 | 0 | 0 | 858 | 235950
3.16.178 | 2Q4.148 | (*) 125 mm dia. |  | m | 35 |  | 606 | 21210 | 0 | 0 | 269.44 | 9430.4 | 1182 | 41370 | 85 | 2975 | 0 | 0 | 540 | 18900
3.16.179 | 2Q4.149 | (*) 100 mm dia. |  | m | 760 |  | 547 | 415720 | 0 | 0 | 182.97 | 139057.2 | 931 | 707560 | 80 | 60800 | 0 | 0 | 390 | 296400
3.16.180 | 2Q4.150 | (*) 75 mm dia. |  | m | 300 |  | 360 | 108000 | 0 | 0 | 148.12 | 44436 | 745 | 223500 | 70 | 21000 | 0 | 0 | 325 | 97500
3.16.181 | 2Q4.151 | (*) 65 mm dia. |  | m | 600 |  | 284 | 170400 | 0 | 0 | 96.11 | 57666 | 508 | 304800 | 65 | 39000 | 0 | 0 | 270 | 162000
3.16.182 | 2Q4.152 | (*) 50 mm dia. |  | m | 325 |  | 183 | 59475 | 0 | 0 | 76.4 | 24830 | 347 | 112775 | 60 | 19500 | 0 | 0 | 230 | 74750
3.16.183 | 2Q4.153 | (*) 40 mm dia. |  | m | 135 |  | 136 | 18360 | 0 | 0 | 72.32 | 9763.2 | 283 | 38205 | 55 | 7425 | 0 | 0 | 170 | 22950
3.16.184 | 2Q4.154 | (*) 32 mm dia. |  | m | 179 |  | 115 | 20585 | 0 | 0 | 58.8 | 10525.2 | 246 | 44034 | 50 | 8950 | 0 | 0 | 140 | 25060
3.16.185 | 2Q4.155 | (*) 25 mm dia. |  | m | 364 |  | 92 | 33488 | 0 | 0 | 90.47 | 32931.08 | 204 | 74256 | 45 | 16380 | 0 | 0 | 120 | 43680
3.16.186 | 2Q4.156 | (*) 20 mm dia. |  | m | 106 |  | 66 | 6996 | 0 | 0 | 46.94 | 4975.64 | 178 | 18868 | 40 | 4240 | 0 | 0 | 110 | 11660
3.16.187 | 2Q4.157 | (*) 15 mm dia. |  | m | 150 |  | 54 | 8100 | 0 | 0 | 42.88 | 6432 | 161 | 24150 | 35 | 5250 | 0 | 0 | 100 | 15000
| Note | Note Details
3.16.188 | - | Fans
3.16.189 | - | Supply, Install and test the following fans (UL listed), including flanges, support framing, mounting bolts, isolating switches overload protection, controIs, flexible connection, back draft damper and all necessary fixing accessories and connection as specified and as shown on drawings.
3.16.190 | - | Axial Wall Mounted Fan
| Item Code | Description | Item Remarks | Unit of Measurement | Quantity/Base Price |  | Unit Price/Discount % | Total | Unit Price/Discount % | Total | Unit Price/Discount % | Total | Unit Price/Discount % | Total | Unit Price/Discount % | Total | Unit Price/Discount % | Total | Unit Price/Discount % | Total | Unit Price/Discount % | Total
3.16.191 | 2Q4.158 | (*) EF-01 ( 750 L/s ) Air Flow Capacity |  | nr | 1 |  | 2632 | 2632 | 0 | 0 | 5946 | 5946 | 4303 | 4303 | 45000 | 45000 | 0 | 0 | 4180 | 4180
| Note | Note Details
3.16.192 | - | Inline Mounted Fan
| Item Code | Description | Item Remarks | Unit of Measurement | Quantity/Base Price |  | Unit Price/Discount % | Total | Unit Price/Discount % | Total | Unit Price/Discount % | Total | Unit Price/Discount % | Total | Unit Price/Discount % | Total | Unit Price/Discount % | Total | Unit Price/Discount % | Total | Unit Price/Discount % | Total
3.16.193 | 2Q4.159 | (*) EF-02 (200 L/s ) Air Flow Capacity |  | nr | 1 |  | 702 | 702 | 0 | 0 | 2507.59 | 2507.59 | 1909 | 1909 | 20000 | 20000 | 0 | 0 | 3410 | 3410
3.16.194 | 2Q4.160 | (*) EF-03 (200 L/s) Air Flow Capacity |  | nr | 1 |  | 702 | 702 | 0 | 0 | 2185.55 | 2185.55 | 1909 | 1909 | 20000 | 20000 | 0 | 0 | 3410 | 3410
3.16.195 | 2Q4.161 | (*) EF-04 (80 L/s) Air Flow Capacity |  | nr | 1 |  | 491 | 491 | 0 | 0 | 3086.87 | 3086.87 | 820 | 820 | 17000 | 17000 | 0 | 0 | 2475 | 2475
3.16.196 | 2Q4.162 | (*) EF-05 (80 L/s) Air Flow Capacity |  | nr | 1 |  | 491 | 491 | 0 | 0 | 3086.87 | 3086.87 | 820 | 820 | 17000 | 17000 | 0 | 0 | 2475 | 2475
3.16.197 | 2Q4.163 | (*) EF-06 (80 L/s) Air Flow Capacity |  | nr | 1 |  | 491 | 491 | 0 | 0 | 3086.87 | 3086.87 | 820 | 820 | 17000 | 17000 | 0 | 0 | 2475 | 2475
3.16.198 | 2Q4.164 | (*) EF-07 (80 L/s) Air Flow Capacity |  | nr | 1 |  | 491 | 491 | 0 | 0 | 3086.87 | 3086.87 | 820 | 820 | 17000 | 17000 | 0 | 0 | 2475 | 2475
3.16.199 | 2Q4.165 | (*) EF-08 (80 L/s) Air Flow Capacity |  | nr | 1 |  | 491 | 491 | 0 | 0 | 3086.87 | 3086.87 | 820 | 820 | 17000 | 17000 | 0 | 0 | 2475 | 2475
3.16.200 | 2Q4.166 | (*) EF-09 (80 L/s) Air Flow Capacity |  | nr | 1 |  | 491 | 491 | 0 | 0 | 3086.87 | 3086.87 | 820 | 820 | 17000 | 17000 | 0 | 0 | 2475 | 2475
3.16.201 | 2Q4.167 | (*) EF-10 (80 L/s) Air Flow Capacity |  | nr | 1 |  | 491 | 491 | 0 | 0 | 3086.87 | 3086.87 | 820 | 820 | 17000 | 17000 | 0 | 0 | 2475 | 2475
3.16.202 | 2Q4.168 | (*) EF-11 (80 L/s) Air Flow Capacity |  | nr | 1 |  | 491 | 491 | 0 | 0 | 3086.87 | 3086.87 | 820 | 820 | 17000 | 17000 | 0 | 0 | 2475 | 2475
3.16.203 | 2Q4.169 | (*) EF-12 (80 L/s) Air Flow Capacity |  | nr | 1 |  | 491 | 491 | 0 | 0 | 3086.87 | 3086.87 | 820 | 820 | 17000 | 17000 | 0 | 0 | 2475 | 2475
3.16.204 | 2Q4.170 | (*) EF-13 (80 L/s) Air Flow Capacity |  | nr | 1 |  | 491 | 491 | 0 | 0 | 3086.87 | 3086.87 | 820 | 820 | 17000 | 17000 | 0 | 0 | 2475 | 2475
3.16.205 | 2Q4.171 | (*) EF-14 (25 L/s) Air Flow Capacity |  | nr | 1 |  | 1755 | 1755 | 0 | 0 | 3086.87 | 3086.87 | 780 | 780 | 12000 | 12000 | 0 | 0 | 1705 | 1705
3.16.206 | 2Q4.172 | (*) EF-15 (25 L/s) Air Flow Capacity |  | nr | 1 |  | 1755 | 1755 | 0 | 0 | 3086.87 | 3086.87 | 0 | 0 | 12000 | 12000 | 0 | 0 | 1705 | 1705
3.16.207 | 2Q4.173 | (*) EF-16 (25 L/s) Air Flow Capacity |  | nr | 1 |  | 1755 | 1755 | 0 | 0 | 3086.87 | 3086.87 | 0 | 0 | 12000 | 12000 | 0 | 0 | 1705 | 1705
3.16.208 | 2Q4.174 | (*) EF-17 (25 L/s) Air Flow Capacity |  | nr | 1 |  | 1755 | 1755 | 0 | 0 | 3086.87 | 3086.87 | 0 | 0 | 12000 | 12000 | 0 | 0 | 1705 | 1705
3.16.209 | 2Q4.175 | (*) SPF-01,02,03&04 (7000 L/s) Air Flow Capacity |  | nr | 4 |  | 4481 | 17924 | 0 | 0 | 11156.34 | 44625.36 | 0 | 0 | 5000 | 20000 | 0 | 0 | 20000 | 80000
3.16.210 | 2Q4.176 | (*) EF-KEF-01 (500 L/s) Air Flow Capacity |  | nr | 1 |  | 3158 | 3158 | 0 | 0 | 5592.54 | 5592.54 | 10014 | 10014 | 7500 | 7500 | 0 | 0 | 4290 | 4290
3.16.211 | 2Q4.177 | (*) EF-LAB-01 (900 L/s) Air Flow Capacity |  | nr | 1 |  | 3158 | 3158 | 0 | 0 | 5935.51 | 5935.51 | 17584 | 17584 | 7500 | 7500 | 0 | 0 | 5225 | 5225
3.16.212 | 2Q4.178 | (*) EF-LAB-02 (900 L/s) Air Flow Capacity |  | nr | 1 |  | 3158 | 3158 | 0 | 0 | 5935.51 | 5935.51 | 17584 | 17584 | 7500 | 7500 | 0 | 0 | 5225 | 5225
3.16.213 | 2Q4.179 | (*) EF-LAB-03 (900 L/s) Air Flow Capacity |  | nr | 1 |  | 3158 | 3158 | 0 | 0 | 3139.3 | 3139.3 | 17584 | 17584 | 7500 | 7500 | 0 | 0 | 5225 | 5225
3.16.214 | 2Q4.180 | (*) EF-LAB-04 (900 L/s) Air Flow Capacity |  | nr | 1 |  | 3158 | 3158 | 0 | 0 | 5935.51 | 5935.51 | 17584 | 17584 | 7500 | 7500 | 0 | 0 | 5225 | 5225
3.16.215 | 2Q4.181 | (*) EF-LAB-05 (900 L/s) Air Flow Capacity |  | nr | 1 |  | 3158 | 3158 | 0 | 0 | 5935.51 | 5935.51 | 17584 | 17584 | 7500 | 7500 | 0 | 0 | 5225 | 5225
3.16.216 | 2Q4.182 | (*) EF-LAB-06 (900 L/s) Air Flow Capacity |  | nr | 1 |  | 3158 | 3158 | 0 | 0 | 5935.51 | 5935.51 | 17584 | 17584 | 7500 | 7500 | 0 | 0 | 5225 | 5225
| Note | Note Details
3.16.217 | - | Air Outlet ( Supply Air Diffuser )
3.16.218 | - | Supply air linear diffusers including flexible duct with insulation, and accessories as per required typical detaiIs and specification
| Item Code | Description | Item Remarks | Unit of Measurement | Quantity/Base Price |  | Unit Price/Discount % | Total | Unit Price/Discount % | Total | Unit Price/Discount % | Total | Unit Price/Discount % | Total | Unit Price/Discount % | Total | Unit Price/Discount % | Total | Unit Price/Discount % | Total | Unit Price/Discount % | Total
3.16.219 | 2Q4.183 | (*) Ref. SLSD-01 |  | nr | 42 |  | 281 | 11802 | 0 | 0 | 2033.11 | 85390.62 | 127 | 5334 | 125 | 5250 | 0 | 0 | 210 | 8820
3.16.220 | 2Q4.184 | (*) Ref. SLSD-02 |  | nr | 16 |  | 351 | 5616 | 0 | 0 | 4232.93 | 67726.88 | 167 | 2672 | 125 | 2000 | 0 | 0 | 231 | 3696
3.16.221 | 2Q4.185 | (*) Ref. SLSD-03 |  | nr | 86 |  | 421 | 36206 | 0 | 0 | 9215.62 | 792543.32 | 204 | 17544 | 125 | 10750 | 0 | 0 | 245 | 21070
3.16.222 | 2Q4.186 | (*) Ref. SLSD-04 |  | nr | 34 |  | 491 | 16694 | 0 | 0 | 16275.23 | 553357.82 | 253 | 8602 | 125 | 4250 | 0 | 0 | 275 | 9350
| Note | Note Details
3.16.223 | - | Supply air grille/Registers with opposed blade volume damper including frame trims as per required typical detaiIs and specification
| Item Code | Description | Item Remarks | Unit of Measurement | Quantity/Base Price |  | Unit Price/Discount % | Total | Unit Price/Discount % | Total | Unit Price/Discount % | Total | Unit Price/Discount % | Total | Unit Price/Discount % | Total | Unit Price/Discount % | Total | Unit Price/Discount % | Total | Unit Price/Discount % | Total
3.16.224 | 2Q4.187 | (*) Ref. SG-01 |  | nr | 1 |  | 84 | 84 | 0 | 0 | 57.17 | 57.17 | 102 | 102 | 100 | 100 | 0 | 0 | 275 | 275
3.16.225 | 2Q4.188 | (*) Ref. SG-02 |  | nr | 11 |  | 98 | 1078 | 0 | 0 | 57.17 | 628.87 | 106 | 1166 | 100 | 1100 | 0 | 0 | 310 | 3410
3.16.226 | 2Q4.189 | (*) Ref. SG-03 |  | nr | 26 |  | 126 | 3276 | 0 | 0 | 57.17 | 1486.42 | 114 | 2964 | 100 | 2600 | 0 | 0 | 330 | 8580
3.16.227 | 2Q4.190 | (*) Ref. SG-04 |  | nr | 8 |  | 211 | 1688 | 0 | 0 | 69.56 | 556.48 | 140 | 1120 | 100 | 800 | 0 | 0 | 385 | 3080
3.16.228 | 2Q4.191 | (*) Ref. SG-05 |  | nr | 2 |  | 309 | 618 | 0 | 0 | 88.61 | 177.22 | 146 | 292 | 100 | 200 | 0 | 0 | 410 | 820
3.16.229 | 2Q4.192 | (*) Ref. SG-06 |  | nr | 27 |  | 337 | 9099 | 0 | 0 | 97.38 | 2629.26 | 156 | 4212 | 100 | 2700 | 0 | 0 | 440 | 11880
3.16.230 | 2Q4.193 | (*) Ref. SG-07 |  | nr | 18 |  | 505 | 9090 | 0 | 0 | 135.48 | 2438.64 | 231 | 4158 | 100 | 1800 | 0 | 0 | 455 | 8190
3.16.231 | 2Q4.194 | (*) Ref. SG-13 |  | nr | 1 |  | 1347 | 1347 | 0 | 0 | 494.66 | 494.66 | 465 | 465 | 100 | 100 | 0 | 0 | 485 | 485
| Note | Note Details
3.16.232 | - | Return registers/grilles with directional vanes including frame and trims as per drawings and specification
| Item Code | Description | Item Remarks | Unit of Measurement | Quantity/Base Price |  | Unit Price/Discount % | Total | Unit Price/Discount % | Total | Unit Price/Discount % | Total | Unit Price/Discount % | Total | Unit Price/Discount % | Total | Unit Price/Discount % | Total | Unit Price/Discount % | Total | Unit Price/Discount % | Total
3.16.233 | 2Q4.195 | (*) Ref. RG-01 |  | nr | 1 |  | 70 | 70 | 0 | 0 | 46.69 | 46.69 | 92 | 92 | 75 | 75 | 0 | 0 | 264 | 264
3.16.234 | 2Q4.196 | (*) Ref. RG-02 |  | nr | 11 |  | 84 | 924 | 0 | 0 | 46.69 | 513.59 | 95 | 1045 | 75 | 825 | 0 | 0 | 295 | 3245
3.16.235 | 2Q4.197 | (*) Ref. RG-03 |  | nr | 27 |  | 112 | 3024 | 0 | 0 | 46.69 | 1260.63 | 102 | 2754 | 75 | 2025 | 0 | 0 | 320 | 8640
3.16.236 | 2Q4.198 | (*) Ref. RG-04 |  | nr | 3 |  | 197 | 591 | 0 | 0 | 55.27 | 165.81 | 123 | 369 | 75 | 225 | 0 | 0 | 375 | 1125
3.16.237 | 2Q4.199 | (*) Ref. RG-05 |  | nr | 2 |  | 295 | 590 | 0 | 0 | 71.65 | 143.3 | 127 | 254 | 75 | 150 | 0 | 0 | 385 | 770
3.16.238 | 2Q4.200 | (*) Ref. RG-06 |  | nr | 27 |  | 323 | 8721 | 0 | 0 | 76.42 | 2063.34 | 134 | 3618 | 75 | 2025 | 0 | 0 | 430 | 11610
3.16.239 | 2Q4.201 | (*) Ref. RG-07 |  | nr | 18 |  | 491 | 8838 | 0 | 0 | 105 | 1890 | 195 | 3510 | 75 | 1350 | 0 | 0 | 440 | 7920
3.16.240 | 2Q4.202 | (*) Ref. RG-13 |  | nr | 1 |  | 1291 | 1291 | 0 | 0 | 412.72 | 412.72 | 382 | 382 | 75 | 75 | 0 | 0 | 480 | 480
| Note | Note Details
3.16.241 | - | Supply air square ceiling diffusers with opposed blade volume damper including frame trims as per required typical details and specification
| Item Code | Description | Item Remarks | Unit of Measurement | Quantity/Base Price |  | Unit Price/Discount % | Total | Unit Price/Discount % | Total | Unit Price/Discount % | Total | Unit Price/Discount % | Total | Unit Price/Discount % | Total | Unit Price/Discount % | Total | Unit Price/Discount % | Total | Unit Price/Discount % | Total
3.16.242 | 2Q4.203 | (*) Ref. SD-01 |  | nr | 46 |  | 77 | 3542 | 0 | 0 | 60.98 | 2805.08 | 121 | 5566 | 90 | 4140 | 0 | 0 | 155 | 7130
3.16.243 | 2Q4.204 | (*) Ref. SD-02 |  | nr | 134 |  | 143 | 19162 | 0 | 0 | 82.89 | 11107.26 | 150 | 20100 | 90 | 12060 | 0 | 0 | 165 | 22110
3.16.244 | 2Q4.205 | (*) Ref. SD-03 |  | nr | 610 |  | 253 | 154330 | 0 | 0 | 121.19 | 73925.9 | 193 | 117730 | 90 | 54900 | 0 | 0 | 231 | 140910
3.16.245 | 2Q4.206 | (*) Ref. SD-04 |  | nr | 42 |  | 394 | 16548 | 0 | 0 | 160.26 | 6730.92 | 250 | 10500 | 90 | 3780 | 0 | 0 | 250 | 10500
3.16.246 | 2Q4.207 | (*) Ref. SD-05 |  | nr | 55 |  | 568 | 31240 | 0 | 0 | 208.84 | 11486.2 | 317 | 17435 | 90 | 4950 | 0 | 0 | 330 | 18150
3.16.247 | 2Q4.208 | (*) Ref. SD-06 |  | nr | 10 |  | 773 | 7730 | 0 | 0 | 248.86 | 2488.6 | 379 | 3790 | 90 | 900 | 0 | 0 | 385 | 3850
| Note | Note Details
3.16.248 | - | Exhaust registers grille as per required typical detaiIs and specification
| Item Code | Description | Item Remarks | Unit of Measurement | Quantity/Base Price |  | Unit Price/Discount % | Total | Unit Price/Discount % | Total | Unit Price/Discount % | Total | Unit Price/Discount % | Total | Unit Price/Discount % | Total | Unit Price/Discount % | Total | Unit Price/Discount % | Total | Unit Price/Discount % | Total
3.16.249 | 2Q4.209 | (*) Ref. ED-01 |  | nr | 332 |  | 77 | 25564 | 0 | 0 | 55.27 | 18349.64 | 98 | 32536 | 50 | 16600 | 0 | 0 | 83 | 27556
3.16.250 | 2Q4.210 | (*) Ref. ED-02 |  | nr | 5 |  | 143 | 715 | 0 | 0 | 74.32 | 371.6 | 118 | 590 | 50 | 250 | 0 | 0 | 94 | 470
3.16.251 | 2Q4.211 | (*) Sundries; Allow for liaison, co-ordination and attendance on Public Authorities work to meet the requirement of the specification |  | Item | 1 |  | 0 | 0 | 0 | 0 | 14290.7 | 14290.7 | 0 | 0 | 100 | 100 | 0 | 0 | 5000 | 5000
3.16.252 | 2Q4.212 | (*) Ditto; Allow for supports, including fixings, anchors, insulating block, anti vibration devices and noise suppression measures |  | Item | 1 |  | 0 | 0 | 0 | 0 | 96224.01 | 96224.01 | 0 | 0 | 100 | 100 | 0 | 0 | 27500 | 27500
3.16.253 | 2Q4.213 | (*) Ditto; Allow for identification labels including plates, discs, labels, charts and colour coding |  | Item | 1 |  | 0 | 0 | 0 | 0 | 68404.79 | 68404.79 | 0 | 0 | 100 | 100 | 0 | 0 | 16500 | 16500
3.16.254 | 2Q4.214 | (*) Ditto; Allow for Builder's work |  | Item | 1 |  | 0 | 0 | 0 | 0 | 33344.96 | 33344.96 | 1354194 | 1354194 | 100 | 100 | 0 | 0 | 30000 | 30000
3.16.255 | 2Q4.215 | (*) Ditto; Allow for testing and commissioning and operating the completed installation including fuel and consumables |  | Item | 1 |  | 0 | 0 | 0 | 0 | 167095.27 | 167095.27 | 0 | 0 | 100 | 100 | 0 | 0 | 20000 | 20000
3.16.256 | 2Q4.216 | (*) Ditto; Allow for tools and spares for all the equipment supplied |  | Item | 1 |  | 0 | 0 | 0 | 0 | 33344.96 | 33344.96 | 0 | 0 | 100 | 100 | 0 | 0 | 5000 | 5000
3.16.257 | 2Q4.217 | (*) Ditto; Allow for providing maintenance kit, loose keys and consumables stores |  | Item | 1 |  | 0 | 0 | 0 | 0 | 23817.83 | 23817.83 | 0 | 0 | 100 | 100 | 0 | 0 | 5000 | 5000
3.16.258 | 2Q4.218 | (*) Ditto; Allow for documents including shop drawings, As built drawings, operating instructions and maintenance manuals etc., as specified |  | Item | 1 |  | 0 | 0 | 0 | 0 | 42872.09 | 42872.09 | 202582 | 202582 | 100 | 100 | 0 | 0 | 15000 | 15000
3.16.259 | 2Q4.219 | (*) Ditto; Allow for incidental work |  | Item | 1 |  | 0 | 0 | 0 | 0 | 33344.96 | 33344.96 | 0 | 0 | 100 | 100 | 0 | 0 | 2200 | 2200
3.16.260 | 2Q4.220 | (*) Ditto; Allow for protective painting and decorative painting |  | Item | 1 |  | 0 | 0 | 0 | 0 | 33344.96 | 33344.96 | 0 | 0 | 100 | 100 | 0 | 0 | 5000 | 5000
| Note | Note Details
3.16.261 | - | Contractor's Adjustment
| Item Code | Description | Item Remarks | Unit of Measurement | Quantity/Base Price |  | Unit Price/Discount % | Total | Unit Price/Discount % | Total | Unit Price/Discount % | Total | Unit Price/Discount % | Total | Unit Price/Discount % | Total | Unit Price/Discount % | Total | Unit Price/Discount % | Total | Unit Price/Discount % | Total
3.16.262 | 2Q4.221 | (*) Contractor may price here any items which has been shown in the drawings or any other documents but overlooked or not specifically mentioned inthe schedule of items and is necessary for the satisfactory completion of the Works. Should the Contractor fail to insert any item here, it will be deemed that Lump Sum Contract Price includes all such items and no claims for additional items will be entertained. |  | Item | 1 |  | 0 | 0 | 0 | 0 | 0 | 0 | 879368 | 879368 | 0 | 0 | 0 | 0 | 0 | 0
| Note | Note Details
3.16.263 | - | Please attach one PDF file to be named "Additional Items for (insert bill no/name & Section No/name)" for the details of these additional items in the additional attachment area at the end of the BOQ.
3.17 SECTION Q5 - BUILDING MANAGEMENT SYSTEM | [7 empty] | 1241171 |  | 2500000 |  | 1812579.9 |  | 1154001 |  | 727500 |  | 1053778.95 |  | 1830000
| Note | Note Details
3.17.1 | - | Furnish and install including all required accessories and sundries, testing and commissioning complete for the building management system as proposed and designed by the specialist of the BMS to control and monitor the following equipments shown on the drawings and schedules in accordance with the specialist proposed specifications approved by the engineer/client.
| Item Code | Description | Item Remarks | Unit of Measurement | Quantity/Base Price |  | Unit Price/Discount % | Total | Unit Price/Discount % | Total | Unit Price/Discount % | Total | Unit Price/Discount % | Total | Unit Price/Discount % | Total | Unit Price/Discount % | Total | Unit Price/Discount % | Total | Unit Price/Discount % | Total
3.17.2 | 2Q5.01 | (*) Ducted exhaust fans |  | Item | 1 |  | 35090 | 35090 | 2500000 | 2500000 | 13073.34 | 13073.34 | 0 | 0 | 27500 | 27500 | 1053778.95 | 1053778.95 | 10000 | 10000
3.17.3 | 2Q5.02 | (*) Ducted fresh air fans |  | Item | 1 |  | 35090 | 35090 | 0 | 0 | 13073.34 | 13073.34 | 0 | 0 | 22500 | 22500 | 0 | 0 | 10000 | 10000
3.17.4 | 2Q5.03 | (*) Air handling units & Fan Coil Units |  | Item | 1 |  | 35090 | 35090 | 0 | 0 | 151375.51 | 151375.51 | 0 | 0 | 25000 | 25000 | 0 | 0 | 24000 | 24000
3.17.5 | 2Q5.04 | (*) Chillers |  | Item | 1 |  | 35090 | 35090 | 0 | 0 | 48164.94 | 48164.94 | 0 | 0 | 7500 | 7500 | 0 | 0 | 80000 | 80000
| Note | Note Details
3.17.6 | - | Sub-Miscellaneous Items
| Item Code | Description | Item Remarks | Unit of Measurement | Quantity/Base Price |  | Unit Price/Discount % | Total | Unit Price/Discount % | Total | Unit Price/Discount % | Total | Unit Price/Discount % | Total | Unit Price/Discount % | Total | Unit Price/Discount % | Total | Unit Price/Discount % | Total | Unit Price/Discount % | Total
3.17.7 | 2Q5.05 | (*) Sleeves for pipe penetrations though walIs & slabs. |  | Item | 1 |  | 28072 | 28072 | 0 | 0 | 13576.16 | 13576.16 | 0 | 0 | 50000 | 50000 | 0 | 0 | 10000 | 10000
3.17.8 | 2Q5.06 | (*) Sleeves for ducts penetrations though walIs & slabs. |  | Item | 1 |  | 28072 | 28072 | 0 | 0 | 0 | 0 | 0 | 0 | 10000 | 10000 | 0 | 0 | 15000 | 15000
3.17.9 | 2Q5.07 | (*) Duct bell mouth for fresh air & return complete w/ wire mesh. |  | Item | 1 |  | 21054 | 21054 | 0 | 0 | 70119.68 | 70119.68 | 0 | 0 | 15000 | 15000 | 0 | 0 | 20000 | 20000
3.17.10 | 2Q5.08 | (*) Flexible connector to the units |  | Item | 1 |  | 21054 | 21054 | 0 | 0 | 138276.76 | 138276.76 | 0 | 0 | 15000 | 15000 | 0 | 0 | 20000 | 20000
3.17.11 | 2Q5.09 | (*) Pipe coatings and paintings |  | Item | 1 |  | 14036 | 14036 | 0 | 0 | 28581.39 | 28581.39 | 0 | 0 | 1500 | 1500 | 0 | 0 | 5000 | 5000
3.17.12 | 2Q5.10 | (*) Allow for protecting the work in this section |  | Item | 1 |  | 28072 | 28072 | 0 | 0 | 0 | 0 | 0 | 0 | 1500 | 1500 | 0 | 0 | 2000 | 2000
| Note | Note Details
3.17.13 | - | Supply, installation, connecting, testing and commissioning of BMS system including all conduits, duct, wires, cables, boxes, socket outlet, all accessories required to complete installation,interfacing and integration with all control equipment as per specifications and drawings.
| Item Code | Description | Item Remarks | Unit of Measurement | Quantity/Base Price |  | Unit Price/Discount % | Total | Unit Price/Discount % | Total | Unit Price/Discount % | Total | Unit Price/Discount % | Total | Unit Price/Discount % | Total | Unit Price/Discount % | Total | Unit Price/Discount % | Total | Unit Price/Discount % | Total
3.17.14 | 2Q5.11 | (*) DDC controllers |  | Item | 1 |  | 18676 | 18676 | 0 | 0 | 206421.15 | 206421.15 | 0 | 0 | 53000 | 53000 | 0 | 0 | 1600000 | 1600000
3.17.15 | 2Q5.12 | (*) BACnet Gateway controller |  | Item | 1 |  | 80040 | 80040 | 0 | 0 | 89449.17 | 89449.17 | 0 | 0 | 46000 | 46000 | 0 | 0 | 0 | 0
3.17.16 | 2Q5.13 | (*) Analogue Input of DDC controller |  | Item | 1 |  | 56028 | 56028 | 0 | 0 | 52293.36 | 52293.36 | 0 | 0 | 25000 | 25000 | 0 | 0 | 0 | 0
3.17.17 | 2Q5.14 | (*) 2 Way valve actuator |  | Item | 1 |  | 125396 | 125396 | 0 | 0 | 140366.38 | 140366.38 | 0 | 0 | 10000 | 10000 | 0 | 0 | 0 | 0
3.17.18 | 2Q5.15 | (*) Differential pressure switch |  | Item | 1 |  | 49358 | 49358 | 0 | 0 | 15688.01 | 15688.01 | 0 | 0 | 200000 | 200000 | 0 | 0 | 0 | 0
3.17.19 | 2Q5.16 | (*) Air flow sensor |  | Item | 1 |  | 18009 | 18009 | 0 | 0 | 21192.57 | 21192.57 | 0 | 0 | 25000 | 25000 | 0 | 0 | 0 | 0
3.17.20 | 2Q5.17 | (*) Temperature air humidity sensor |  | Item | 1 |  | 18009 | 18009 | 0 | 0 | 20642.12 | 20642.12 | 0 | 0 | 30000 | 30000 | 0 | 0 | 0 | 0
3.17.21 | 2Q5.18 | (*) Pressure sensor |  | Item | 1 |  | 13340 | 13340 | 0 | 0 | 20642.12 | 20642.12 | 0 | 0 | 20000 | 20000 | 0 | 0 | 0 | 0
3.17.22 | 2Q5.19 | (*) Temperature sensor |  | Item | 1 |  | 13340 | 13340 | 0 | 0 | 7018.32 | 7018.32 | 0 | 0 | 20000 | 20000 | 0 | 0 | 0 | 0
3.17.23 | 2Q5.20 | (*) Digital Input of DOC controller |  | Item | 1 |  | 70035 | 70035 | 0 | 0 | 16513.69 | 16513.69 | 0 | 0 | 20000 | 20000 | 0 | 0 | 0 | 0
3.17.24 | 2Q5.21 | (*) Digital Output of DDC controller |  | Item | 1 |  | 70035 | 70035 | 0 | 0 | 15137.55 | 15137.55 | 0 | 0 | 20000 | 20000 | 0 | 0 | 0 | 0
3.17.25 | 2Q5.22 | (*) Analogue Input of DDC controller |  | Item | 1 |  | 70035 | 70035 | 0 | 0 | 15137.55 | 15137.55 | 1086305 | 1086305 | 20000 | 20000 | 0 | 0 | 0 | 0
3.17.26 | 2Q5.23 | (*) Air quality sensor |  | Item | 1 |  | 13340 | 13340 | 0 | 0 | 33853.07 | 33853.07 | 0 | 0 | 15000 | 15000 | 0 | 0 | 0 | 0
3.17.27 | 2Q5.24 | (*) Pressure damper sensor |  | Item | 1 |  | 13340 | 13340 | 0 | 0 | 97070.87 | 97070.87 | 0 | 0 | 3500 | 3500 | 0 | 0 | 0 | 0
3.17.28 | 2Q5.25 | (*) Carbon dioxide sensor |  | Item | 1 |  | 13340 | 13340 | 0 | 0 | 125504.06 | 125504.06 | 0 | 0 | 2500 | 2500 | 0 | 0 | 0 | 0
3.17.29 | 2Q5.26 | (*) Chlorine level sensor |  | Item | 1 |  | 13340 | 13340 | 0 | 0 | 97070.87 | 97070.87 | 0 | 0 | 1500 | 1500 | 0 | 0 | 0 | 0
3.17.30 | 2Q5.27 | (*) PH level sensor |  | Item | 1 |  | 13340 | 13340 | 0 | 0 | 97070.87 | 97070.87 | 0 | 0 | 2000 | 2000 | 0 | 0 | 0 | 0
3.17.31 | 2Q5.28 | (*) UPS system |  | Item | 1 |  | 33350 | 33350 | 0 | 0 | 1376.14 | 1376.14 | 0 | 0 | 1000 | 1000 | 0 | 0 | 0 | 0
3.17.32 | 2Q5.29 | (*) Energy metering & Electrical system |  | Item | 1 |  | 33350 | 33350 | 0 | 0 | 17201.76 | 17201.76 | 0 | 0 | 15000 | 15000 | 0 | 0 | 0 | 0
3.17.33 | 2Q5.30 | (*) Central battery system |  | Item | 1 |  | 33350 | 33350 | 0 | 0 | 1376.14 | 1376.14 | 0 | 0 | 2000 | 2000 | 0 | 0 | 0 | 0
3.17.34 | 2Q5.31 | (*) CCTV and life safety |  | Item | 1 |  | 33350 | 33350 | 0 | 0 | 1376.14 | 1376.14 | 0 | 0 | 2000 | 2000 | 0 | 0 | 0 | 0
3.17.35 | 2Q5.32 | (*) Access control Equipment |  | Item | 1 |  | 33350 | 33350 | 0 | 0 | 1376.14 | 1376.14 | 0 | 0 | 2500 | 2500 | 0 | 0 | 0 | 0
3.17.36 | 2Q5.33 | (*) AV equipment |  | Item | 1 |  | 33350 | 33350 | 0 | 0 | 1376.14 | 1376.14 | 0 | 0 | 1000 | 1000 | 0 | 0 | 0 | 0
3.17.37 | 2Q5.34 | (*) BAS server |  | Item | 1 |  | 33350 | 33350 | 0 | 0 | 71284.1 | 71284.1 | 0 | 0 | 5000 | 5000 | 0 | 0 | 0 | 0
3.17.38 | 2Q5.35 | (*) Sundries; Allow for liaison, co-ordination and attendance on Public Authorities work to meet the requirement of the specification |  | Item | 1 |  | 58000 | 58000 | 0 | 0 | 19054.26 | 19054.26 | 0 | 0 | 1000 | 1000 | 0 | 0 | 5000 | 5000
3.17.39 | 2Q5.36 | (*) Ditto; Allow for supports, including fixings, anchors, insulating block, anti vibration devices and noise suppression measures |  | Item | 1 |  | 0 | 0 | 0 | 0 | 9527.13 | 9527.13 | 0 | 0 | 1000 | 1000 | 0 | 0 | 2000 | 2000
3.17.40 | 2Q5.37 | (*) Ditto; Allow for identification labels including plates, discs, labels, charts and colour coding |  | Item | 1 |  | 0 | 0 | 0 | 0 | 19054.26 | 19054.26 | 0 | 0 | 1000 | 1000 | 0 | 0 | 3000 | 3000
3.17.41 | 2Q5.38 | (*) Ditto; Allow for Builder's work |  | Item | 1 |  | 0 | 0 | 0 | 0 | 19054.26 | 19054.26 | 67696 | 67696 | 1000 | 1000 | 0 | 0 | 15000 | 15000
3.17.42 | 2Q5.39 | (*) Ditto; Allow for testing and commissioning and operating the completed installation including fuel and consumables |  | Item | 1 |  | 0 | 0 | 0 | 0 | 31757.1 | 31757.1 | 0 | 0 | 1000 | 1000 | 0 | 0 | 5000 | 5000
3.17.43 | 2Q5.40 | (*) Ditto; Allow for tools and spares for all the equipment supplied |  | Item | 1 |  | 0 | 0 | 0 | 0 | 14290.7 | 14290.7 | 0 | 0 | 1000 | 1000 | 0 | 0 | 1000 | 1000
3.17.44 | 2Q5.41 | (*) Ditto; Allow for providing maintenance kit, loose keys and consumables stores |  | Item | 1 |  | 0 | 0 | 0 | 0 | 9527.13 | 9527.13 | 0 | 0 | 1000 | 1000 | 0 | 0 | 500 | 500
3.17.45 | 2Q5.42 | (*) Ditto; Allow for documents including shop drawings, As built drawings, operating instructions and maintenance manuals etc., as specified |  | Item | 1 |  | 0 | 0 | 0 | 0 | 9527.13 | 9527.13 | 0 | 0 | 1000 | 1000 | 0 | 0 | 1500 | 1500
3.17.46 | 2Q5.43 | (*) Ditto; Allow for incidental work |  | Item | 1 |  | 0 | 0 | 0 | 0 | 19054.26 | 19054.26 | 0 | 0 | 1000 | 1000 | 0 | 0 | 500 | 500
3.17.47 | 2Q5.44 | (*) Ditto; Allow for protective painting and decorative painting |  | Item | 1 |  | 0 | 0 | 0 | 0 | 19054.26 | 19054.26 | 0 | 0 | 1000 | 1000 | 0 | 0 | 500 | 500
| Note | Note Details
3.17.48 | - | Contractor's Adjustment
| Item Code | Description | Item Remarks | Unit of Measurement | Quantity/Base Price |  | Unit Price/Discount % | Total | Unit Price/Discount % | Total | Unit Price/Discount % | Total | Unit Price/Discount % | Total | Unit Price/Discount % | Total | Unit Price/Discount % | Total | Unit Price/Discount % | Total | Unit Price/Discount % | Total
3.17.49 | 2Q5.45 | (*) Contractor may price here any items which has been shown in the drawings or any other documents but overlooked or not specifically mentioned inthe schedule of items and is necessary for the satisfactory completion of the Works. Should the Contractor fail to insert any item here, it will be deemed that Lump Sum Contract Price includes all such items and no claims for additional items will be entertained. |  | Item | 1 |  | 0 | 0 | 0 | 0 | 0 | 0 | 0 | 0 | 0 | 0 | 0 | 0 | 0 | 0
| Note | Note Details
3.17.50 | - | Please attach one PDF file to be named "Additional Items for (insert bill no/name & Section No/name)" for the details of these additional items in the additional attachment area at the end of the BOQ.
3.18 SECTION R1 - ELECTRICAL INSTALLATION | [7 empty] | 6540944 |  | 18084006 |  | 5522662.24 |  | 6751029 |  | 3735635 |  | 19411725.71 |  | 5563088
| Note | Note Details
3.18.1 | - | The Contractor is referred to the Drawings and Specification for all details related to this section of the Works and he is to include for complying with all the requirements contained therein, whether or not they are specifically mentioned within the item descriptions
3.18.2 | - | All equipment, material and accessories used in the electrical installation works shall conform strictly to the requirements of the specification and shall be designed to suitable for use on 400/230V, 50HZ AC supply.
3.18.3 | - | Main Distribution Board
3.18.4 | - | Supply, installation, testing and connecting low voltage main distribution board comprising all breakers, bus-bars, meters, indicator all in accordance with specifications and as detailed in drawing.
| Item Code | Description | Item Remarks | Unit of Measurement | Quantity/Base Price |  | Unit Price/Discount % | Total | Unit Price/Discount % | Total | Unit Price/Discount % | Total | Unit Price/Discount % | Total | Unit Price/Discount % | Total | Unit Price/Discount % | Total | Unit Price/Discount % | Total | Unit Price/Discount % | Total
3.18.5 | 2R1.11 | (*) MDB-01 |  | nr | 1 |  | 254620 | 254620 | 18084006 | 18084006 | 298627.61 | 298627.61 | 134638 | 134638 | 105000 | 105000 | 19411725.71 | 19411725.71 | 425000 | 425000
3.18.6 | 2R1.12 | (*) MDB-02 |  | nr | 1 |  | 253460 | 253460 | 0 | 0 | 247925.28 | 247925.28 | 134638 | 134638 | 105000 | 105000 | 0 | 0 | 0 | 0
3.18.7 | 2R1.13 | (*) MDB-03 |  | nr | 1 |  | 212860 | 212860 | 0 | 0 | 266335.93 | 266335.93 | 134638 | 134638 | 105000 | 105000 | 0 | 0 | 430000 | 430000
3.18.8 | 2R1.14 | (*) MDB-04 |  | nr | 1 |  | 212280 | 212280 | 0 | 0 | 220725.32 | 220725.32 | 139863 | 139863 | 105000 | 105000 | 0 | 0 | 0 | 0
| Note | Note Details
3.18.9 | - | Sub Main Distribution Boards
3.18.10 | - | Supply, installation, testing and connecting low voltage sub main distribution board comprising all breakers, bus-bars, meters, indicator all in accordance with specifications and as detailed in drawing.
| Item Code | Description | Item Remarks | Unit of Measurement | Quantity/Base Price |  | Unit Price/Discount % | Total | Unit Price/Discount % | Total | Unit Price/Discount % | Total | Unit Price/Discount % | Total | Unit Price/Discount % | Total | Unit Price/Discount % | Total | Unit Price/Discount % | Total | Unit Price/Discount % | Total
3.18.11 | 2R1.15 | (*) SMDB-ADMIN-GF |  | nr | 1 |  | 17887 | 17887 | 0 | 0 | 14703.83 | 14703.83 | 13669 | 13669 | 25000 | 25000 | 0 | 0 | 14800 | 14800
3.18.12 | 2R1.16 | (*) SMDB-MPG |  | nr | 1 |  | 16379 | 16379 | 0 | 0 | 13450.48 | 13450.48 | 13669 | 13669 | 15000 | 15000 | 0 | 0 | 11500 | 11500
3.18.13 | 2R1.17 | (*) SMDB-ADMIN-1F |  | nr | 1 |  | 18989 | 18989 | 0 | 0 | 13863.32 | 13863.32 | 13669 | 13669 | 15000 | 15000 | 0 | 0 | 14500 | 14500
3.18.14 | 2R1.18 | (*) SMDB-GF-LC-01 |  | nr | 1 |  | 21715 | 21715 | 0 | 0 | 18161.12 | 18161.12 | 13669 | 13669 | 20000 | 20000 | 0 | 0 | 11500 | 11500
3.18.15 | 2R1.19 | (*) SMDB-GF-LC-02 |  | nr | 1 |  | 21715 | 21715 | 0 | 0 | 18161.12 | 18161.12 | 13669 | 13669 | 15000 | 15000 | 0 | 0 | 16100 | 16100
3.18.16 | 2R1.20 | (*) SMDB-POOL |  | nr | 1 |  | 39057 | 39057 | 0 | 0 | 41751.35 | 41751.35 | 13669 | 13669 | 7500 | 7500 | 0 | 0 | 23000 | 23000
3.18.17 | 2R1.21 | (*) SMDB-1F-LC-01 |  | nr | 1 |  | 22295 | 22295 | 0 | 0 | 18161.12 | 18161.12 | 13669 | 13669 | 7500 | 7500 | 0 | 0 | 16700 | 16700
3.18.18 | 2R1.22 | (*) SMDB-1F-LC-02 |  | nr | 1 |  | 22295 | 22295 | 0 | 0 | 18161.12 | 18161.12 | 13669 | 13669 | 7500 | 7500 | 0 | 0 | 16700 | 16700
3.18.19 | 2R1.23 | (*) SMDB-2F-LC-01 |  | nr | 1 |  | 21715 | 21715 | 0 | 0 | 17293.09 | 17293.09 | 13669 | 13669 | 7500 | 7500 | 0 | 0 | 14400 | 14400
3.18.20 | 2R1.24 | (*) SMDB-2F-LC-02 |  | nr | 1 |  | 28675 | 28675 | 0 | 0 | 22918.33 | 22918.33 | 13669 | 13669 | 7500 | 7500 | 0 | 0 | 17000 | 17000
3.18.21 | 2R1.25 | (*) SMDB-GF-01 |  | nr | 1 |  | 26413 | 26413 | 0 | 0 | 61514.85 | 61514.85 | 13669 | 13669 | 10000 | 10000 | 0 | 0 | 18900 | 18900
| Note | Note Details
3.18.22 | - | Distribution Boards
3.18.23 | - | Supply, installation, testing and connecting low voltage distribution board comprising all breakers, bus-bars, meters, indicator all in accordance with specifications and as detailed in drawing.
| Item Code | Description | Item Remarks | Unit of Measurement | Quantity/Base Price |  | Unit Price/Discount % | Total | Unit Price/Discount % | Total | Unit Price/Discount % | Total | Unit Price/Discount % | Total | Unit Price/Discount % | Total | Unit Price/Discount % | Total | Unit Price/Discount % | Total | Unit Price/Discount % | Total
3.18.24 | 2R1.26 | (*) DB-FP-01 |  | nr | 1 |  | 9808 | 9808 | 0 | 0 | 8472.71 | 8472.71 | 2132 | 2132 | 3500 | 3500 | 0 | 0 | 2490 | 2490
3.18.25 | 2R1.27 | (*) DB-FP-02 |  | nr | 1 |  | 9587 | 9587 | 0 | 0 | 8271.59 | 8271.59 | 2132 | 2132 | 3500 | 3500 | 0 | 0 | 2415 | 2415
3.18.26 | 2R1.29 | (*) DB-SS-01 |  | nr | 1 |  | 3289 | 3289 | 0 | 0 | 2523.55 | 2523.55 | 2132 | 2132 | 3500 | 3500 | 0 | 0 | 2125 | 2125
3.18.27 | 2R1.30 | (*) DB-A-GF-01 |  | nr | 1 |  | 2767 | 2767 | 0 | 0 | 2047.19 | 2047.19 | 2132 | 2132 | 3500 | 3500 | 0 | 0 | 2625 | 2625
3.18.28 | 2R1.31 | (*) DB-A-GF-02 |  | nr | 1 |  | 3428 | 3428 | 0 | 0 | 2650.58 | 2650.58 | 2132 | 2132 | 3500 | 3500 | 0 | 0 | 2750 | 2750
3.18.29 | 2R1.32 | (*) DB-B-GF-01 |  | nr | 1 |  | 2767 | 2767 | 0 | 0 | 2047.19 | 2047.19 | 2132 | 2132 | 3500 | 3500 | 0 | 0 | 2550 | 2550
3.18.30 | 2R1.33 | (*) DB-B-GF-02 |  | nr | 1 |  | 3370 | 3370 | 0 | 0 | 2597.65 | 2597.65 | 2132 | 2132 | 3500 | 3500 | 0 | 0 | 2550 | 2550
3.18.31 | 2R1.34 | (*) DB-C-GF-01 |  | nr | 1 |  | 2767 | 2767 | 0 | 0 | 2047.19 | 2047.19 | 2132 | 2132 | 3500 | 3500 | 0 | 0 | 2550 | 2550
3.18.32 | 2R1.35 | (*) DB-C-GF-02 |  | nr | 1 |  | 3254 | 3254 | 0 | 0 | 2491.79 | 2491.79 | 2132 | 2132 | 3500 | 3500 | 0 | 0 | 2740 | 2740
3.18.33 | 2R1.36 | (*) DB-D-GF-01 |  | nr | 1 |  | 3010 | 3010 | 0 | 0 | 2269.49 | 2269.49 | 2132 | 2132 | 3500 | 3500 | 0 | 0 | 2000 | 2000
3.18.34 | 2R1.37 | (*) DB-D-GF-02 |  | nr | 1 |  | 3335 | 3335 | 0 | 0 | 2565.89 | 2565.89 | 2132 | 2132 | 3500 | 3500 | 0 | 0 | 2050 | 2050
3.18.35 | 2R1.38 | (*) DB-E-GF-01 |  | nr | 1 |  | 2767 | 2767 | 0 | 0 | 2047.19 | 2047.19 | 2132 | 2132 | 3500 | 3500 | 0 | 0 | 2200 | 2200
3.18.36 | 2R1.39 | (*) DB-E-GF-02 |  | nr | 1 |  | 3335 | 3335 | 0 | 0 | 2565.89 | 2565.89 | 2132 | 2132 | 3500 | 3500 | 0 | 0 | 2640 | 2640
3.18.37 | 2R1.40 | (*) DB-F-GF-01 |  | nr | 1 |  | 2917 | 2917 | 0 | 0 | 2184.81 | 2184.81 | 2132 | 2132 | 3500 | 3500 | 0 | 0 | 2740 | 2740
3.18.38 | 2R1.41 | (*) DB-F-GF-02 |  | nr | 1 |  | 3428 | 3428 | 0 | 0 | 2650.58 | 2650.58 | 2132 | 2132 | 3500 | 3500 | 0 | 0 | 2400 | 2400
3.18.39 | 2R1.42 | (*) DB-A2-2F-01 |  | nr | 1 |  | 2709 | 2709 | 0 | 0 | 1994.26 | 1994.26 | 2132 | 2132 | 3500 | 3500 | 0 | 0 | 2560 | 2560
3.18.40 | 2R1.43 | (*) DB-A2-2F-02 |  | nr | 1 |  | 3428 | 3428 | 0 | 0 | 2650.58 | 2650.58 | 2132 | 2132 | 2750 | 2750 | 0 | 0 | 2320 | 2320
3.18.41 | 2R1.44 | (*) DB-B2-2F-01 |  | nr | 1 |  | 2767 | 2767 | 0 | 0 | 2047.19 | 2047.19 | 2132 | 2132 | 3000 | 3000 | 0 | 0 | 2680 | 2680
3.18.42 | 2R1.45 | (*) DB-B2-2F-02 |  | nr | 1 |  | 3671 | 3671 | 0 | 0 | 2872.88 | 2872.88 | 2132 | 2132 | 2750 | 2750 | 0 | 0 | 2540 | 2540
3.18.43 | 2R1.46 | (*) DB-C2-2F-01 |  | nr | 1 |  | 2767 | 2767 | 0 | 0 | 2047.19 | 2047.19 | 2132 | 2132 | 3000 | 3000 | 0 | 0 | 2700 | 2700
3.18.44 | 2R1.47 | (*) DB-C2-2F-02 |  | nr | 1 |  | 3428 | 3428 | 0 | 0 | 2650.58 | 2650.58 | 2132 | 2132 | 3000 | 3000 | 0 | 0 | 2570 | 2570
3.18.45 | 2R1.48 | (*) DB-D2-2F-01 |  | nr | 1 |  | 2767 | 2767 | 0 | 0 | 2047.19 | 2047.19 | 2132 | 2132 | 2750 | 2750 | 0 | 0 | 2580 | 2580
3.18.46 | 2R1.49 | (*) DB-D2-2F-02 |  | nr | 1 |  | 3335 | 3335 | 0 | 0 | 2565.89 | 2565.89 | 2132 | 2132 | 3000 | 3000 | 0 | 0 | 2680 | 2680
3.18.47 | 2R1.50 | (*) DB-E2-2F-01 |  | nr | 1 |  | 2801 | 2801 | 0 | 0 | 2078.95 | 2078.95 | 2132 | 2132 | 3000 | 3000 | 0 | 0 | 2280 | 2280
3.18.48 | 2R1.51 | (*) DB-E2-2F-02 |  | nr | 1 |  | 3370 | 3370 | 0 | 0 | 2597.65 | 2597.65 | 2132 | 2132 | 3000 | 3000 | 0 | 0 | 2350 | 2350
3.18.49 | 2R1.52 | (*) DB-F2-2F-01 |  | nr | 1 |  | 2685 | 2685 | 0 | 0 | 1973.09 | 1973.09 | 2132 | 2132 | 3000 | 3000 | 0 | 0 | 2485 | 2485
3.18.50 | 2R1.53 | (*) DB-F2-2F-02 |  | nr | 1 |  | 3163 | 3163 | 0 | 0 | 2407.11 | 2407.11 | 2132 | 2132 | 2500 | 2500 | 0 | 0 | 2415 | 2415
3.18.51 | 2R1.54 | (*) DB-AD-2F-01 |  | nr | 1 |  | 2767 | 2767 | 0 | 0 | 2047.11 | 2047.11 | 2132 | 2132 | 2500 | 2500 | 0 | 0 | 2125 | 2125
3.18.52 | 2R1.55 | (*) DB-AD-2F-02 |  | nr | 1 |  | 4251 | 4251 | 0 | 0 | 3402.16 | 3402.16 | 2132 | 2132 | 2500 | 2500 | 0 | 0 | 2622 | 2622
3.18.53 | 2R1.56 | (*) DB-A1-1F-01 |  | nr | 1 |  | 2767 | 2767 | 0 | 0 | 2047.19 | 2047.19 | 2132 | 2132 | 2500 | 2500 | 0 | 0 | 2735 | 2735
3.18.54 | 2R1.57 | (*) DB-A1-1F-02 |  | nr | 1 |  | 3428 | 3428 | 0 | 0 | 2650.58 | 2650.58 | 2132 | 2132 | 3000 | 3000 | 0 | 0 | 2546 | 2546
3.18.55 | 2R1.58 | (*) DB-B1-1F-01 |  | nr | 1 |  | 2767 | 2767 | 0 | 0 | 2047.19 | 2047.19 | 2132 | 2132 | 3000 | 3000 | 0 | 0 | 2480 | 2480
3.18.56 | 2R1.59 | (*) DB-B1-1F-02 |  | nr | 1 |  | 3335 | 3335 | 0 | 0 | 2565.89 | 2565.89 | 2132 | 2132 | 3000 | 3000 | 0 | 0 | 2550 | 2550
3.18.57 | 2R1.60 | (*) DB-C1-1F-01 |  | nr | 1 |  | 2767 | 2767 | 0 | 0 | 2047.19 | 2047.19 | 2132 | 2132 | 3000 | 3000 | 0 | 0 | 2735 | 2735
3.18.58 | 2R1.61 | (*) DB-C1-1F-02 |  | nr | 1 |  | 3335 | 3335 | 0 | 0 | 2565.89 | 2565.89 | 2132 | 2132 | 3000 | 3000 | 0 | 0 | 2000 | 2000
3.18.59 | 2R1.62 | (*) DB-D1-1F-01 |  | nr | 1 |  | 2767 | 2767 | 0 | 0 | 2047.19 | 2047.19 | 2132 | 2132 | 3000 | 3000 | 0 | 0 | 2050 | 2050
3.18.60 | 2R1.63 | (*) DB-D1-1F-02 |  | nr | 1 |  | 3335 | 3335 | 0 | 0 | 2565.89 | 2565.89 | 2132 | 2132 | 3000 | 3000 | 0 | 0 | 2200 | 2200
3.18.61 | 2R1.64 | (*) DB-E1-1F-01 |  | nr | 1 |  | 2767 | 2767 | 0 | 0 | 2047.19 | 2047.19 | 2132 | 2132 | 3000 | 3000 | 0 | 0 | 2650 | 2650
3.18.62 | 2R1.65 | (*) DB-E1-1F-02 |  | nr | 1 |  | 3335 | 3335 | 0 | 0 | 2565.89 | 2565.89 | 2132 | 2132 | 3000 | 3000 | 0 | 0 | 2750 | 2750
3.18.63 | 2R1.66 | (*) DB-F1-1F-01 |  | nr | 1 |  | 2767 | 2767 | 0 | 0 | 2047.19 | 2047.19 | 2132 | 2132 | 3000 | 3000 | 0 | 0 | 2400 | 2400
3.18.64 | 2R1.67 | (*) DB-F1-1F-02 |  | nr | 1 |  | 3370 | 3370 | 0 | 0 | 2597.65 | 2597.65 | 2132 | 2132 | 3000 | 3000 | 0 | 0 | 2560 | 2560
3.18.65 | 2R1.68 | (*) DB-KIT-01 |  | nr | 1 |  | 3439 | 3439 | 0 | 0 | 2661.16 | 2661.16 | 2132 | 2132 | 3000 | 3000 | 0 | 0 | 2320 | 2320
3.18.66 | 2R1.69 | (*) DB-KIT-02 |  | nr | 1 |  | 3428 | 3428 | 0 | 0 | 2650.58 | 2650.58 | 2132 | 2132 | 2500 | 2500 | 0 | 0 | 2680 | 2680
3.18.67 | 2R1.70 | (*) DB-KIT-03 |  | nr | 1 |  | 3068 | 3068 | 0 | 0 | 2322.42 | 2322.42 | 2132 | 2132 | 3000 | 3000 | 0 | 0 | 2540 | 2540
3.18.68 | 2R1.71 | (*) DB-AD-GF-01 |  | nr | 1 |  | 3103 | 3103 | 0 | 0 | 2354.18 | 2354.18 | 2132 | 2132 | 2500 | 2500 | 0 | 0 | 2570 | 2570
3.18.69 | 2R1.72 | (*) DB-AD-GF-02 |  | nr | 1 |  | 4089 | 4089 | 0 | 0 | 3253.96 | 3253.96 | 2132 | 2132 | 2500 | 2500 | 0 | 0 | 2580 | 2580
3.18.70 | 2R1.73 | (*) DB-LIB-GF-01 |  | nr | 1 |  | 2801 | 2801 | 0 | 0 | 2078.95 | 2078.95 | 2132 | 2132 | 2500 | 2500 | 0 | 0 | 2680 | 2680
3.18.71 | 2R1.74 | (*) DB-AD-1F-01 |  | nr | 1 |  | 2685 | 2685 | 0 | 0 | 1973.09 | 1973.09 | 2132 | 2132 | 3000 | 3000 | 0 | 0 | 2500 | 2500
3.18.72 | 2R1.75 | (*) DB-AD-1F-02 |  | nr | 1 |  | 3579 | 3579 | 0 | 0 | 2788.19 | 2788.19 | 2132 | 2132 | 3000 | 3000 | 0 | 0 | 2415 | 2415
3.18.73 | 2R1.76 | (*) DB-LIB-1F-01 |  | nr | 1 |  | 2767 | 2767 | 0 | 0 | 2047.19 | 2047.19 | 2132 | 2132 | 3000 | 3000 | 0 | 0 | 2125 | 2125
3.18.74 | 2R1.77 | (*) DB-POOL-01 |  | nr | 1 |  | 3010 | 3010 | 0 | 0 | 2269.49 | 2269.49 | 2132 | 2132 | 3000 | 3000 | 0 | 0 | 3000 | 3000
3.18.75 | 2R1.78 | (*) DB-POOL-02 |  | nr | 1 |  | 2720 | 2720 | 0 | 0 | 2004.85 | 2004.85 | 2132 | 2132 | 3000 | 3000 | 0 | 0 | 3000 | 3000
3.18.76 | 2R1.79 | (*) DB-MPG-01 |  | nr | 1 |  | 2767 | 2767 | 0 | 0 | 2047.19 | 2047.19 | 2132 | 2132 | 2500 | 2500 | 0 | 0 | 2750 | 2750
3.18.77 | 2R1.80 | (*) DB-MPG-02 |  | nr | 1 |  | 3335 | 3335 | 0 | 0 | 2565.89 | 2565.89 | 2132 | 2132 | 2500 | 2500 | 0 | 0 | 2550 | 2550
3.18.78 | 2R1.81 | (*) DB-MPG-03 |  | nr | 1 |  | 2488 | 2488 | 0 | 0 | 1793.14 | 1793.14 | 2132 | 2132 | 2500 | 2500 | 0 | 0 | 2480 | 2480
3.18.79 | 2R1.82 | (*) DR-01 |  | nr | 1 |  | 4205 | 4205 | 0 | 0 | 2004.85 | 2004.85 | 2132 | 2132 | 2500 | 2500 | 0 | 0 | 2550 | 2550
| Note | Note Details
3.18.80 | - | MOTOR CONTROL CENTER
3.18.81 | - | Supply, installation, testing and connecting low voltage motor control center comprising all breakers, bus-bars, meters, indicator all in accordance with specifications and as detailed in drawing.
| Item Code | Description | Item Remarks | Unit of Measurement | Quantity/Base Price |  | Unit Price/Discount % | Total | Unit Price/Discount % | Total | Unit Price/Discount % | Total | Unit Price/Discount % | Total | Unit Price/Discount % | Total | Unit Price/Discount % | Total | Unit Price/Discount % | Total | Unit Price/Discount % | Total
3.18.82 | 2R1.83 | (*) MCC-01 |  | nr | 1 |  | 80098 | 80098 | 0 | 0 | 157081.38 | 157081.38 | 87613 | 87613 | 55000 | 55000 | 0 | 0 | 77000 | 77000
3.18.83 | 2R1.84 | (*) MCC-02 |  | nr | 1 |  | 56318 | 56318 | 0 | 0 | 85664.96 | 85664.96 | 87613 | 87613 | 50000 | 50000 | 0 | 0 | 58140 | 58140
3.18.84 | 2R1.85 | (*) MCC-03 |  | nr | 1 |  | 54868 | 54868 | 0 | 0 | 80170.98 | 80170.98 | 87613 | 87613 | 50000 | 50000 | 0 | 0 | 61560 | 61560
3.18.85 | 2R1.86 | (*) MCC-04 |  | nr | 1 |  | 95178 | 95178 | 0 | 0 | 123191.26 | 123191.26 | 87613 | 87613 | 55000 | 55000 | 0 | 0 | 80370 | 80370
3.18.86 | 2R1.87 | (*) MCC-LC-01 |  | nr | 1 |  | 118958 | 118958 | 0 | 0 | 165004.78 | 165004.78 | 87613 | 87613 | 55000 | 55000 | 0 | 0 | 155000 | 155000
3.18.87 | 2R1.88 | (*) MCC-LC-02 |  | nr | 1 |  | 119538 | 119538 | 0 | 0 | 174362.54 | 174362.54 | 87613 | 87613 | 55000 | 55000 | 0 | 0 | 111900 | 111900
| Note | Note Details
3.18.88 | - | CAPACITOR BANK (POWER FACTOR CORRECTION UNIT)
3.18.89 | - | Supply, installation, testing and commissioning of capacitor bank for 400V power supply system on main distribution board to improve power factor of the system to 0.92 as per specifications and drawings.
| Item Code | Description | Item Remarks | Unit of Measurement | Quantity/Base Price |  | Unit Price/Discount % | Total | Unit Price/Discount % | Total | Unit Price/Discount % | Total | Unit Price/Discount % | Total | Unit Price/Discount % | Total | Unit Price/Discount % | Total | Unit Price/Discount % | Total | Unit Price/Discount % | Total
3.18.90 | 2R1.89 | (*) 300kVA Automatic Power factor Correction Capacitor Bank |  | nr | 4 |  | 41818 | 167272 | 0 | 0 | 45655.31 | 182621.24 | 39972 | 159888 | 85000 | 340000 | 0 | 0 | 40000 | 160000
| Note | Note Details
3.18.91 | - | SURGE PROTECTION SYSTEM
3.18.92 | - | Supply, installation, testing and commissioning of surge protection system including all labour, materials, products, equipment and services as per specifications and drawings.
| Item Code | Description | Item Remarks | Unit of Measurement | Quantity/Base Price |  | Unit Price/Discount % | Total | Unit Price/Discount % | Total | Unit Price/Discount % | Total | Unit Price/Discount % | Total | Unit Price/Discount % | Total | Unit Price/Discount % | Total | Unit Price/Discount % | Total | Unit Price/Discount % | Total
3.18.93 | 2R1.90 | (*) Surge protection for MDB 01 |  | nr | 1 |  | 4118 | 4118 | 0 | 0 | 2301.25 | 2301.25 | 3700 | 3700 | 25000 | 25000 | 0 | 0 | 25000 | 25000
3.18.94 | 2R1.91 | (*) Surge protection for MDB 02 |  | nr | 1 |  | 4118 | 4118 | 0 | 0 | 2301.25 | 2301.25 | 3700 | 3700 | 25000 | 25000 | 0 | 0 | 25000 | 25000
3.18.95 | 2R1.92 | (*) Surge protection for MDB 03 |  | nr | 1 |  | 4118 | 4118 | 0 | 0 | 2301.25 | 2301.25 | 3700 | 3700 | 25000 | 25000 | 0 | 0 | 25000 | 25000
3.18.96 | 2R1.93 | (*) Surge protection for MDB 04 |  | nr | 1 |  | 4118 | 4118 | 0 | 0 | 2301.25 | 2301.25 | 3700 | 3700 | 25000 | 25000 | 0 | 0 | 25000 | 25000
| Note | Note Details
3.18.97 | - | LOW VOLTAGE CABLES
3.18.98 | - | Supply, installation, testing and commissioning of low voltage armored XLPE insulated, PVC sheathed, copper conductors multicore cables as specified below including all conduits, cable trays, pull boxes, termination, identification, related civil works, fitting & fixation accessories as per specifications and drawings.
| Item Code | Description | Item Remarks | Unit of Measurement | Quantity/Base Price |  | Unit Price/Discount % | Total | Unit Price/Discount % | Total | Unit Price/Discount % | Total | Unit Price/Discount % | Total | Unit Price/Discount % | Total | Unit Price/Discount % | Total | Unit Price/Discount % | Total | Unit Price/Discount % | Total
3.18.99 | 2R1.94 | (*) 2CX 4mm² XLPE/SWA/PVC+ 1X 4mm² XLPE/PVC(CPC) |  | m | 590 |  | 23 | 13570 | 0 | 0 | 9.39 | 5540.1 | 30 | 17700 | 15 | 8850 | 0 | 0 | 45 | 26550
3.18.100 | 2R1.95 | (*) 2CX 6mm² XLPE/SWA/PVC+ 1X 6mm² XLPE/PVC(CPC) |  | m | 45 |  | 32 | 1440 | 0 | 0 | 16.17 | 727.65 | 35 | 1575 | 17 | 765 | 0 | 0 | 50 | 2250
3.18.101 | 2R1.96 | (*) 2CX 10mm² XLPE/SWA/PVC+ 1X 10mm² XLPE/PVC(CPC) |  | m | 205 |  | 50 | 10250 | 0 | 0 | 30.19 | 6188.95 | 44 | 9020 | 25 | 5125 | 0 | 0 | 55 | 11275
3.18.102 | 2R1.97 | (*) 4CX 4mm² XLPE/SWA/PVC+ 1X 4mm² XLPE/PVC(CPC) |  | m | 445 |  | 31 | 13795 | 0 | 0 | 12.63 | 5620.35 | 36 | 16020 | 20 | 8900 | 0 | 0 | 60 | 26700
3.18.103 | 2R1.98 | (*) 4CX 6mm² XLPE/SWA/PVC+ 1X 6mm² XLPE/PVC(CPC) |  | m | 95 |  | 45 | 4275 | 0 | 0 | 16.17 | 1536.15 | 43 | 4085 | 23 | 2185 | 0 | 0 | 65 | 6175
3.18.104 | 2R1.99 | (*) 4CX 10mm² XLPE/SWA/PVC+ 1X 10mm² XLPE/PVC(CPC) |  | m | 1440 |  | 62 | 89280 | 0 | 0 | 30.19 | 43473.6 | 59 | 84960 | 30 | 43200 | 0 | 0 | 70 | 100800
3.18.105 | 2R1.100 | (*) 4CX 16mm² XLPE/SWA/PVC+ 1X 16mm² XLPE/PVC(CPC) |  | m | 1825 |  | 77 | 140525 | 0 | 0 | 39.31 | 71740.75 | 76 | 138700 | 40 | 73000 | 0 | 0 | 80 | 146000
3.18.106 | 2R1.101 | (*) 4CX 25mm² XLPE/SWA/PVC+ 1X 16mm² XLPE/PVC(CPC) |  | m | 1300 |  | 111 | 144300 | 0 | 0 | 54.98 | 71474 | 106 | 137800 | 55 | 71500 | 0 | 0 | 110 | 143000
3.18.107 | 2R1.102 | (*) 4CX 35mm² XLPE/SWA/PVC+ 1X 16mm² XLPE/PVC(CPC) |  | m | 200 |  | 145 | 29000 | 0 | 0 | 78.52 | 15704 | 132 | 26400 | 70 | 14000 | 0 | 0 | 130 | 26000
3.18.108 | 2R1.103 | (*) 4CX 50mm² XLPE/SWA/PVC+ 1X 25mm² XLPE/PVC(CPC) |  | m | 160 |  | 182 | 29120 | 0 | 0 | 93.94 | 15030.4 | 182 | 29120 | 90 | 14400 | 0 | 0 | 195 | 31200
3.18.109 | 2R1.104 | (*) 4CX 120mm² XLPE/SWA/PVC+ 1X 70mm² XLPE/PVC(CPC) |  | m | 415 |  | 398 | 165170 | 0 | 0 | 216.47 | 89835.05 | 410 | 170150 | 210 | 87150 | 0 | 0 | 280 | 116200
3.18.110 | 2R1.105 | (*) 4CX 150mm² XLPE/SWA/PVC+ 1X 70mm² XLPE/PVC(CPC) |  | m | 410 |  | 480 | 196800 | 0 | 0 | 270.06 | 110724.6 | 507 | 207870 | 270 | 110700 | 0 | 0 | 285 | 116850
3.18.111 | 2R1.106 | (*) 4CX 185mm² XLPE/SWA/PVC+ 1X 95mm² XLPE/PVC(CPC) |  | m | 790 |  | 561 | 443190 | 0 | 0 | 333.88 | 263765.2 | 604 | 477160 | 290 | 229100 | 0 | 0 | 310 | 244900
3.18.112 | 2R1.107 | (*) 4CX 240mm² XLPE/SWA/PVC+ 1X 120mm² XLPE/PVC(CPC) |  | m | 1301 |  | 664 | 863864 | 0 | 0 | 419.79 | 546146.79 | 796 | 1035596 | 310 | 403310 | 0 | 0 | 450 | 585450
3.18.113 | 2R1.108 | (*) 4CX 300mm² XLPE/SWA/PVC+ 1X 150mm² XLPE/PVC(CPC) |  | m | 1700 |  | 813 | 1382100 | 0 | 0 | 644.26 | 1095242 | 994 | 1689800 | 380 | 646000 | 0 | 0 | 550 | 935000
3.18.114 | 2R1.108 | (*) 1CORE 630mm² XLPE/AWA/PVC |  | m | 780 |  | 499 | 389220 | 0 | 0 | 249.02 | 194235.6 | 375 | 292500 | 320 | 249600 | 0 | 0 | 350 | 273000
| Note | Note Details
3.18.115 | - | CABLE TRAYS
3.18.116 | - | Supply and installation of hot-dipped galvanized cable trays and ladders as per specifications including fire stop materials, fittings, covers, supports, brackets, bends, reducers and all necessary accessories as per specifications and drawings.
| Item Code | Description | Item Remarks | Unit of Measurement | Quantity/Base Price |  | Unit Price/Discount % | Total | Unit Price/Discount % | Total | Unit Price/Discount % | Total | Unit Price/Discount % | Total | Unit Price/Discount % | Total | Unit Price/Discount % | Total | Unit Price/Discount % | Total | Unit Price/Discount % | Total
3.18.117 | 2R1.108 | (*) 100mm wide |  | m | 80 |  | 64 | 5120 | 0 | 0 | 70.48 | 5638.4 | 119 | 9520 | 50 | 4000 | 0 | 0 | 113 | 9040
3.18.118 | 2R1.109 | (*) 200mm wide |  | m | 980 |  | 88 | 86240 | 0 | 0 | 102.04 | 99999.2 | 149 | 146020 | 70 | 68600 | 0 | 0 | 150 | 147000
3.18.119 | 2R1.110 | (*) 300mm wide |  | m | 420 |  | 104 | 43680 | 0 | 0 | 108 | 45360 | 255 | 107100 | 80 | 33600 | 0 | 0 | 200 | 84000
3.18.120 | 2R1.111 | (*) 450mm wide |  | m | 50 |  | 161 | 8050 | 0 | 0 | 174.18 | 8709 | 281 | 14050 | 90 | 4500 | 0 | 0 | 250 | 12500
3.18.121 | 2R1.112 | (*) 600mm wide |  | m | 280 |  | 223 | 62440 | 0 | 0 | 291.78 | 81698.4 | 429 | 120120 | 140 | 39200 | 0 | 0 | 450 | 126000
3.18.122 | 2R1.113 | (*) 900mm wide |  | m | 280 |  | 289 | 80920 | 0 | 0 | 379.04 | 106131.2 | 378 | 105840 | 165 | 46200 | 0 | 0 | 550 | 154000
3.18.123 | 2R1.114 | (*) Supply, installation, connecting, testing and commissioning of energy metering system including all conduits, duct, wires, cables, boxes, socket outlet, all accessories required to complete installation , interfacing and integration with all control equipment as per specification and drawings. |  | Item | 1 |  | 20126 | 20126 | 0 | 0 | 179611.85 | 179611.85 | 0 | 0 | 75000 | 75000 | 0 | 0 | 200000 | 200000
3.18.124 | 2R1.115 | (*) Sundries; Allow for liaison, co-ordination and attendance on Public Authorities work to meet the requirement of the specification |  | Item | 1 |  | 12579 | 12579 | 0 | 0 | 2646.43 | 2646.43 | 0 | 0 | 1000 | 1000 | 0 | 0 | 15000 | 15000
3.18.125 | 2R1.116 | (*) Ditto; Allow for supports, including fixings, anchors, insulating block, anti vibration devices and noise suppression measures |  | Item | 1 |  | 15095 | 15095 | 0 | 0 | 2117.14 | 2117.14 | 0 | 0 | 1000 | 1000 | 0 | 0 | 6000 | 6000
3.18.126 | 2R1.117 | (*) Ditto; Allow for identification labels including plates, discs, labels, charts and colour coding |  | Item | 1 |  | 25158 | 25158 | 0 | 0 | 2646.43 | 2646.43 | 0 | 0 | 1000 | 1000 | 0 | 0 | 5000 | 5000
3.18.127 | 2R1.118 | (*) Ditto; Allow for Builder's work |  | Item | 1 |  | 25158 | 25158 | 0 | 0 | 2117.14 | 2117.14 | 396029 | 396029 | 1000 | 1000 | 0 | 0 | 20000 | 20000
3.18.128 | 2R1.119 | (*) Ditto; Allow for testing and commissioning and operating the completed installation including fuel and consumables |  | Item | 1 |  | 17610 | 17610 | 0 | 0 | 2117.14 | 2117.14 | 0 | 0 | 1000 | 1000 | 0 | 0 | 5000 | 5000
3.18.129 | 2R1.120 | (*) Ditto; Allow for tools and spares for all the equipment supplied |  | Item | 1 |  | 42768 | 42768 | 0 | 0 | 25934.97 | 25934.97 | 0 | 0 | 1000 | 1000 | 0 | 0 | 3000 | 3000
3.18.130 | 2R1.121 | (*) Ditto; Allow for providing maintenance kit, loose keys and consumables stores |  | Item | 1 |  | 20126 | 20126 | 0 | 0 | 2117.14 | 2117.14 | 0 | 0 | 1000 | 1000 | 0 | 0 | 1000 | 1000
3.18.131 | 2R1.122 | (*) Ditto; Allow for documents including shop drawings, As built drawings, operating instructions and maintenance manuals etc., as specified |  | Item | 1 |  | 37736 | 37736 | 0 | 0 | 2117.14 | 2117.14 | 0 | 0 | 1000 | 1000 | 0 | 0 | 5000 | 5000
3.18.132 | 2R1.123 | (*) Ditto; Allow for incidental work |  | Item | 1 |  | 17610 | 17610 | 0 | 0 | 2117.14 | 2117.14 | 0 | 0 | 1000 | 1000 | 0 | 0 | 3000 | 3000
3.18.133 | 2R1.124 | (*) Ditto; Allow for protective painting and decorative painting |  | Item | 1 |  | 17610 | 17610 | 0 | 0 | 2117.14 | 2117.14 | 0 | 0 | 1000 | 1000 | 0 | 0 | 2000 | 2000
| Note | Note Details
3.18.134 | - | Contractor's Adjustment
| Item Code | Description | Item Remarks | Unit of Measurement | Quantity/Base Price |  | Unit Price/Discount % | Total | Unit Price/Discount % | Total | Unit Price/Discount % | Total | Unit Price/Discount % | Total | Unit Price/Discount % | Total | Unit Price/Discount % | Total | Unit Price/Discount % | Total | Unit Price/Discount % | Total
3.18.135 | 2R1.125 | (*) Contractor may price here any items which has been shown in the drawings or any other documents but overlooked or not specifically mentioned inthe schedule of items and is necessary for the satisfactory completion of the Works. Should the Contractor fail to insert any item here, it will be deemed that Lump Sum Contract Price includes all such items and no claims for additional items will be entertained. |  | Item | 1 |  | 0 | 0 | 0 | 0 | 0 | 0 | 0 | 0 | 0 | 0 | 0 | 0 | 0 | 0
| Note | Note Details
3.18.136 | - | Please attach one PDF file to be named "Additional Items for (insert bill no/name & Section No/name)" for the details of these additional items in the additional attachment area at the end of the BOQ.
3.19 SECTION R2 - LIGHTING SYSTEM | [7 empty] | 2656422 |  | 0 |  | 2003132.63 |  | 3138363 |  | 2648043 |  | 1192432.15 |  | 4839678
| Note | Note Details
3.19.1 | - | LIGHT FIXTURES
3.19.2 | - | Supply, installation, connecting, testing and commissioning of lighting fixtures including all lamps, mounting brackets, suspension cords, accessories and all necessary auxiliary works as per specifications and drawings.
| Item Code | Description | Item Remarks | Unit of Measurement | Quantity/Base Price |  | Unit Price/Discount % | Total | Unit Price/Discount % | Total | Unit Price/Discount % | Total | Unit Price/Discount % | Total | Unit Price/Discount % | Total | Unit Price/Discount % | Total | Unit Price/Discount % | Total | Unit Price/Discount % | Total
3.19.3 | 2R2.01 | (*) F1 |  | nr | 455 |  | 394 | 179270 | 0 | 0 | 237.11 | 107885.05 | 330 | 150150 | 255 | 116025 | 2620.73 | 1192432.15 | 437 | 198835
3.19.4 | 2R2.02 | (*) F1B |  | nr | 103 |  | 441 | 45423 | 0 | 0 | 284.74 | 29328.22 | 330 | 33990 | 270 | 27810 | 0 | 0 | 571 | 58813
3.19.5 | 2R2.03 | (*) F2 |  | nr | 137 |  | 441 | 60417 | 0 | 0 | 171.48 | 23492.76 | 325 | 44525 | 400 | 54800 | 0 | 0 | 260 | 35620
3.19.6 | 2R2.04 | (*) F2B |  | nr | 122 |  | 441 | 53802 | 0 | 0 | 219.11 | 26731.42 | 325 | 39650 | 450 | 54900 | 0 | 0 | 320 | 39040
3.19.7 | 2R2.05 | (*) F3 |  | nr | 264 |  | 476 | 125664 | 0 | 0 | 402.24 | 106191.36 | 330 | 87120 | 300 | 79200 | 0 | 0 | 1305 | 344520
3.19.8 | 2R2.06 | (*) F3B |  | nr | 77 |  | 510 | 39270 | 0 | 0 | 456.23 | 35129.71 | 330 | 25410 | 350 | 26950 | 0 | 0 | 1450 | 111650
3.19.9 | 2R2.07 | (*) F4 |  | nr | 85 |  | 441 | 37485 | 0 | 0 | 287.92 | 24473.2 | 330 | 28050 | 250 | 21250 | 0 | 0 | 450 | 38250
3.19.10 | 2R2.08 | (*) F4B |  | nr | 31 |  | 476 | 14756 | 0 | 0 | 356.73 | 11058.63 | 330 | 10230 | 300 | 9300 | 0 | 0 | 580 | 17980
3.19.11 | 2R2.09 | (*) F5 |  | nr | 96 |  | 418 | 40128 | 0 | 0 | 509.16 | 48879.36 | 875 | 84000 | 300 | 28800 | 0 | 0 | 1170 | 112320
3.19.12 | 2R2.10 | (*) F5B |  | nr | 76 |  | 418 | 31768 | 0 | 0 | 509.16 | 38696.16 | 875 | 66500 | 350 | 26600 | 0 | 0 | 1190 | 90440
3.19.13 | 2R2.11 | (*) F6 |  | nr | 745 |  | 360 | 268200 | 0 | 0 | 322.85 | 240523.25 | 330 | 245850 | 500 | 372500 | 0 | 0 | 520 | 387400
3.19.14 | 2R2.12 | (*) F6B |  | nr | 269 |  | 360 | 96840 | 0 | 0 | 383.19 | 103078.11 | 330 | 88770 | 550 | 147950 | 0 | 0 | 571 | 153599
3.19.15 | 2R2.13 | (*) F7 |  | nr | 60 |  | 998 | 59880 | 0 | 0 | 572.67 | 34360.2 | 875 | 52500 | 500 | 30000 | 0 | 0 | 1225 | 73500
3.19.16 | 2R2.14 | (*) F7B |  | nr | 10 |  | 998 | 9980 | 0 | 0 | 572.67 | 5726.7 | 875 | 8750 | 550 | 5500 | 0 | 0 | 1236 | 12360
3.19.17 | 2R2.15 | (*) F8 |  | nr | 128 |  | 186 | 23808 | 0 | 0 | 309.09 | 39563.52 | 1364 | 174592 | 500 | 64000 | 0 | 0 | 605 | 77440
3.19.18 | 2R2.16 | (*) F8B |  | nr | 46 |  | 244 | 11224 | 0 | 0 | 329.2 | 15143.2 | 1364 | 62744 | 550 | 25300 | 0 | 0 | 618 | 28428
3.19.19 | 2R2.17 | (*) F9 |  | nr | 6 |  | 278 | 1668 | 0 | 0 | 466.82 | 2800.92 | 281 | 1686 | 600 | 3600 | 0 | 0 | 612 | 3672
3.19.20 | 2R2.18 | (*) F10 |  | nr | 51 |  | 209 | 10659 | 0 | 0 | 548.33 | 27964.83 | 380 | 19380 | 650 | 33150 | 0 | 0 | 1850 | 94350
3.19.21 | 2R2.19 | (*) F10B |  | nr | 11 |  | 244 | 2684 | 0 | 0 | 608.66 | 6695.26 | 380 | 4180 | 700 | 7700 | 0 | 0 | 1950 | 21450
3.19.22 | 2R2.20 | (*) F11 |  | nr | 32 |  | 162 | 5184 | 0 | 0 | 342.96 | 10974.72 | 132 | 4224 | 750 | 24000 | 0 | 0 | 612 | 19584
3.19.23 | 2R2.21 | (*) F13 |  | nr | 41 |  | 360 | 14760 | 0 | 0 | 509.16 | 20875.56 | 765 | 31365 | 350 | 14350 | 0 | 0 | 726 | 29766
3.19.24 | 2R2.22 | (*) F13B |  | nr | 19 |  | 360 | 6840 | 0 | 0 | 509.16 | 9674.04 | 765 | 14535 | 400 | 7600 | 0 | 0 | 740 | 14060
3.19.25 | 2R2.23 | (*) F14 |  | nr | 17 |  | 360 | 6120 | 0 | 0 | 268.86 | 4570.62 | 330 | 5610 | 400 | 6800 | 0 | 0 | 437 | 7429
3.19.26 | 2R2.24 | (*) F14B |  | nr | 7 |  | 418 | 2926 | 0 | 0 | 268.86 | 1882.02 | 330 | 2310 | 450 | 3150 | 0 | 0 | 571 | 3997
3.19.27 | 2R2.25 | (*) D1 |  | nr | 263 |  | 360 | 94680 | 0 | 0 | 131.25 | 34518.75 | 462 | 121506 | 250 | 65750 | 0 | 0 | 420 | 110460
3.19.28 | 2R2.26 | (*) D1B |  | nr | 77 |  | 360 | 27720 | 0 | 0 | 131.25 | 10106.25 | 462 | 35574 | 300 | 23100 | 0 | 0 | 445 | 34265
3.19.29 | 2R2.27 | (*) D2 |  | nr | 26 |  | 418 | 10868 | 0 | 0 | 218.05 | 5669.3 | 545 | 14170 | 350 | 9100 | 0 | 0 | 950 | 24700
3.19.30 | 2R2.28 | (*) D2B |  | nr | 6 |  | 418 | 2508 | 0 | 0 | 218.05 | 1308.3 | 545 | 3270 | 400 | 2400 | 0 | 0 | 975 | 5850
3.19.31 | 2R2.29 | (*) D3 |  | nr | 166 |  | 244 | 40504 | 0 | 0 | 133.37 | 22139.42 | 171 | 28386 | 400 | 66400 | 0 | 0 | 460 | 76360
3.19.32 | 2R2.30 | (*) D3B |  | nr | 131 |  | 244 | 31964 | 0 | 0 | 133.37 | 17471.47 | 171 | 22401 | 450 | 58950 | 0 | 0 | 470 | 61570
3.19.33 | 2R2.31 | (*) D4 |  | nr | 174 |  | 186 | 32364 | 0 | 0 | 123.84 | 21548.16 | 165 | 28710 | 400 | 69600 | 0 | 0 | 380 | 66120
3.19.34 | 2R2.32 | (*) D4B |  | nr | 4 |  | 186 | 744 | 0 | 0 | 123.84 | 495.36 | 165 | 660 | 450 | 1800 | 0 | 0 | 390 | 1560
3.19.35 | 2R2.33 | (*) D5 |  | nr | 22 |  | 418 | 9196 | 0 | 0 | 254.04 | 5588.88 | 682 | 15004 | 450 | 9900 | 0 | 0 | 860 | 18920
3.19.36 | 2R2.34 | (*) D5B |  | nr | 6 |  | 418 | 2508 | 0 | 0 | 254.04 | 1524.24 | 682 | 4092 | 500 | 3000 | 0 | 0 | 875 | 5250
3.19.37 | 2R2.35 | (*) WL1B |  | nr | 3 |  | 197 | 591 | 0 | 0 | 237.11 | 711.33 | 413 | 1239 | 500 | 1500 | 0 | 0 | 1290 | 3870
3.19.38 | 2R2.36 | (*) WL2B |  | nr | 8 |  | 325 | 2600 | 0 | 0 | 237.11 | 1896.88 | 633 | 5064 | 550 | 4400 | 0 | 0 | 4710 | 37680
3.19.39 | 2R2.37 | (*) WL3 |  | nr | 21 |  | 626 | 13146 | 0 | 0 | 357.78 | 7513.38 | 336 | 7056 | 500 | 10500 | 0 | 0 | 680 | 14280
3.19.40 | 2R2.38 | (*) WL3B |  | nr | 63 |  | 684 | 43092 | 0 | 0 | 418.12 | 26341.56 | 336 | 21168 | 550 | 34650 | 0 | 0 | 740 | 46620
3.19.41 | 2R2.39 | (*) HB1 |  | nr | 24 |  | 4164 | 99936 | 0 | 0 | 649.95 | 15598.8 | 435 | 10440 | 900 | 21600 | 0 | 0 | 1100 | 26400
3.19.42 | 2R2.40 | (*) SPL |  | nr | 14 |  | 1554 | 21756 | 0 | 0 | 544.09 | 7617.26 | 600 | 8400 | 1000 | 14000 | 0 | 0 | 3400 | 47600
3.19.43 | 2R2.41 | (*) S1 |  | nr | 37 |  | 626 | 23162 | 0 | 0 | 338.73 | 12533.01 | 501 | 18537 | 1000 | 37000 | 0 | 0 | 700 | 25900
3.19.44 | 2R2.42 | (*) S1B |  | nr | 73 |  | 684 | 49932 | 0 | 0 | 398.01 | 29054.73 | 501 | 36573 | 1000 | 73000 | 0 | 0 | 720 | 52560
3.19.45 | 2R2.43 | (*) T1 |  | nr | 10 |  | 626 | 6260 | 0 | 0 | 1351.78 | 13517.8 | 2800 | 28000 | 1000 | 10000 | 0 | 0 | 20000 | 200000
| Note | Note Details
3.19.46 | - | LIGHTING POINTS
3.19.47 | - | Supply, installation, connecting, testing and commissioning of lighting points including conduits, conduit fittings, boxes, copper conductors not less than 2.5 mm² wiring for lighting points, earthing terminations, accessories and all necessary civil works as per specifications and drawings.
| Item Code | Description | Item Remarks | Unit of Measurement | Quantity/Base Price |  | Unit Price/Discount % | Total | Unit Price/Discount % | Total | Unit Price/Discount % | Total | Unit Price/Discount % | Total | Unit Price/Discount % | Total | Unit Price/Discount % | Total | Unit Price/Discount % | Total | Unit Price/Discount % | Total
3.19.48 | 2R2.44 | (*) Lighting Point |  | nr | 4608 |  | 168 | 774144 | 0 | 0 | 155.87 | 718248.96 | 264 | 1216512 | 200 | 921600 | 0 | 0 | 400 | 1843200
| Note | Note Details
3.19.49 | - | LIGHTING SWITCHES & SENSORS
3.19.50 | - | Supply, installation, connecting, testing and commissioning of lighting switches 10A, 230V & sensors as specified below including pvc conduits, conduit fittings, boxes, earthing terminations, copper conductors upto switches, accessories and all necessary civil works as per specifications and drawings.
| Item Code | Description | Item Remarks | Unit of Measurement | Quantity/Base Price |  | Unit Price/Discount % | Total | Unit Price/Discount % | Total | Unit Price/Discount % | Total | Unit Price/Discount % | Total | Unit Price/Discount % | Total | Unit Price/Discount % | Total | Unit Price/Discount % | Total | Unit Price/Discount % | Total
3.19.51 | 2R2.45 | (*) 1 gang 1 way Switch |  | nr | 138 |  | 269 | 37122 | 0 | 0 | 54.17 | 7475.46 | 85 | 11730 | 15 | 2070 | 0 | 0 | 270 | 37260
3.19.52 | 2R2.46 | (*) 2 gang 1 way Switch |  | nr | 150 |  | 291 | 43650 | 0 | 0 | 61.05 | 9157.5 | 87 | 13050 | 17 | 2550 | 0 | 0 | 300 | 45000
3.19.53 | 2R2.47 | (*) 3 gang 1 way Switch |  | nr | 11 |  | 339 | 3729 | 0 | 0 | 68.46 | 753.06 | 132 | 1452 | 20 | 220 | 0 | 0 | 350 | 3850
3.19.54 | 2R2.48 | (*) 1 gang 2 way Switch |  | nr | 8 |  | 263 | 2104 | 0 | 0 | 54.17 | 433.36 | 104 | 832 | 17 | 136 | 0 | 0 | 350 | 2800
3.19.55 | 2R2.49 | (*) 2 gang 2 way Switch |  | nr | 34 |  | 306 | 10404 | 0 | 0 | 61.05 | 2075.7 | 110 | 3740 | 18 | 612 | 0 | 0 | 365 | 12410
3.19.56 | 2R2.50 | (*) Intermediate way Switch |  | nr | 2 |  | 302 | 604 | 0 | 0 | 71.63 | 143.26 | 1173 | 2346 | 25 | 50 | 0 | 0 | 350 | 700
3.19.57 | 2R2.51 | (*) 25A DOUBLE POLE SWITCH |  | nr | 46 |  | 311 | 14306 | 0 | 0 | 275.15 | 12656.9 | 114 | 5244 | 25 | 1150 | 0 | 0 | 550 | 25300
3.19.58 | 2R2.52 | (*) 1 gang 1 way Switch water proof |  | nr | 3 |  | 303 | 909 | 0 | 0 | 94.92 | 284.76 | 178 | 534 | 35 | 105 | 0 | 0 | 400 | 1200
3.19.59 | 2R2.53 | (*) 1 gang 2 way Switch water proof |  | nr | 8 |  | 371 | 2968 | 0 | 0 | 94.92 | 759.36 | 172 | 1376 | 50 | 400 | 0 | 0 | 480 | 3840
3.19.60 | 2R2.54 | (*) 4 gang 2 way Switch water proof |  | nr | 3 |  | 438 | 1314 | 0 | 0 | 131.97 | 395.91 | 211 | 633 | 55 | 165 | 0 | 0 | 550 | 1650
3.19.61 | 2R2.55 | (*) 2 gang 1 way Switch water proof |  | nr | 2 |  | 354 | 708 | 0 | 0 | 99.16 | 198.32 | 220 | 440 | 550 | 1100 | 0 | 0 | 500 | 1000
3.19.62 | 2R2.56 | (*) Sundries; Allow for liaison, co-ordination and attendance on Public Authorities work to meet the requirement of the specification |  | Item | 1 |  | 8174 | 8174 | 0 | 0 | 2117.14 | 2117.14 | 0 | 0 | 1000 | 1000 | 0 | 0 | 3000 | 3000
3.19.63 | 2R2.57 | (*) Ditto; Allow for supports, including fixings, anchors, insulating block, anti vibration devices and noise suppression measures |  | Item | 1 |  | 8174 | 8174 | 0 | 0 | 2117.14 | 2117.14 | 0 | 0 | 1000 | 1000 | 0 | 0 | 5000 | 5000
3.19.64 | 2R2.58 | (*) Ditto; Allow for identification labels including plates, discs, labels, charts and colour coding |  | Item | 1 |  | 8174 | 8174 | 0 | 0 | 2117.14 | 2117.14 | 0 | 0 | 1000 | 1000 | 0 | 0 | 2000 | 2000
3.19.65 | 2R2.59 | (*) Ditto; Allow for Builder's work |  | Item | 1 |  | 10217 | 10217 | 0 | 0 | 2117.14 | 2117.14 | 184103 | 184103 | 1000 | 1000 | 0 | 0 | 10000 | 10000
3.19.66 | 2R2.60 | (*) Ditto; Allow for testing and commissioning and operating the completed installation including fuel and consumables |  | Item | 1 |  | 7152 | 7152 | 0 | 0 | 2117.14 | 2117.14 | 0 | 0 | 1000 | 1000 | 0 | 0 | 1000 | 1000
3.19.67 | 2R2.61 | (*) Ditto; Allow for tools and spares for all the equipment supplied |  | Item | 1 |  | 20435 | 20435 | 0 | 0 | 20642.12 | 20642.12 | 0 | 0 | 1000 | 1000 | 0 | 0 | 1000 | 1000
3.19.68 | 2R2.62 | (*) Ditto; Allow for providing maintenance kit, loose keys and consumables stores |  | Item | 1 |  | 10217 | 10217 | 0 | 0 | 2117.14 | 2117.14 | 0 | 0 | 1000 | 1000 | 0 | 0 | 1000 | 1000
3.19.69 | 2R2.63 | (*) Ditto; Allow for documents including shop drawings, As built drawings, operating instructions and maintenance manuals etc., as specified |  | Item | 1 |  | 15326 | 15326 | 0 | 0 | 2117.14 | 2117.14 | 0 | 0 | 1000 | 1000 | 0 | 0 | 2000 | 2000
3.19.70 | 2R2.64 | (*) Ditto; Allow for incidental work |  | Item | 1 |  | 7152 | 7152 | 0 | 0 | 2117.14 | 2117.14 | 0 | 0 | 1000 | 1000 | 0 | 0 | 1000 | 1000
3.19.71 | 2R2.65 | (*) Ditto; Allow for protective painting and decorative painting |  | Item | 1 |  | 7152 | 7152 | 0 | 0 | 2117.14 | 2117.14 | 0 | 0 | 1000 | 1000 | 0 | 0 | 1000 | 1000
| Note | Note Details
3.19.72 | - | Contractor's Adjustment
| Item Code | Description | Item Remarks | Unit of Measurement | Quantity/Base Price |  | Unit Price/Discount % | Total | Unit Price/Discount % | Total | Unit Price/Discount % | Total | Unit Price/Discount % | Total | Unit Price/Discount % | Total | Unit Price/Discount % | Total | Unit Price/Discount % | Total | Unit Price/Discount % | Total
3.19.73 | 2R2.66 | (*) Contractor may price here any items which has been shown in the drawings or any other documents but overlooked or not specifically mentioned inthe schedule of items and is necessary for the satisfactory completion of the Works. Should the Contractor fail to insert any item here, it will be deemed that Lump Sum Contract Price includes all such items and no claims for additional items will be entertained. |  | Item | 1 |  | 0 | 0 | 0 | 0 | 0 | 0 | 0 | 0 | 0 | 0 | 0 | 0 | 0 | 0
| Note | Note Details
3.19.74 | - | Please attach one PDF file to be named "Additional Items for (insert bill no/name & Section No/name)" for the details of these additional items in the additional attachment area at the end of the BOQ.
3.20 SECTION R3 - POWER SYSTEM | [7 empty] | 1231556 |  | 0 |  | 866521.61 |  | 643000 |  | 1129125 |  | 0 |  | 1049525
| Note | Note Details
3.20.1 | - | Supply, installation, connecting, testing and commissioning of normal and power sockets as specified below including pvc conduits, conduit fittings, boxes, earthing terminations, copper conductors, all fixings supports and all necessary works from the panel boards to socket outlets as per specifications and drawings.
| Item Code | Description | Item Remarks | Unit of Measurement | Quantity/Base Price |  | Unit Price/Discount % | Total | Unit Price/Discount % | Total | Unit Price/Discount % | Total | Unit Price/Discount % | Total | Unit Price/Discount % | Total | Unit Price/Discount % | Total | Unit Price/Discount % | Total | Unit Price/Discount % | Total
3.20.2 | 2R3.01 | (*) 13A 3PIN SW SOCKET |  | nr | 185 |  | 241 | 44585 | 0 | 0 | 269.84 | 49920.4 | 111 | 20535 | 350 | 64750 | 0 | 0 | 285 | 52725
3.20.3 | 2R3.02 | (*) 13A 3PIN SW TWIN SOCKET |  | nr | 789 |  | 264 | 208296 | 0 | 0 | 296.54 | 233970.06 | 167 | 131763 | 375 | 295875 | 0 | 0 | 330 | 260370
3.20.4 | 2R3.03 | (*) 13A 3PIN SW SOCKET AT HIGH LEVEL |  | nr | 17 |  | 241 | 4097 | 0 | 0 | 269.84 | 4587.28 | 124 | 2108 | 375 | 6375 | 0 | 0 | 300 | 5100
3.20.5 | 2R3.04 | (*) 13A 3PIN SW TWIN SOCKET AT HIGH LEVEL |  | nr | 313 |  | 264 | 82632 | 0 | 0 | 296.54 | 92817.02 | 168 | 52584 | 375 | 117375 | 0 | 0 | 350 | 109550
3.20.6 | 2R3.05 | (*) 13A 3PIN SW SOCKET (WEATHER PROOF) |  | nr | 53 |  | 346 | 18338 | 0 | 0 | 334.64 | 17735.92 | 314 | 16642 | 400 | 21200 | 0 | 0 | 450 | 23850
3.20.7 | 2R3.06 | (*) 13A 3PIN SW TWIN SOCKET (WEATHER PROOF) |  | nr | 51 |  | 426 | 21726 | 0 | 0 | 450.22 | 22961.22 | 344 | 17544 | 400 | 20400 | 0 | 0 | 490 | 24990
3.20.8 | 2R3.07 | (*) 13A FUSED SPUR UNIT |  | nr | 15 |  | 283 | 4245 | 0 | 0 | 269.84 | 4047.6 | 128 | 1920 | 250 | 3750 | 0 | 0 | 350 | 5250
3.20.9 | 2R3.08 | (*) 13A FUSED SPUR UNIT AT HIGH LEVEL |  | nr | 1 |  | 283 | 283 | 0 | 0 | 269.84 | 269.84 | 355 | 355 | 350 | 350 | 0 | 0 | 380 | 380
3.20.10 | 2R3.09 | (*) 13A SWITCHED FUSED SPUR UNIT (WEATHER PROOF) |  | nr | 9 |  | 298 | 2682 | 0 | 0 | 269.84 | 2428.56 | 213 | 1917 | 350 | 3150 | 0 | 0 | 490 | 4410
3.20.11 | 2R3.10 | (*) 13A SWITCHED FUSED SPUR UNIT AT HIGH LEVEL |  | nr | 505 |  | 298 | 150490 | 0 | 0 | 269.84 | 136269.2 | 112 | 56560 | 350 | 176750 | 0 | 0 | 420 | 212100
3.20.12 | 2R3.11 | (*) 13A 3PIN SW CEILING SOCKET |  | nr | 5 |  | 256 | 1280 | 0 | 0 | 269.84 | 1349.2 | 170 | 850 | 350 | 1750 | 0 | 0 | 350 | 1750
3.20.13 | 2R3.12 | (*) 16A PLUG-IN COMMANDO SOCKET |  | nr | 23 |  | 645 | 14835 | 0 | 0 | 1282.22 | 29491.06 | 145 | 3335 | 350 | 8050 | 0 | 0 | 750 | 17250
3.20.14 | 2R3.13 | (*) Wall mounted junction box |  | nr | 10 |  | 622 | 6220 | 0 | 0 | 907.19 | 9071.9 | 140 | 1400 | 450 | 4500 | 0 | 0 | 700 | 7000
3.20.15 | 2R3.14 | (*) Ceiling mounted junction box |  | nr | 30 |  | 622 | 18660 | 0 | 0 | 444.6 | 13338 | 124 | 3720 | 250 | 7500 | 0 | 0 | 600 | 18000
3.20.16 | 2R3.15 | (*) Control panel for ELECTRICAL FIRE PUMP-1 + JOCKEY PUMP-1 (waterproofed) |  | nr | 1 |  | 18154 | 18154 | 0 | 0 | 541.22 | 541.22 | 3177 | 3177 | 7500 | 7500 | 0 | 0 | 5000 | 5000
3.20.17 | 2R3.16 | (*) Control panel for CHILLER (ACH-01) (waterproofed) |  | nr | 1 |  | 55100 | 55100 | 0 | 0 | 1244 | 1244 | 3177 | 3177 | 9000 | 9000 | 0 | 0 | 10000 | 10000
3.20.18 | 2R3.17 | (*) Control panel for CHILLER (ACH-02) (waterproofed) |  | nr | 1 |  | 55100 | 55100 | 0 | 0 | 1244 | 1244 | 3177 | 3177 | 9000 | 9000 | 0 | 0 | 10000 | 10000
3.20.19 | 2R3.18 | (*) Control panel for CHILLER (ACH-03) (waterproofed) |  | nr | 1 |  | 55100 | 55100 | 0 | 0 | 1244 | 1244 | 3177 | 3177 | 9000 | 9000 | 0 | 0 | 10000 | 10000
3.20.20 | 2R3.19 | (*) Control panel for CHILLER (ACH-04) (waterproofed) |  | nr | 1 |  | 55100 | 55100 | 0 | 0 | 1244 | 1244 | 3177 | 3177 | 9000 | 9000 | 0 | 0 | 10000 | 10000
3.20.21 | 2R3.20 | (*) Control panel for KITCHEN CIRCULATING PUMP (waterproofed) |  | nr | 1 |  | 3567 | 3567 | 0 | 0 | 541.22 | 541.22 | 3177 | 3177 | 7500 | 7500 | 0 | 0 | 3000 | 3000
3.20.22 | 2R3.21 | (*) Control panel for LIFT SUMP PUMP-1 (waterproofed) |  | nr | 1 |  | 3567 | 3567 | 0 | 0 | 541.22 | 541.22 | 3177 | 3177 | 7500 | 7500 | 0 | 0 | 3000 | 3000
3.20.23 | 2R3.22 | (*) Control panel for LIFT SUMP PUMP-2 (waterproofed) |  | nr | 1 |  | 3567 | 3567 | 0 | 0 | 541.22 | 541.22 | 3177 | 3177 | 7500 | 7500 | 0 | 0 | 3000 | 3000
3.20.24 | 2R3.23 | (*) Control panel for LIFT SUMP PUMP-3 (waterproofed) |  | nr | 1 |  | 3567 | 3567 | 0 | 0 | 541.22 | 541.22 | 3177 | 3177 | 7500 | 7500 | 0 | 0 | 3000 | 3000
3.20.25 | 2R3.24 | (*) Control panel for RAW WATER TRANSFER PUMP (waterproofed) |  | nr | 1 |  | 4263 | 4263 | 0 | 0 | 541.22 | 541.22 | 3177 | 3177 | 6000 | 6000 | 0 | 0 | 5000 | 5000
3.20.26 | 2R3.25 | (*) Control panel for IRRIGATION PUMP (waterproofed) |  | nr | 1 |  | 3915 | 3915 | 0 | 0 | 541.22 | 541.22 | 3177 | 3177 | 6000 | 6000 | 0 | 0 | 5000 | 5000
3.20.27 | 2R3.26 | (*) Control panel for SWIMMING POOL FILTER PUMP (waterproofed) |  | nr | 2 |  | 3915 | 7830 | 0 | 0 | 541.22 | 1082.44 | 3177 | 6354 | 6000 | 12000 | 0 | 0 | 7000 | 14000
3.20.28 | 2R3.27 | (*) Control panel for BOOSTER PUMP (waterproofed) |  | nr | 1 |  | 3915 | 3915 | 0 | 0 | 541.22 | 541.22 | 3177 | 3177 | 6000 | 6000 | 0 | 0 | 7000 | 7000
3.20.29 | 2R3.28 | (*) Control panel for IONIZER (waterproofed) |  | nr | 2 |  | 3567 | 7134 | 0 | 0 | 541.22 | 1082.44 | 3177 | 6354 | 4000 | 8000 | 0 | 0 | 2000 | 4000
3.20.30 | 2R3.29 | (*) Control panel for CIRCULATING PUMP POOL HEAT EXCHANGER (waterproofed) |  | nr | 1 |  | 3567 | 3567 | 0 | 0 | 541.22 | 541.22 | 3177 | 3177 | 6000 | 6000 | 0 | 0 | 2000 | 2000
3.20.31 | 2R3.30 | (*) Control panel for CIRCULATING PUMP CHANGING ROOM (waterproofed) |  | nr | 2 |  | 3567 | 7134 | 0 | 0 | 541.22 | 1082.44 | 3177 | 6354 | 6000 | 12000 | 0 | 0 | 2000 | 4000
3.20.32 | 2R3.31 | (*) Control panel forCIRCULATING PUMP HEAT EXCHANGER(waterproofed) |  | nr | 1 |  | 3567 | 3567 | 0 | 0 | 541.22 | 541.22 | 3177 | 3177 | 6000 | 6000 | 0 | 0 | 2000 | 2000
3.20.33 | 2R3.32 | (*) Control panel for FAHU-01 (waterproofed) |  | nr | 1 |  | 4495 | 4495 | 0 | 0 | 11126.92 | 11126.92 | 3177 | 3177 | 7500 | 7500 | 0 | 0 | 5000 | 5000
3.20.34 | 2R3.33 | (*) Control panel for FAHU-02 (waterproofed) |  | nr | 1 |  | 4263 | 4263 | 0 | 0 | 11126.92 | 11126.92 | 3177 | 3177 | 7500 | 7500 | 0 | 0 | 5000 | 5000
3.20.35 | 2R3.34 | (*) Control panel for FAHU-03 (waterproofed) |  | nr | 1 |  | 4263 | 4263 | 0 | 0 | 11126.92 | 11126.92 | 3177 | 3177 | 7500 | 7500 | 0 | 0 | 5000 | 5000
3.20.36 | 2R3.35 | (*) Control panel for FAHU-04 (waterproofed) |  | nr | 1 |  | 4263 | 4263 | 0 | 0 | 11126.92 | 11126.92 | 3177 | 3177 | 7500 | 7500 | 0 | 0 | 5000 | 5000
3.20.37 | 2R3.36 | (*) Control panel for FAHU-05 (waterproofed) |  | nr | 1 |  | 4263 | 4263 | 0 | 0 | 11126.92 | 11126.92 | 3177 | 3177 | 7500 | 7500 | 0 | 0 | 5000 | 5000
3.20.38 | 2R3.37 | (*) Control panel for FAHU-06 (waterproofed) |  | nr | 1 |  | 4263 | 4263 | 0 | 0 | 11126.92 | 11126.92 | 3177 | 3177 | 7500 | 7500 | 0 | 0 | 5000 | 5000
3.20.39 | 2R3.38 | (*) Control panel for FAHU-07 (waterproofed) |  | nr | 1 |  | 4263 | 4263 | 0 | 0 | 11126.92 | 11126.92 | 3177 | 3177 | 7500 | 7500 | 0 | 0 | 5000 | 5000
3.20.40 | 2R3.39 | (*) Control panel for FAHU-08 (waterproofed) |  | nr | 1 |  | 3915 | 3915 | 0 | 0 | 11126.92 | 11126.92 | 3177 | 3177 | 7500 | 7500 | 0 | 0 | 5000 | 5000
| Note | Note Details
3.20.41 | - | ISOLATORS
3.20.42 | - | Supply, installation, connecting, testing and commissioning of isolators as specified below including pvc conduits, conduit fittings, boxes, earthing terminations, copper conductors, all fixings supports and all necessary works from the panel boards to isolators as per specifications and drawings.
| Item Code | Description | Item Remarks | Unit of Measurement | Quantity/Base Price |  | Unit Price/Discount % | Total | Unit Price/Discount % | Total | Unit Price/Discount % | Total | Unit Price/Discount % | Total | Unit Price/Discount % | Total | Unit Price/Discount % | Total | Unit Price/Discount % | Total | Unit Price/Discount % | Total
3.20.43 | 2R3.40 | (*) 16 A SPN isolating switch |  | nr | 106 |  | 490 | 51940 | 0 | 0 | 90.39 | 9581.34 | 222 | 23532 | 500 | 53000 | 0 | 0 | 150 | 15900
3.20.44 | 2R3.41 | (*) 20 A SPN isolating switch |  | nr | 18 |  | 513 | 9234 | 0 | 0 | 90.39 | 1627.02 | 233 | 4194 | 650 | 11700 | 0 | 0 | 175 | 3150
3.20.45 | 2R3.42 | (*) 32 A SPN isolating switch |  | nr | 2 |  | 531 | 1062 | 0 | 0 | 130.71 | 261.42 | 707 | 1414 | 675 | 1350 | 0 | 0 | 200 | 400
3.20.46 | 2R3.43 | (*) 125 A SPN isolating switch |  | nr | 1 |  | 1781 | 1781 | 0 | 0 | 851.01 | 851.01 | 2693 | 2693 | 1500 | 1500 | 0 | 0 | 500 | 500
3.20.47 | 2R3.44 | (*) 16A SPN Isolating switch (waterproof type) |  | nr | 100 |  | 515 | 51500 | 0 | 0 | 90.39 | 9039 | 275 | 27500 | 650 | 65000 | 0 | 0 | 180 | 18000
3.20.48 | 2R3.45 | (*) 20A TP Isolating switch |  | nr | 6 |  | 531 | 3186 | 0 | 0 | 115.37 | 692.22 | 277 | 1662 | 675 | 4050 | 0 | 0 | 320 | 1920
3.20.49 | 2R3.46 | (*) 32A TP Isolating switch |  | nr | 2 |  | 548 | 1096 | 0 | 0 | 136.54 | 273.08 | 702 | 1404 | 700 | 1400 | 0 | 0 | 380 | 760
3.20.50 | 2R3.47 | (*) 16A TP Isolating switch (waterproof type) |  | nr | 5 |  | 507 | 2535 | 0 | 0 | 115.37 | 576.85 | 321 | 1605 | 750 | 3750 | 0 | 0 | 250 | 1250
3.20.51 | 2R3.48 | (*) 20A TP Isolating switch (waterproof type) |  | nr | 10 |  | 531 | 5310 | 0 | 0 | 115.37 | 1153.7 | 297 | 2970 | 350 | 3500 | 0 | 0 | 330 | 3300
3.20.52 | 2R3.49 | (*) 32A TP Isolating switch (waterproof type) |  | nr | 10 |  | 548 | 5480 | 0 | 0 | 136.54 | 1365.4 | 676 | 6760 | 400 | 4000 | 0 | 0 | 390 | 3900
3.20.53 | 2R3.50 | (*) 40A TP Isolating switch (waterproof type) |  | nr | 5 |  | 574 | 2870 | 0 | 0 | 373.45 | 1867.25 | 701 | 3505 | 450 | 2250 | 0 | 0 | 450 | 2250
3.20.54 | 2R3.51 | (*) 63A TP Isolating switch (waterproof type) |  | nr | 18 |  | 847 | 15246 | 0 | 0 | 373.45 | 6722.1 | 748 | 13464 | 500 | 9000 | 0 | 0 | 560 | 10080
3.20.55 | 2R3.52 | (*) 80A TP Isolating switch (waterproof type) |  | nr | 14 |  | 1250 | 17500 | 0 | 0 | 592.57 | 8295.98 | 934 | 13076 | 650 | 9100 | 0 | 0 | 710 | 9940
3.20.56 | 2R3.53 | (*) 100A TP Isolating switch (waterproof type) |  | nr | 1 |  | 1868 | 1868 | 0 | 0 | 739.86 | 739.86 | 2816 | 2816 | 750 | 750 | 0 | 0 | 950 | 950
3.20.57 | 2R3.54 | (*) 125A TP Isolating switch (waterproof type) |  | nr | 1 |  | 2100 | 2100 | 0 | 0 | 851.01 | 851.01 | 2816 | 2816 | 1500 | 1500 | 0 | 0 | 1000 | 1000
3.20.58 | 2R3.55 | (*) 1600A TP Isolating switch (waterproof type) |  | nr | 4 |  | 26239 | 104956 | 0 | 0 | 19474.6 | 77898.4 | 23920 | 95680 | 5000 | 20000 | 0 | 0 | 19000 | 76000
3.20.59 | 2R3.56 | (*) Sundries; Allow for liaison, co-ordination and attendance on Public Authorities work to meet the requirement of the specification |  | Item | 1 |  | 3791 | 3791 | 0 | 0 | 2117.14 | 2117.14 | 0 | 0 | 1000 | 1000 | 0 | 0 | 1000 | 1000
3.20.60 | 2R3.57 | (*) Ditto; Allow for supports, including fixings, anchors, insulating block, anti vibration devices and noise suppression measures |  | Item | 1 |  | 3791 | 3791 | 0 | 0 | 2117.14 | 2117.14 | 0 | 0 | 1000 | 1000 | 0 | 0 | 5000 | 5000
3.20.61 | 2R3.58 | (*) Ditto; Allow for identification labels including plates, discs, labels, charts and colour coding |  | Item | 1 |  | 3791 | 3791 | 0 | 0 | 2117.14 | 2117.14 | 0 | 0 | 1000 | 1000 | 0 | 0 | 2000 | 2000
3.20.62 | 2R3.59 | (*) Ditto; Allow for Builder's work |  | Item | 1 |  | 4739 | 4739 | 0 | 0 | 2117.14 | 2117.14 | 37720 | 37720 | 1000 | 1000 | 0 | 0 | 5000 | 5000
3.20.63 | 2R3.60 | (*) Ditto; Allow for testing and commissioning and operating the completed installation including fuel and consumables |  | Item | 1 |  | 3317 | 3317 | 0 | 0 | 2117.14 | 2117.14 | 0 | 0 | 1000 | 1000 | 0 | 0 | 1000 | 1000
3.20.64 | 2R3.61 | (*) Ditto; Allow for tools and spares for all the equipment supplied |  | Item | 1 |  | 9478 | 9478 | 0 | 0 | 4763.57 | 4763.57 | 0 | 0 | 1000 | 1000 | 0 | 0 | 500 | 500
3.20.65 | 2R3.62 | (*) Ditto; Allow for providing maintenance kit, loose keys and consumables stores |  | Item | 1 |  | 4739 | 4739 | 0 | 0 | 2117.14 | 2117.14 | 0 | 0 | 1000 | 1000 | 0 | 0 | 500 | 500
3.20.66 | 2R3.63 | (*) Ditto; Allow for documents including shop drawings, As built drawings, operating instructions and maintenance manuals etc., as specified |  | Item | 1 |  | 7108 | 7108 | 0 | 0 | 2117.14 | 2117.14 | 0 | 0 | 1000 | 1000 | 0 | 0 | 1500 | 1500
3.20.67 | 2R3.64 | (*) Ditto; Allow for incidental work |  | Item | 1 |  | 3317 | 3317 | 0 | 0 | 2117.14 | 2117.14 | 0 | 0 | 1000 | 1000 | 0 | 0 | 500 | 500
3.20.68 | 2R3.65 | (*) Ditto; Allow for protective painting and decorative painting |  | Item | 1 |  | 3317 | 3317 | 0 | 0 | 2117.14 | 2117.14 | 0 | 0 | 1000 | 1000 | 0 | 0 | 500 | 500
| Note | Note Details
3.20.69 | - | Contractor's Adjustment
| Item Code | Description | Item Remarks | Unit of Measurement | Quantity/Base Price |  | Unit Price/Discount % | Total | Unit Price/Discount % | Total | Unit Price/Discount % | Total | Unit Price/Discount % | Total | Unit Price/Discount % | Total | Unit Price/Discount % | Total | Unit Price/Discount % | Total | Unit Price/Discount % | Total
3.20.70 | 2R3.66 | (*) Contractor may price here any items which has been shown in the drawings or any other documents but overlooked or not specifically mentioned inthe schedule of items and is necessary for the satisfactory completion of the Works. Should the Contractor fail to insert any item here, it will be deemed that Lump Sum Contract Price includes all such items and no claims for additional items will be entertained. |  | Item | 1 |  | 0 | 0 | 0 | 0 | 0 | 0 | 0 | 0 | 0 | 0 | 0 | 0 | 0 | 0
| Note | Note Details
3.20.71 | - | Please attach one PDF file to be named "Additional Items for (insert bill no/name & Section No/name)" for the details of these additional items in the additional attachment area at the end of the BOQ.
3.21 SECTION R4 - LIGHTING CONTROL SYSTEM | [7 empty] | 2027803 |  | 0 |  | 931290.18 |  | 582752 |  | 157000 |  | 0 |  | 580500
| Note | Note Details
3.21.1 | - | Supply, installation, testing and connecting lighting control panels and all in accordance with specifications and as detailed in drawing.
| Item Code | Description | Item Remarks | Unit of Measurement | Quantity/Base Price |  | Unit Price/Discount % | Total | Unit Price/Discount % | Total | Unit Price/Discount % | Total | Unit Price/Discount % | Total | Unit Price/Discount % | Total | Unit Price/Discount % | Total | Unit Price/Discount % | Total | Unit Price/Discount % | Total
3.21.2 | 2R4.01 | (*) MULTISENSOR (MOTION + LUX + IR SENSOR) |  | nr | 446 |  | 1636 | 729656 | 0 | 0 | 845.7 | 377182.2 | 758 | 338068 | 125 | 55750 | 0 | 0 | 600 | 267600
3.21.3 | 2R4.02 | (*) PASSIVE INFRA-RED DETECTOR |  | nr | 67 |  | 1487 | 99629 | 0 | 0 | 1050.2 | 70363.4 | 758 | 50786 | 250 | 16750 | 0 | 0 | 1000 | 67000
3.21.4 | 2R4.03 | (*) INTELLIGENT DIGITAL SWITCH CONTROL PANEL |  | nr | 2 |  | 18995 | 37990 | 0 | 0 | 111848.51 | 223697.02 | 0 | 0 | 5000 | 10000 | 0 | 0 | 950 | 1900
3.21.5 | 2R4.04 | (*) LCM-KIT-01 |  | nr | 1 |  | 47067 | 47067 | 0 | 0 | 10385.92 | 10385.92 | 6944 | 6944 | 1500 | 1500 | 0 | 0 | 10000 | 10000
3.21.6 | 2R4.05 | (*) LCM-MPG-01 |  | nr | 1 |  | 47067 | 47067 | 0 | 0 | 10385.92 | 10385.92 | 6944 | 6944 | 2500 | 2500 | 0 | 0 | 10000 | 10000
3.21.7 | 2R4.06 | (*) LCM-A-01 |  | nr | 1 |  | 47067 | 47067 | 0 | 0 | 10385.92 | 10385.92 | 6944 | 6944 | 2500 | 2500 | 0 | 0 | 10000 | 10000
3.21.8 | 2R4.07 | (*) LCM-B-01 |  | nr | 1 |  | 47067 | 47067 | 0 | 0 | 10385.92 | 10385.92 | 6944 | 6944 | 2500 | 2500 | 0 | 0 | 10000 | 10000
3.21.9 | 2R4.08 | (*) LCM-C-01 |  | nr | 1 |  | 47067 | 47067 | 0 | 0 | 10385.92 | 10385.92 | 6944 | 6944 | 2500 | 2500 | 0 | 0 | 10000 | 10000
3.21.10 | 2R4.09 | (*) LCM-D-01 |  | nr | 1 |  | 47067 | 47067 | 0 | 0 | 10385.92 | 10385.92 | 6944 | 6944 | 2500 | 2500 | 0 | 0 | 10000 | 10000
3.21.11 | 2R4.10 | (*) LCM-E-01 |  | nr | 1 |  | 47067 | 47067 | 0 | 0 | 10385.92 | 10385.92 | 6944 | 6944 | 2500 | 2500 | 0 | 0 | 10000 | 10000
3.21.12 | 2R4.11 | (*) LCM-F-01 |  | nr | 1 |  | 47067 | 47067 | 0 | 0 | 10385.92 | 10385.92 | 6944 | 6944 | 1500 | 1500 | 0 | 0 | 10000 | 10000
3.21.13 | 2R4.12 | (*) LCM-AD-1F-01 |  | nr | 1 |  | 47067 | 47067 | 0 | 0 | 10385.92 | 10385.92 | 6944 | 6944 | 1500 | 1500 | 0 | 0 | 10000 | 10000
3.21.14 | 2R4.13 | (*) LCM-LIB-GF-01 |  | nr | 1 |  | 47067 | 47067 | 0 | 0 | 10385.92 | 10385.92 | 6944 | 6944 | 3500 | 3500 | 0 | 0 | 10000 | 10000
3.21.15 | 2R4.14 | (*) LCM-LIB-1F-01 |  | nr | 1 |  | 47067 | 47067 | 0 | 0 | 10385.92 | 10385.92 | 6944 | 6944 | 3500 | 3500 | 0 | 0 | 10000 | 10000
3.21.16 | 2R4.15 | (*) LCM-A1-01 |  | nr | 1 |  | 47067 | 47067 | 0 | 0 | 10385.92 | 10385.92 | 6944 | 6944 | 3500 | 3500 | 0 | 0 | 10000 | 10000
3.21.17 | 2R4.16 | (*) LCM-B1-01 |  | nr | 1 |  | 47067 | 47067 | 0 | 0 | 10385.92 | 10385.92 | 6944 | 6944 | 2500 | 2500 | 0 | 0 | 10000 | 10000
3.21.18 | 2R4.17 | (*) LCM-C1-01 |  | nr | 1 |  | 47067 | 47067 | 0 | 0 | 10385.92 | 10385.92 | 6944 | 6944 | 2500 | 2500 | 0 | 0 | 10000 | 10000
3.21.19 | 2R4.18 | (*) LCM-D1-01 |  | nr | 1 |  | 47067 | 47067 | 0 | 0 | 10385.92 | 10385.92 | 6944 | 6944 | 1500 | 1500 | 0 | 0 | 10000 | 10000
3.21.20 | 2R4.19 | (*) LCM-E1-01 |  | nr | 1 |  | 47067 | 47067 | 0 | 0 | 10385.92 | 10385.92 | 6944 | 6944 | 3500 | 3500 | 0 | 0 | 10000 | 10000
3.21.21 | 2R4.20 | (*) LCM-F1-01 |  | nr | 1 |  | 47067 | 47067 | 0 | 0 | 10385.92 | 10385.92 | 6944 | 6944 | 3500 | 3500 | 0 | 0 | 10000 | 10000
3.21.22 | 2R4.21 | (*) LCM-A2-01 |  | nr | 1 |  | 47067 | 47067 | 0 | 0 | 10385.92 | 10385.92 | 6944 | 6944 | 3500 | 3500 | 0 | 0 | 10000 | 10000
3.21.23 | 2R4.22 | (*) LCM-B2-01 |  | nr | 1 |  | 47067 | 47067 | 0 | 0 | 10385.92 | 10385.92 | 6944 | 6944 | 3500 | 3500 | 0 | 0 | 10000 | 10000
3.21.24 | 2R4.23 | (*) LCM-C2-01 |  | nr | 1 |  | 47067 | 47067 | 0 | 0 | 10385.92 | 10385.92 | 6944 | 6944 | 3500 | 3500 | 0 | 0 | 10000 | 10000
3.21.25 | 2R4.24 | (*) LCM-D2-01 |  | nr | 1 |  | 47067 | 47067 | 0 | 0 | 10385.92 | 10385.92 | 6944 | 6944 | 3500 | 3500 | 0 | 0 | 10000 | 10000
3.21.26 | 2R4.25 | (*) LCM-E2-01 |  | nr | 1 |  | 47067 | 47067 | 0 | 0 | 10385.92 | 10385.92 | 6944 | 6944 | 3500 | 3500 | 0 | 0 | 10000 | 10000
3.21.27 | 2R4.26 | (*) LCM-F2-01 |  | nr | 1 |  | 47067 | 47067 | 0 | 0 | 10385.92 | 10385.92 | 6944 | 6944 | 3500 | 3500 | 0 | 0 | 10000 | 10000
3.21.28 | 2R4.27 | (*) Sundries; Allow for liaison, co-ordination and attendance on Public Authorities work to meet the requirement of the specification |  | Item | 1 |  | 6239 | 6239 | 0 | 0 | 2117.14 | 2117.14 | 0 | 0 | 1000 | 1000 | 0 | 0 | 2000 | 2000
3.21.29 | 2R4.28 | (*) Ditto; Allow for supports, including fixings, anchors, insulating block, anti vibration devices and noise suppression measures |  | Item | 1 |  | 6239 | 6239 | 0 | 0 | 2117.14 | 2117.14 | 0 | 0 | 1000 | 1000 | 0 | 0 | 1000 | 1000
3.21.30 | 2R4.29 | (*) Ditto; Allow for identification labels including plates, discs, labels, charts and colour coding |  | Item | 1 |  | 6239 | 6239 | 0 | 0 | 2117.14 | 2117.14 | 0 | 0 | 1000 | 1000 | 0 | 0 | 1000 | 1000
3.21.31 | 2R4.30 | (*) Ditto; Allow for Builder's work |  | Item | 1 |  | 7799 | 7799 | 0 | 0 | 2117.14 | 2117.14 | 34186 | 34186 | 1000 | 1000 | 0 | 0 | 5000 | 5000
3.21.32 | 2R4.31 | (*) Ditto; Allow for testing and commissioning and operating the completed installation including fuel and consumables |  | Item | 1 |  | 5459 | 5459 | 0 | 0 | 2117.14 | 2117.14 | 0 | 0 | 1000 | 1000 | 0 | 0 | 1000 | 1000
3.21.33 | 2R4.32 | (*) Ditto; Allow for tools and spares for all the equipment supplied |  | Item | 1 |  | 15597 | 15597 | 0 | 0 | 2117.14 | 2117.14 | 0 | 0 | 1000 | 1000 | 0 | 0 | 1000 | 1000
3.21.34 | 2R4.33 | (*) Ditto; Allow for providing maintenance kit, loose keys and consumables stores |  | Item | 1 |  | 7799 | 7799 | 0 | 0 | 2117.14 | 2117.14 | 0 | 0 | 1000 | 1000 | 0 | 0 | 500 | 500
3.21.35 | 2R4.34 | (*) Ditto; Allow for documents including shop drawings, As built drawings, operating instructions and maintenance manuals etc., as specified |  | Item | 1 |  | 11698 | 11698 | 0 | 0 | 2117.14 | 2117.14 | 0 | 0 | 1000 | 1000 | 0 | 0 | 1500 | 1500
3.21.36 | 2R4.35 | (*) Ditto; Allow for incidental work |  | Item | 1 |  | 5459 | 5459 | 0 | 0 | 2117.14 | 2117.14 | 0 | 0 | 1000 | 1000 | 0 | 0 | 500 | 500
3.21.37 | 2R4.36 | (*) Ditto; Allow for protective painting and decorative painting |  | Item | 1 |  | 5459 | 5459 | 0 | 0 | 2117.14 | 2117.14 | 0 | 0 | 1000 | 1000 | 0 | 0 | 500 | 500
| Note | Note Details
3.21.38 | - | Contractor's Adjustment
| Item Code | Description | Item Remarks | Unit of Measurement | Quantity/Base Price |  | Unit Price/Discount % | Total | Unit Price/Discount % | Total | Unit Price/Discount % | Total | Unit Price/Discount % | Total | Unit Price/Discount % | Total | Unit Price/Discount % | Total | Unit Price/Discount % | Total | Unit Price/Discount % | Total
3.21.39 | 2R4.37 | (*) Contractor may price here any items which has been shown in the drawings or any other documents but overlooked or not specifically mentioned inthe schedule of items and is necessary for the satisfactory completion of the Works. Should the Contractor fail to insert any item here, it will be deemed that Lump Sum Contract Price includes all such items and no claims for additional items will be entertained. |  | Item | 1 |  | 0 | 0 | 0 | 0 | 0 | 0 | 0 | 0 | 0 | 0 | 0 | 0 | 0 | 0
| Note | Note Details
3.21.40 | - | Please attach one PDF file to be named "Additional Items for (insert bill no/name & Section No/name)" for the details of these additional items in the additional attachment area at the end of the BOQ.
3.22 SECTION R5 - CENTRAL BATTERY SYSTEM | [7 empty] | 1650565 |  | 0 |  | 1156489.99 |  | 377542 |  | 466750 |  | 0 |  | 1619750
| Note | Note Details
3.22.1 | - | Supply, installation, testing and connecting central battery system; all in accordance with specification and as detailed in drawing.
| Item Code | Description | Item Remarks | Unit of Measurement | Quantity/Base Price |  | Unit Price/Discount % | Total | Unit Price/Discount % | Total | Unit Price/Discount % | Total | Unit Price/Discount % | Total | Unit Price/Discount % | Total | Unit Price/Discount % | Total | Unit Price/Discount % | Total | Unit Price/Discount % | Total
3.22.2 | 2R5.01 | (*) CDB-GF-01 |  | nr | 1 |  | 108808 | 108808 | 0 | 0 | 89645.21 | 89645.21 | 21230 | 21230 | 25000 | 25000 | 0 | 0 | 987100 | 987100
3.22.3 | 2R5.02 | (*) CDB-GF-02 |  | nr | 1 |  | 108808 | 108808 | 0 | 0 | 89729.89 | 89729.89 | 21230 | 21230 | 25000 | 25000 | 0 | 0 | 0 | 0
3.22.4 | 2R5.03 | (*) CDB-2F-01 |  | nr | 1 |  | 108808 | 108808 | 0 | 0 | 89729.89 | 89729.89 | 21230 | 21230 | 25000 | 25000 | 0 | 0 | 0 | 0
3.22.5 | 2R5.04 | (*) CDB-2F-02 |  | nr | 1 |  | 108808 | 108808 | 0 | 0 | 90496.22 | 90496.22 | 21230 | 21230 | 25000 | 25000 | 0 | 0 | 0 | 0
3.22.6 | 2R5.05 | (*) CDB-1F-01 |  | nr | 1 |  | 108808 | 108808 | 0 | 0 | 89729.89 | 89729.89 | 21230 | 21230 | 25000 | 25000 | 0 | 0 | 0 | 0
3.22.7 | 2R5.06 | (*) CDB-1F-02 |  | nr | 1 |  | 108808 | 108808 | 0 | 0 | 89729.89 | 89729.89 | 21230 | 21230 | 25000 | 25000 | 0 | 0 | 0 | 0
3.22.8 | 2R5.07 | (*) CDB-KIT-01 |  | nr | 1 |  | 108808 | 108808 | 0 | 0 | 89571.11 | 89571.11 | 21230 | 21230 | 25000 | 25000 | 0 | 0 | 0 | 0
3.22.9 | 2R5.08 | (*) CDB-AD-01 |  | nr | 1 |  | 108808 | 108808 | 0 | 0 | 89645.21 | 89645.21 | 21230 | 21230 | 25000 | 25000 | 0 | 0 | 0 | 0
3.22.10 | 2R5.09 | (*) CDB-AD-02 |  | nr | 1 |  | 108808 | 108808 | 0 | 0 | 89645.21 | 89645.21 | 21230 | 21230 | 25000 | 25000 | 0 | 0 | 0 | 0
3.22.11 | 2R5.10 | (*) CDB-MPG-01 |  | nr | 1 |  | 108808 | 108808 | 0 | 0 | 89729.89 | 89729.89 | 21230 | 21230 | 25000 | 25000 | 0 | 0 | 0 | 0
3.22.12 | 2R5.11 | (*) Lighting with one way-exit sign |  | nr | 93 |  | 887 | 82491 | 0 | 0 | 475.28 | 44201.04 | 332 | 30876 | 350 | 32550 | 0 | 0 | 850 | 79050
3.22.13 | 2R5.12 | (*) Lighting with two way-opposite-exit sign |  | nr | 40 |  | 1003 | 40120 | 0 | 0 | 623.48 | 24939.2 | 499 | 19960 | 400 | 16000 | 0 | 0 | 1200 | 48000
3.22.14 | 2R5.13 | (*) Lighting with two way-exit sign |  | nr | 33 |  | 1061 | 35013 | 0 | 0 | 623.48 | 20574.84 | 334 | 11022 | 400 | 13200 | 0 | 0 | 1200 | 39600
| Note | Note Details
3.22.15 | - | Uninterruptable Power Supply (UPS)
3.22.16 | - | Supply, installation, testing and commissioning of UPS system 50Hz. UPS unit including all necessary accessories, ancillary works and all materials required to complete installation as per specifications and drawings
| Item Code | Description | Item Remarks | Unit of Measurement | Quantity/Base Price |  | Unit Price/Discount % | Total | Unit Price/Discount % | Total | Unit Price/Discount % | Total | Unit Price/Discount % | Total | Unit Price/Discount % | Total | Unit Price/Discount % | Total | Unit Price/Discount % | Total | Unit Price/Discount % | Total
3.22.17 | 2R5.14 | (*) UPS, (2kVA) 30 Min. |  | nr | 12 |  | 23455 | 281460 | 0 | 0 | 4995.32 | 59943.84 | 4604 | 55248 | 7500 | 90000 | 0 | 0 | 30000 | 360000
3.22.18 | 2R5.15 | (*) UPS, (20kVA) 30 Min. |  | nr | 1 |  | 59914 | 59914 | 0 | 0 | 85360.83 | 85360.83 | 25988 | 25988 | 55000 | 55000 | 0 | 0 | 90000 | 90000
3.22.19 | 2R5.16 | (*) Sundries; Allow for liaison, co-ordination and attendance on Public Authorities work to meet the requirement of the specification |  | Item | 1 |  | 5079 | 5079 | 0 | 0 | 1058.57 | 1058.57 | 0 | 0 | 1000 | 1000 | 0 | 0 | 1000 | 1000
3.22.20 | 2R5.17 | (*) Ditto; Allow for supports, including fixings, anchors, insulating block, anti vibration devices and noise suppression measures |  | Item | 1 |  | 5079 | 5079 | 0 | 0 | 1058.57 | 1058.57 | 0 | 0 | 1000 | 1000 | 0 | 0 | 5000 | 5000
3.22.21 | 2R5.18 | (*) Ditto; Allow for identification labels including plates, discs, labels, charts and colour coding |  | Item | 1 |  | 5079 | 5079 | 0 | 0 | 1058.57 | 1058.57 | 0 | 0 | 1000 | 1000 | 0 | 0 | 500 | 500
3.22.22 | 2R5.19 | (*) Ditto; Allow for Builder's work |  | Item | 1 |  | 6349 | 6349 | 0 | 0 | 1058.57 | 1058.57 | 22148 | 22148 | 1000 | 1000 | 0 | 0 | 2000 | 2000
3.22.23 | 2R5.20 | (*) Ditto; Allow for testing and commissioning and operating the completed installation including fuel and consumables |  | Item | 1 |  | 4444 | 4444 | 0 | 0 | 1058.57 | 1058.57 | 0 | 0 | 1000 | 1000 | 0 | 0 | 5000 | 5000
3.22.24 | 2R5.21 | (*) Ditto; Allow for tools and spares for all the equipment supplied |  | Item | 1 |  | 12697 | 12697 | 0 | 0 | 14290.7 | 14290.7 | 0 | 0 | 1000 | 1000 | 0 | 0 | 500 | 500
3.22.25 | 2R5.22 | (*) Ditto; Allow for providing maintenance kit, loose keys and consumables stores |  | Item | 1 |  | 6349 | 6349 | 0 | 0 | 1058.57 | 1058.57 | 0 | 0 | 1000 | 1000 | 0 | 0 | 500 | 500
3.22.26 | 2R5.23 | (*) Ditto; Allow for documents including shop drawings, As built drawings, operating instructions and maintenance manuals etc., as specified |  | Item | 1 |  | 9523 | 9523 | 0 | 0 | 1058.57 | 1058.57 | 0 | 0 | 1000 | 1000 | 0 | 0 | 500 | 500
3.22.27 | 2R5.24 | (*) Ditto; Allow for incidental work |  | Item | 1 |  | 4444 | 4444 | 0 | 0 | 1058.57 | 1058.57 | 0 | 0 | 1000 | 1000 | 0 | 0 | 500 | 500
3.22.28 | 2R5.25 | (*) Ditto; Allow for protective painting and decorative painting |  | Item | 1 |  | 4444 | 4444 | 0 | 0 | 1058.57 | 1058.57 | 0 | 0 | 1000 | 1000 | 0 | 0 | 500 | 500
| Note | Note Details
3.22.29 | - | Contractor's Adjustment
| Item Code | Description | Item Remarks | Unit of Measurement | Quantity/Base Price |  | Unit Price/Discount % | Total | Unit Price/Discount % | Total | Unit Price/Discount % | Total | Unit Price/Discount % | Total | Unit Price/Discount % | Total | Unit Price/Discount % | Total | Unit Price/Discount % | Total | Unit Price/Discount % | Total
3.22.30 | 2R5.26 | (*) Contractor may price here any items which has been shown in the drawings or any other documents but overlooked or not specifically mentioned inthe schedule of items and is necessary for the satisfactory completion of the Works. Should the Contractor fail to insert any item here, it will be deemed that Lump Sum Contract Price includes all such items and no claims for additional items will be entertained. |  | Item | 1 |  | 0 | 0 | 0 | 0 | 0 | 0 | 0 | 0 | 0 | 0 | 0 | 0 | 0 | 0
| Note | Note Details
3.22.31 | - | Please attach one PDF file to be named "Additional Items for (insert bill no/name & Section No/name)" for the details of these additional items in the additional attachment area at the end of the BOQ.
3.23 SECTION R6 - EARTHING SYSTEM | [7 empty] | 489268 |  | 0 |  | 345128.01 |  | 375827 |  | 218700 |  | 0 |  | 791700
| Note | Note Details
3.23.1 | - | Supply, installation, testing and commissioning of a complete protective earthing system for the building, earthing should be done with proper cables as per B.S including earthing pits, earthing electrodes, potential equalizing bar, bare copper conductors, fixing brackets, test links, suspensions, drilling, all necessary accessories, ancillary works and all materials required to complete installation as per specifications, drawings and to be approved from local authorities.
| Item Code | Description | Item Remarks | Unit of Measurement | Quantity/Base Price |  | Unit Price/Discount % | Total | Unit Price/Discount % | Total | Unit Price/Discount % | Total | Unit Price/Discount % | Total | Unit Price/Discount % | Total | Unit Price/Discount % | Total | Unit Price/Discount % | Total | Unit Price/Discount % | Total
3.23.2 | 2R6.01 | (*) Ground earth pit including earth electrode |  | nr | 4 |  | 1177 | 4708 | 0 | 0 | 6230.44 | 24921.76 | 1100 | 4400 | 150 | 600 | 0 | 0 | 2000 | 8000
3.23.3 | 2R6.02 | (*) Main earthing busbar with twin disconnecting link |  | item | 1 |  | 6728 | 6728 | 0 | 0 | 10032.03 | 10032.03 | 0 | 0 | 15000 | 15000 | 0 | 0 | 30000 | 30000
3.23.4 | 2R6.03 | (*) Copper tape 25 x 3mm |  | item | 1 |  | 60306 | 60306 | 0 | 0 | 127255.43 | 127255.43 | 224640 | 224640 | 25000 | 25000 | 0 | 0 | 125000 | 125000
3.23.5 | 2R6.04 | (*) 1Cx 300mm2 PVC Cable |  | item | 1 |  | 27144 | 27144 | 0 | 0 | 14297.6 | 14297.6 | 0 | 0 | 5000 | 5000 | 0 | 0 | 70000 | 70000
3.23.6 | 2R6.05 | (*) 1Cx 70mm2 PVC Cable |  | item | 1 |  | 33750 | 33750 | 0 | 0 | 23540.6 | 23540.6 | 0 | 0 | 5000 | 5000 | 0 | 0 | 100000 | 100000
3.23.7 | 2R6.06 | (*) 1Cx 16mm2 PVC Cable |  | item | 1 |  | 10208 | 10208 | 0 | 0 | 3489.55 | 3489.55 | 0 | 0 | 10000 | 10000 | 0 | 0 | 15000 | 15000
| Note | Note Details
3.23.8 | - | LIGHTNING PROTECTION SYSTEM
3.23.9 | - | Supply, installation, testing and commissioning of a complete lightning protection system for the building including air terminals, tinned bare copper conductors, all necessary accessories, ancillary works and all materials required to complete installation as per specifications and drawings and to be approved from local authorities .
| Item Code | Description | Item Remarks | Unit of Measurement | Quantity/Base Price |  | Unit Price/Discount % | Total | Unit Price/Discount % | Total | Unit Price/Discount % | Total | Unit Price/Discount % | Total | Unit Price/Discount % | Total | Unit Price/Discount % | Total | Unit Price/Discount % | Total | Unit Price/Discount % | Total
3.23.10 | 2R6.07 | (*) Lightning protection earth electrode in earth pit |  | nr | 63 |  | 1177 | 74151 | 0 | 0 | 606.09 | 38183.67 | 1100 | 69300 | 750 | 47250 | 0 | 0 | 2000 | 126000
3.23.11 | 2R6.08 | (*) Square tape clamp |  | nr | 70 |  | 27 | 1890 | 0 | 0 | 16.5 | 1155 | 0 | 0 | 250 | 17500 | 0 | 0 | 30 | 2100
3.23.12 | 2R6.09 | (*) Down conductor |  | nr | 63 |  | 1009 | 63567 | 0 | 0 | 766.97 | 48319.11 | 0 | 0 | 250 | 15750 | 0 | 0 | 200 | 12600
3.23.13 | 2R6.10 | (*) Air rod |  | nr | 63 |  | 551 | 34713 | 0 | 0 | 687.46 | 43309.98 | 880 | 55440 | 200 | 12600 | 0 | 0 | 500 | 31500
3.23.14 | 2R6.11 | (*) Copper tape 25 x 3mm |  | item | 1 |  | 153286 | 153286 | 0 | 0 | 37.58 | 37.58 | 0 | 0 | 55000 | 55000 | 0 | 0 | 250000 | 250000
3.23.15 | 2R6.12 | (*) Sundries; Allow for liaison, co-ordination and attendance on Public Authorities work to meet the requirement of the specification |  | Item | 1 |  | 1505 | 1505 | 0 | 0 | 1058.57 | 1058.57 | 0 | 0 | 1000 | 1000 | 0 | 0 | 1000 | 1000
3.23.16 | 2R6.13 | (*) Ditto; Allow for supports, including fixings, anchors, insulating block, anti vibration devices and noise suppression measures |  | Item | 1 |  | 1505 | 1505 | 0 | 0 | 1058.57 | 1058.57 | 0 | 0 | 1000 | 1000 | 0 | 0 | 5000 | 5000
3.23.17 | 2R6.14 | (*) Ditto; Allow for identification labels including plates, discs, labels, charts and colour coding |  | Item | 1 |  | 1505 | 1505 | 0 | 0 | 1058.57 | 1058.57 | 0 | 0 | 1000 | 1000 | 0 | 0 | 1000 | 1000
3.23.18 | 2R6.15 | (*) Ditto; Allow for Builder's work |  | Item | 1 |  | 1882 | 1882 | 0 | 0 | 1058.57 | 1058.57 | 22047 | 22047 | 1000 | 1000 | 0 | 0 | 10000 | 10000
3.23.19 | 2R6.16 | (*) Ditto; Allow for testing and commissioning and operating the completed installation including fuel and consumables |  | Item | 1 |  | 1317 | 1317 | 0 | 0 | 1058.57 | 1058.57 | 0 | 0 | 1000 | 1000 | 0 | 0 | 1000 | 1000
3.23.20 | 2R6.17 | (*) Ditto; Allow for tools and spares for all the equipment supplied |  | Item | 1 |  | 3764 | 3764 | 0 | 0 | 1058.57 | 1058.57 | 0 | 0 | 1000 | 1000 | 0 | 0 | 500 | 500
3.23.21 | 2R6.18 | (*) Ditto; Allow for providing maintenance kit, loose keys and consumables stores |  | Item | 1 |  | 1882 | 1882 | 0 | 0 | 1058.57 | 1058.57 | 0 | 0 | 1000 | 1000 | 0 | 0 | 500 | 500
3.23.22 | 2R6.19 | (*) Ditto; Allow for documents including shop drawings, As built drawings, operating instructions and maintenance manuals etc., as specified |  | Item | 1 |  | 2823 | 2823 | 0 | 0 | 1058.57 | 1058.57 | 0 | 0 | 1000 | 1000 | 0 | 0 | 1500 | 1500
3.23.23 | 2R6.20 | (*) Ditto; Allow for incidental work |  | Item | 1 |  | 1317 | 1317 | 0 | 0 | 1058.57 | 1058.57 | 0 | 0 | 1000 | 1000 | 0 | 0 | 500 | 500
3.23.24 | 2R6.21 | (*) Ditto; Allow for protective painting and decorative painting |  | Item | 1 |  | 1317 | 1317 | 0 | 0 | 1058.57 | 1058.57 | 0 | 0 | 1000 | 1000 | 0 | 0 | 500 | 500
| Note | Note Details
3.23.25 | - | Contractor's Adjustment
| Item Code | Description | Item Remarks | Unit of Measurement | Quantity/Base Price |  | Unit Price/Discount % | Total | Unit Price/Discount % | Total | Unit Price/Discount % | Total | Unit Price/Discount % | Total | Unit Price/Discount % | Total | Unit Price/Discount % | Total | Unit Price/Discount % | Total | Unit Price/Discount % | Total
3.23.26 | 2R6.22 | (*) Contractor may price here any items which has been shown in the drawings or any other documents but overlooked or not specifically mentioned inthe schedule of items and is necessary for the satisfactory completion of the Works. Should the Contractor fail to insert any item here, it will be deemed that Lump Sum Contract Price includes all such items and no claims for additional items will be entertained. |  | Item | 1 |  | 0 | 0 | 0 | 0 | 0 | 0 | 0 | 0 | 0 | 0 | 0 | 0 | 0 | 0
| Note | Note Details
3.23.27 | - | Please attach one PDF file to be named "Additional Items for (insert bill no/name & Section No/name)" for the details of these additional items in the additional attachment area at the end of the BOQ.
3.24 SECTION R7 - TELECOMMUNICATION INSTALLATION | [7 empty] | 911206 |  | 0 |  | 727735.53 |  | 656450 |  | 536300 |  | 0 |  | 912220
| Note | Note Details
3.24.1 | - | The Contractor is referred to the Drawings and Specification for all details related to this section of the Works and he is to include for complying with all the requirements contained therein, whether or not they are specifically mentioned within the item descriptions
3.24.2 | - | Supply, installation, connecting, testing and commissioning of telecommunication systems including all conduits, runways , duct, wires, cables, boxes, Grounding , Bonding , socket outlet , patch panel , patch cords, cable organizers , cabinets , fiber media converter, utility connection and all accessories required to complete installation as per specifications, Etisalat requirements and drawings.
| Item Code | Description | Item Remarks | Unit of Measurement | Quantity/Base Price |  | Unit Price/Discount % | Total | Unit Price/Discount % | Total | Unit Price/Discount % | Total | Unit Price/Discount % | Total | Unit Price/Discount % | Total | Unit Price/Discount % | Total | Unit Price/Discount % | Total | Unit Price/Discount % | Total
3.24.3 | 2R7.01 | (*) Single RJ 45 telecom socket |  | nr | 560 |  | 481 | 269360 | 0 | 0 | 285.92 | 160115.2 | 369 | 206640 | 250 | 140000 | 0 | 0 | 400 | 224000
3.24.4 | 2R7.02 | (*) Single RJ 45 telecom socket ceiling mounted |  | nr | 246 |  | 481 | 118326 | 0 | 0 | 285.92 | 70336.32 | 369 | 90774 | 275 | 67650 | 0 | 0 | 420 | 103320
3.24.5 | 2R7.03 | (*) Single RJ 45 telecom socket - Weather Proof |  | nr | 119 |  | 539 | 64141 | 0 | 0 | 397.07 | 47251.33 | 498 | 59262 | 350 | 41650 | 0 | 0 | 480 | 57120
3.24.6 | 2R7.04 | (*) Single RJ 45 telecom socket (IPTV) |  | nr | 7 |  | 505 | 3535 | 0 | 0 | 285.92 | 2001.44 | 498 | 3486 | 500 | 3500 | 0 | 0 | 380 | 2660
3.24.7 | 2R7.05 | (*) Dual RJ45 telecom socket |  | nr | 231 |  | 861 | 198891 | 0 | 0 | 309.52 | 71499.12 | 498 | 115038 | 250 | 57750 | 0 | 0 | 800 | 184800
3.24.8 | 2R7.06 | (*) Floor box - Type (A) |  | nr | 3 |  | 3381 | 10143 | 0 | 0 | 3271.64 | 9814.92 | 0 | 0 | 1500 | 4500 | 0 | 0 | 1800 | 5400
3.24.9 | 2R7.07 | (*) Floor box - Type (B) |  | nr | 54 |  | 1653 | 89262 | 0 | 0 | 1613.92 | 87151.68 | 0 | 0 | 1500 | 81000 | 0 | 0 | 1500 | 81000
3.24.10 | 2R7.08 | (*) Floor box - Type (C) |  | nr | 2 |  | 2506 | 5012 | 0 | 0 | 1646.95 | 3293.9 | 0 | 0 | 1500 | 3000 | 0 | 0 | 1300 | 2600
3.24.11 | 2R7.09 | (*) Floor box - Type (F) |  | nr | 3 |  | 3712 | 11136 | 0 | 0 | 2897.32 | 8691.96 | 0 | 0 | 1500 | 4500 | 0 | 0 | 2500 | 7500
3.24.12 | 2R7.10 | (*) Wall junction box |  | nr | 1 |  | 702 | 702 | 0 | 0 | 907.19 | 907.19 | 0 | 0 | 1500 | 1500 | 0 | 0 | 700 | 700
3.24.13 | 2R7.11 | (*) Floor junction box |  | nr | 1 |  | 702 | 702 | 0 | 0 | 444.6 | 444.6 | 0 | 0 | 1500 | 1500 | 0 | 0 | 1000 | 1000
3.24.14 | 2R7.12 | (*) Intermediate distribution frame (IDF) |  | nr | 12 |  | 6885 | 82620 | 0 | 0 | 16892.5 | 202710 | 9350 | 112200 | 7500 | 90000 | 0 | 0 | 15000 | 180000
3.24.15 | 2R7.13 | (*) Main distribution frame (MDF) |  | nr | 1 |  | 11182 | 11182 | 0 | 0 | 47197.97 | 47197.97 | 21079 | 21079 | 25000 | 25000 | 0 | 0 | 25000 | 25000
| Note | Note Details
3.24.16 | - | SITE WORK
| Item Code | Description | Item Remarks | Unit of Measurement | Quantity/Base Price |  | Unit Price/Discount % | Total | Unit Price/Discount % | Total | Unit Price/Discount % | Total | Unit Price/Discount % | Total | Unit Price/Discount % | Total | Unit Price/Discount % | Total | Unit Price/Discount % | Total | Unit Price/Discount % | Total
3.24.17 | 2R7.14 | (*) Single RJ 45 telecom socket - Weather Proof (CCTV) |  | nr | 19 |  | 586 | 11134 | 0 | 0 | 301.8 | 5734.2 | 498 | 9462 | 250 | 4750 | 0 | 0 | 480 | 9120
3.24.18 | 2R7.15 | (*) Sundries; Allow for liaison, co-ordination and attendance on Public Authorities work to meet the requirement of the specification |  | Item | 1 |  | 2805 | 2805 | 0 | 0 | 1058.57 | 1058.57 | 0 | 0 | 1000 | 1000 | 0 | 0 | 5000 | 5000
3.24.19 | 2R7.16 | (*) Ditto; Allow for supports, including fixings, anchors, insulating block, anti vibration devices and noise suppression measures |  | Item | 1 |  | 2805 | 2805 | 0 | 0 | 1058.57 | 1058.57 | 0 | 0 | 1000 | 1000 | 0 | 0 | 5000 | 5000
3.24.20 | 2R7.17 | (*) Ditto; Allow for identification labels including plates, discs, labels, charts and colour coding |  | Item | 1 |  | 2805 | 2805 | 0 | 0 | 1058.57 | 1058.57 | 0 | 0 | 1000 | 1000 | 0 | 0 | 2000 | 2000
3.24.21 | 2R7.18 | (*) Ditto; Allow for Builder's work |  | Item | 1 |  | 3506 | 3506 | 0 | 0 | 1058.57 | 1058.57 | 38509 | 38509 | 1000 | 1000 | 0 | 0 | 8000 | 8000
3.24.22 | 2R7.19 | (*) Ditto; Allow for testing and commissioning and operating the completed installation including fuel and consumables |  | Item | 1 |  | 2454 | 2454 | 0 | 0 | 1058.57 | 1058.57 | 0 | 0 | 1000 | 1000 | 0 | 0 | 2000 | 2000
3.24.23 | 2R7.20 | (*) Ditto; Allow for tools and spares for all the equipment supplied |  | Item | 1 |  | 7012 | 7012 | 0 | 0 | 1058.57 | 1058.57 | 0 | 0 | 1000 | 1000 | 0 | 0 | 1000 | 1000
3.24.24 | 2R7.21 | (*) Ditto; Allow for providing maintenance kit, loose keys and consumables stores |  | Item | 1 |  | 3506 | 3506 | 0 | 0 | 1058.57 | 1058.57 | 0 | 0 | 1000 | 1000 | 0 | 0 | 1000 | 1000
3.24.25 | 2R7.22 | (*) Ditto; Allow for documents including shop drawings, As built drawings, operating instructions and maintenance manuals etc., as specified |  | Item | 1 |  | 5259 | 5259 | 0 | 0 | 1058.57 | 1058.57 | 0 | 0 | 1000 | 1000 | 0 | 0 | 2000 | 2000
3.24.26 | 2R7.23 | (*) Ditto; Allow for incidental work |  | Item | 1 |  | 2454 | 2454 | 0 | 0 | 1058.57 | 1058.57 | 0 | 0 | 1000 | 1000 | 0 | 0 | 1000 | 1000
3.24.27 | 2R7.24 | (*) Ditto; Allow for protective painting and decorative painting |  | Item | 1 |  | 2454 | 2454 | 0 | 0 | 1058.57 | 1058.57 | 0 | 0 | 1000 | 1000 | 0 | 0 | 1000 | 1000
| Note | Note Details
3.24.28 | - | Contractor's Adjustment
| Item Code | Description | Item Remarks | Unit of Measurement | Quantity/Base Price |  | Unit Price/Discount % | Total | Unit Price/Discount % | Total | Unit Price/Discount % | Total | Unit Price/Discount % | Total | Unit Price/Discount % | Total | Unit Price/Discount % | Total | Unit Price/Discount % | Total | Unit Price/Discount % | Total
3.24.29 | 2R7.25 | (*) Contractor may price here any items which has been shown in the drawings or any other documents but overlooked or not specifically mentioned inthe schedule of items and is necessary for the satisfactory completion of the Works. Should the Contractor fail to insert any item here, it will be deemed that Lump Sum Contract Price includes all such items and no claims for additional items will be entertained. |  | Item | 1 |  | 0 | 0 | 0 | 0 | 0 | 0 | 0 | 0 | 0 | 0 | 0 | 0 | 0 | 0
| Note | Note Details
3.24.30 | - | Please attach one PDF file to be named "Additional Items for (insert bill no/name & Section No/name)" for the details of these additional items in the additional attachment area at the end of the BOQ.
3.25 SECTION R8 - SOUND SYSTEM | [7 empty] | 2144619 |  | 0 |  | 1990154.95 |  | 1340832 |  | 1630150 |  | 0 |  | 1988100
| Note | Note Details
3.25.1 | - | Digital Public Address & Audio Visual Systems
3.25.2 | - | Supply, installation, connecting, testing and commissioning of public address and voice Evac Sys& audio visual systems including all conduits, duct, wires, cables, boxes, socket outlet , utility connection and all accessories required to complete installation as per specifications and drawings.
| Item Code | Description | Item Remarks | Unit of Measurement | Quantity/Base Price |  | Unit Price/Discount % | Total | Unit Price/Discount % | Total | Unit Price/Discount % | Total | Unit Price/Discount % | Total | Unit Price/Discount % | Total | Unit Price/Discount % | Total | Unit Price/Discount % | Total | Unit Price/Discount % | Total
3.25.3 | 2R8.01 | (*) Paging microphone on desk (Multi-Zone) |  | nr | 3 |  | 1995 | 5985 | 0 | 0 | 3003.12 | 9009.36 | 0 | 0 | 750 | 2250 | 0 | 0 | 1500 | 4500
3.25.4 | 2R8.02 | (*) Paging microphone on desk - extemal |  | nr | 3 |  | 1705 | 5115 | 0 | 0 | 3744.12 | 11232.36 | 0 | 0 | 1500 | 4500 | 0 | 0 | 1800 | 5400
3.25.5 | 2R8.03 | (*) Ceiling mounted PA speaker tapped at 6w (with rear fire dome) |  | nr | 358 |  | 1032 | 369456 | 0 | 0 | 811.88 | 290653.04 | 369 | 132102 | 450 | 161100 | 0 | 0 | 750 | 268500
3.25.6 | 2R8.04 | (*) PA Cabinet including Matrix ( 16 x 16) with DSP , Pre recorded Evac message & Amplifiers, DVD/MP3 player & FM/AM stereo tuner , line survullance , Monitoring channel , automatic change over spare amplifiers, fire rated cables , Confuguration Laptop Rack mounted , with interfacing module with fire alarm , AV , Security and BMS |  | Item | 1 |  | 56028 | 56028 | 0 | 0 | 381545.36 | 381545.36 | 32580 | 32580 | 25000 | 25000 | 0 | 0 | 50000 | 50000
3.25.7 | 2R8.05 | (*) Wall mounted volume controller for PA system |  | nr | 8 |  | 621 | 4968 | 0 | 0 | 2098.05 | 16784.4 | 0 | 0 | 7500 | 60000 | 0 | 0 | 850 | 6800
3.25.8 | 2R8.06 | (*) PA Mixer & Amplifier with inbuilt CD/MP3 player & FM/AM stereo tuner |  | nr | 3 |  | 18734 | 56202 | 0 | 0 | 22161.09 | 66483.27 | 0 | 0 | 5000 | 15000 | 0 | 0 | 8500 | 25500
3.25.9 | 2R8.07 | (*) Loudspeaker wall mounted type WS |  | nr | 15 |  | 1984 | 29760 | 0 | 0 | 1838.7 | 27580.5 | 676 | 10140 | 2500 | 37500 | 0 | 0 | 6500 | 97500
3.25.10 | 2R8.08 | (*) Loudspeaker wall mounted type WS Weather Proof |  | nr | 8 |  | 2390 | 19120 | 0 | 0 | 2103.34 | 16826.72 | 4274 | 34192 | 3500 | 28000 | 0 | 0 | 0 | 0
| Note | Note Details
3.25.11 | - | SITE WORK
| Item Code | Description | Item Remarks | Unit of Measurement | Quantity/Base Price |  | Unit Price/Discount % | Total | Unit Price/Discount % | Total | Unit Price/Discount % | Total | Unit Price/Discount % | Total | Unit Price/Discount % | Total | Unit Price/Discount % | Total | Unit Price/Discount % | Total | Unit Price/Discount % | Total
3.25.12 | 2R8.09 | (*) Loudspeaker wall mounted type WS - external |  | nr | 8 |  | 2390 | 19120 | 0 | 0 | 3077.22 | 24617.76 | 0 | 0 | 2500 | 20000 | 0 | 0 | 9500 | 76000
| Note | Note Details
3.25.13 | - | MULTI PURPOSE GYMNASIUM
| Item Code | Description | Item Remarks | Unit of Measurement | Quantity/Base Price |  | Unit Price/Discount % | Total | Unit Price/Discount % | Total | Unit Price/Discount % | Total | Unit Price/Discount % | Total | Unit Price/Discount % | Total | Unit Price/Discount % | Total | Unit Price/Discount % | Total | Unit Price/Discount % | Total
3.25.14 | 2R8.10 | (*) Wireless MIC antenna |  | nr | 2 |  | 8166 | 16332 | 0 | 0 | 2117.14 | 4234.28 | 0 | 0 | 750 | 1500 | 0 | 0 | 2500 | 5000
3.25.15 | 2R8.11 | (*) Wireless MIC Reciever |  | nr | 4 |  | 8920 | 35680 | 0 | 0 | 1958.35 | 7833.4 | 0 | 0 | 700 | 2800 | 0 | 0 | 3000 | 12000
3.25.16 | 2R8.12 | (*) Wirelessclip MIC |  | nr | 2 |  | 8630 | 17260 | 0 | 0 | 6552.55 | 13105.1 | 0 | 0 | 500 | 1000 | 0 | 0 | 1500 | 3000
3.25.17 | 2R8.13 | (*) Wireless hand held MIC |  | nr | 2 |  | 9268 | 18536 | 0 | 0 | 4139.01 | 8278.02 | 0 | 0 | 500 | 1000 | 0 | 0 | 1000 | 2000
3.25.18 | 2R8.14 | (*) 3-DLP Projector (WUXGA) Long through 10,000 ANSI , with Mounting Bracket |  | nr | 1 |  | 66549 | 66549 | 0 | 0 | 468894.45 | 468894.45 | 0 | 0 | 5000 | 5000 | 0 | 0 | 185000 | 185000
3.25.19 | 2R8.15 | (*) Motorized projector screen, Mat White with Aspect ratio 16 :10 with LVC Module |  | nr | 1 |  | 36639 | 36639 | 0 | 0 | 45918.34 | 45918.34 | 0 | 0 | 5000 | 5000 | 0 | 0 | 85000 | 85000
3.25.20 | 2R8.16 | (*) Stage left / right speakers |  | nr | 2 |  | 11264 | 22528 | 0 | 0 | 20959.69 | 41919.38 | 0 | 0 | 1500 | 3000 | 0 | 0 | 12000 | 24000
3.25.21 | 2R8.17 | (*) Loudspeaker - wall mounted |  | nr | 4 |  | 8920 | 35680 | 0 | 0 | 2328.85 | 9315.4 | 676 | 2704 | 2500 | 10000 | 0 | 0 | 18000 | 72000
3.25.22 | 2R8.18 | (*) Wall left right speakers |  | nr | 2 |  | 8572 | 17144 | 0 | 0 | 10268.13 | 20536.26 | 0 | 0 | 2500 | 5000 | 0 | 0 | 12000 | 24000
3.25.23 | 2R8.19 | (*) Sub woofer |  | nr | 2 |  | 14166 | 28332 | 0 | 0 | 8246.26 | 16492.52 | 0 | 0 | 5000 | 10000 | 0 | 0 | 10000 | 20000
3.25.24 | 2R8.20 | (*) Type A floor box plate |  | nr | 3 |  | 11266 | 33798 | 0 | 0 | 290.56 | 871.68 | 0 | 0 | 2000 | 6000 | 0 | 0 | 1800 | 5400
3.25.25 | 2R8.21 | (*) Type C floor box plate |  | nr | 2 |  | 9526 | 19052 | 0 | 0 | 290.56 | 581.12 | 0 | 0 | 2000 | 4000 | 0 | 0 | 1500 | 3000
3.25.26 | 2R8.22 | (*) Control processor |  | nr | 1 |  | 49410 | 49410 | 0 | 0 | 28581.39 | 28581.39 | 0 | 0 | 2000 | 2000 | 0 | 0 | 15000 | 15000
3.25.27 | 2R8.23 | (*) AV Matrix switcher with twisted pair converter |  | nr | 1 |  | 41383 | 41383 | 0 | 0 | 3916.71 | 3916.71 | 0 | 0 | 7500 | 7500 | 0 | 0 | 25000 | 25000
3.25.28 | 2R8.24 | (*) Antenna distribution amplifier |  | nr | 1 |  | 8920 | 8920 | 0 | 0 | 6351.42 | 6351.42 | 4087 | 4087 | 7500 | 7500 | 0 | 0 | 6500 | 6500
3.25.29 | 2R8.25 | (*) Digital signal processor |  | nr | 1 |  | 17829 | 17829 | 0 | 0 | 15349.27 | 15349.27 | 0 | 0 | 2500 | 2500 | 0 | 0 | 15000 | 15000
3.25.30 | 2R8.26 | (*) Wired touch panel |  | nr | 1 |  | 18731 | 18731 | 0 | 0 | 19138.95 | 19138.95 | 0 | 0 | 15000 | 15000 | 0 | 0 | 3500 | 3500
3.25.31 | 2R8.27 | (*) Wired MIC |  | nr | 8 |  | 9297 | 74376 | 0 | 0 | 1460.83 | 11686.64 | 4312 | 34496 | 500 | 4000 | 0 | 0 | 1000 | 8000
3.25.32 | 2R8.28 | (*) WiFi touch panel |  | nr | 1 |  | 29783 | 29783 | 0 | 0 | 28422.6 | 28422.6 | 19539 | 19539 | 20000 | 20000 | 0 | 0 | 3000 | 3000
3.25.33 | 2R8.29 | (*) Hand held touch controller for AVand lighting control (Wi,Fi) |  | nr | 1 |  | 41702 | 41702 | 0 | 0 | 20112.83 | 20112.83 | 0 | 0 | 500 | 500 | 0 | 0 | 18000 | 18000
3.25.34 | 2R8.30 | (*) Stage box audio processor |  | nr | 1 |  | 35583 | 35583 | 0 | 0 | 20059.9 | 20059.9 | 0 | 0 | 5000 | 5000 | 0 | 0 | 5000 | 5000
3.25.35 | 2R8.31 | (*) TV Outlet & STB box |  | nr | 1 |  | 3909 | 3909 | 0 | 0 | 1270.28 | 1270.28 | 0 | 0 | 3500 | 3500 | 0 | 0 | 500 | 500
3.25.36 | 2R8.32 | (*) Blu-ray Player |  | nr | 1 |  | 5150 | 5150 | 0 | 0 | 1799.57 | 1799.57 | 0 | 0 | 15000 | 15000 | 0 | 0 | 1000 | 1000
3.25.37 | 2R8.33 | (*) AV Rack |  | nr | 1 |  | 9686 | 9686 | 0 | 0 | 23288.54 | 23288.54 | 0 | 0 | 5000 | 5000 | 0 | 0 | 3500 | 3500
3.25.38 | 2R8.34 | (*) AV dedicated LAN Switch (12 Port) 10/100 wireless Access point |  | nr | 1 |  | 5092 | 5092 | 0 | 0 | 5716.28 | 5716.28 | 0 | 0 | 15000 | 15000 | 0 | 0 | 8000 | 8000
3.25.39 | 2R8.35 | (*) Multipurpose gym dimmer |  | nr | 1 |  | 3958 | 3958 | 0 | 0 | 31227.82 | 31227.82 | 0 | 0 | 20000 | 20000 | 0 | 0 | 5000 | 5000
| Note | Note Details
3.25.40 | - | CLASS ROOM , SCHOOL LED SCREENS & MUSIC ROOM
| Item Code | Description | Item Remarks | Unit of Measurement | Quantity/Base Price |  | Unit Price/Discount % | Total | Unit Price/Discount % | Total | Unit Price/Discount % | Total | Unit Price/Discount % | Total | Unit Price/Discount % | Total | Unit Price/Discount % | Total | Unit Price/Discount % | Total | Unit Price/Discount % | Total
3.25.41 | 2R8.36 | (*) Facility panel |  | nr | 218 |  | 3685 | 803330 | 0 | 0 | 1240.4 | 270407.2 | 4552 | 992336 | 5000 | 1090000 | 0 | 0 | 4000 | 872000
3.25.42 | 2R8.37 | (*) Sundries; Allow for liaison, co-ordination and attendance on Public Authorities work to meet the requirement of the specification |  | Item | 1 |  | 6599 | 6599 | 0 | 0 | 1058.57 | 1058.57 | 0 | 0 | 1000 | 1000 | 0 | 0 | 1500 | 1500
3.25.43 | 2R8.38 | (*) Ditto; Allow for supports, including fixings, anchors, insulating block, anti vibration devices and noise suppression measures |  | Item | 1 |  | 6599 | 6599 | 0 | 0 | 1058.57 | 1058.57 | 0 | 0 | 1000 | 1000 | 0 | 0 | 2000 | 2000
3.25.44 | 2R8.39 | (*) Ditto; Allow for identification labels including plates, discs, labels, charts and colour coding |  | Item | 1 |  | 6599 | 6599 | 0 | 0 | 1058.57 | 1058.57 | 0 | 0 | 1000 | 1000 | 0 | 0 | 1500 | 1500
3.25.45 | 2R8.40 | (*) Ditto; Allow for Builder's work |  | Item | 1 |  | 8249 | 8249 | 0 | 0 | 1058.57 | 1058.57 | 78656 | 78656 | 1000 | 1000 | 0 | 0 | 15000 | 15000
3.25.46 | 2R8.41 | (*) Ditto; Allow for testing and commissioning and operating the completed installation including fuel and consumables |  | Item | 1 |  | 5775 | 5775 | 0 | 0 | 1058.57 | 1058.57 | 0 | 0 | 1000 | 1000 | 0 | 0 | 1000 | 1000
3.25.47 | 2R8.42 | (*) Ditto; Allow for tools and spares for all the equipment supplied |  | Item | 1 |  | 16499 | 16499 | 0 | 0 | 10585.7 | 10585.7 | 0 | 0 | 1000 | 1000 | 0 | 0 | 500 | 500
3.25.48 | 2R8.43 | (*) Ditto; Allow for providing maintenance kit, loose keys and consumables stores |  | Item | 1 |  | 8249 | 8249 | 0 | 0 | 1058.57 | 1058.57 | 0 | 0 | 1000 | 1000 | 0 | 0 | 500 | 500
3.25.49 | 2R8.44 | (*) Ditto; Allow for documents including shop drawings, As built drawings, operating instructions and maintenance manuals etc., as specified |  | Item | 1 |  | 12374 | 12374 | 0 | 0 | 1058.57 | 1058.57 | 0 | 0 | 1000 | 1000 | 0 | 0 | 1500 | 1500
3.25.50 | 2R8.45 | (*) Ditto; Allow for incidental work |  | Item | 1 |  | 5775 | 5775 | 0 | 0 | 1058.57 | 1058.57 | 0 | 0 | 1000 | 1000 | 0 | 0 | 500 | 500
3.25.51 | 2R8.46 | (*) Ditto; Allow for protective painting and decorative painting |  | Item | 1 |  | 5775 | 5775 | 0 | 0 | 1058.57 | 1058.57 | 0 | 0 | 1000 | 1000 | 0 | 0 | 500 | 500
| Note | Note Details
3.25.52 | - | Contractor's Adjustment
| Item Code | Description | Item Remarks | Unit of Measurement | Quantity/Base Price |  | Unit Price/Discount % | Total | Unit Price/Discount % | Total | Unit Price/Discount % | Total | Unit Price/Discount % | Total | Unit Price/Discount % | Total | Unit Price/Discount % | Total | Unit Price/Discount % | Total | Unit Price/Discount % | Total
3.25.53 | 2R8.47 | (*) Contractor may price here any items which has been shown in the drawings or any other documents but overlooked or not specifically mentioned inthe schedule of items and is necessary for the satisfactory completion of the Works. Should the Contractor fail to insert any item here, it will be deemed that Lump Sum Contract Price includes all such items and no claims for additional items will be entertained. |  | Item | 1 |  | 0 | 0 | 0 | 0 | 0 | 0 | 0 | 0 | 0 | 0 | 0 | 0 | 0 | 0
| Note | Note Details
3.25.54 | - | Please attach one PDF file to be named "Additional Items for (insert bill no/name & Section No/name)" for the details of these additional items in the additional attachment area at the end of the BOQ.
3.26 SECTION R9 - CCTV SYSTEM | [7 empty] | 2171208 |  | 0 |  | 1931631.87 |  | 395475 |  | 778500 |  | 0 |  | 1809900
| Item Code | Description | Item Remarks | Unit of Measurement | Quantity/Base Price |  | Unit Price/Discount % | Total | Unit Price/Discount % | Total | Unit Price/Discount % | Total | Unit Price/Discount % | Total | Unit Price/Discount % | Total | Unit Price/Discount % | Total | Unit Price/Discount % | Total | Unit Price/Discount % | Total
3.26.1 | 2R9.01 | (*) Fixed IP camera Wall Mounted (RECOGNOTION LEVEL) |  | nr | 35 |  | 2297 | 80395 | 0 | 0 | 5973.19 | 209061.65 | 387 | 13545 | 3500 | 122500 | 0 | 0 | 3500 | 122500
3.26.2 | 2R9.02 | (*) Fixed IP camera Wall Mounted (IDENTIFICATION LEVEL) |  | nr | 2 |  | 2239 | 4478 | 0 | 0 | 11885.31 | 23770.62 | 0 | 0 | 5000 | 10000 | 0 | 0 | 4000 | 8000
3.26.3 | 2R9.03 | (*) Fixed IP camera Wall Mounted Weather Proof Type (IDENTIFICATION LEVEL) |  | nr | 5 |  | 2239 | 11195 | 0 | 0 | 9249.47 | 46247.35 | 554 | 2770 | 5000 | 25000 | 0 | 0 | 4200 | 21000
3.26.4 | 2R9.04 | (*) Fixed IP Dome Camera Ceiling Mounted (RECOGNOTION LEVEL) |  | nr | 48 |  | 2181 | 104688 | 0 | 0 | 10636.19 | 510537.12 | 0 | 0 | 3500 | 168000 | 0 | 0 | 3800 | 182400
3.26.5 | 2R9.05 | (*) Fixed IP Dome Camera Ceiling Mounted (IDENTIFICATION LEVEL) |  | nr | 14 |  | 2065 | 28910 | 0 | 0 | 14298.85 | 200183.9 | 0 | 0 | 5000 | 70000 | 0 | 0 | 4000 | 56000
3.26.6 | 2R9.06 | (*) PTZ IP Dome Camera Ceiling Mounted |  | nr | 5 |  | 10359 | 51795 | 0 | 0 | 4413.08 | 22065.4 | 0 | 0 | 7500 | 37500 | 0 | 0 | 5000 | 25000
3.26.7 | 2R9.07 | (*) PTZ IP Dome Camera Wall Mounted |  | nr | 1 |  | 10359 | 10359 | 0 | 0 | 6662.54 | 6662.54 | 0 | 0 | 7500 | 7500 | 0 | 0 | 5500 | 5500
3.26.8 | 2R9.08 | (*) CCTV Application server |  | nr | 1 |  | 194706 | 194706 | 0 | 0 | 31223.58 | 31223.58 | 0 | 0 | 15000 | 15000 | 0 | 0 | 600000 | 600000
3.26.9 | 2R9.09 | (*) Network Attached Storage (N.A.S Storage) |  | nr | 1 |  | 649600 | 649600 | 0 | 0 | 122296.59 | 122296.59 | 0 | 0 | 100000 | 100000 | 0 | 0 | 450000 | 450000
3.26.10 | 2R9.10 | (*) Network video recorder |  | nr | 1 |  | 178176 | 178176 | 0 | 0 | 252257.23 | 252257.23 | 0 | 0 | 100000 | 100000 | 0 | 0 | 50000 | 50000
3.26.11 | 2R9.11 | (*) CCTV rack complete with all accessories |  | nr | 1 |  | 88682 | 88682 | 0 | 0 | 23622.11 | 23622.11 | 0 | 0 | 15000 | 15000 | 0 | 0 | 35000 | 35000
3.26.12 | 2R9.12 | (*) Control center in principal's room |  | nr | 1 |  | 67048 | 67048 | 0 | 0 | 35059.84 | 35059.84 | 0 | 0 | 1500 | 1500 | 0 | 0 | 15000 | 15000
3.26.13 | 2R9.13 | (*) Control center in BMS room (3 operator console) |  | nr | 1 |  | 64612 | 64612 | 0 | 0 | 70119.68 | 70119.68 | 0 | 0 | 1500 | 1500 | 0 | 0 | 28000 | 28000
| Note | Note Details
3.26.14 | - | CCTV for External Site area
| Item Code | Description | Item Remarks | Unit of Measurement | Quantity/Base Price |  | Unit Price/Discount % | Total | Unit Price/Discount % | Total | Unit Price/Discount % | Total | Unit Price/Discount % | Total | Unit Price/Discount % | Total | Unit Price/Discount % | Total | Unit Price/Discount % | Total | Unit Price/Discount % | Total
3.26.15 | 2R9.14 | (*) Fixed IP External Camera Wall Mounted Weather Proof Type mounted on poles (RECOGNOTION LEVEL) |  | nr | 9 |  | 15463 | 139167 | 0 | 0 | 13965.12 | 125686.08 | 0 | 0 | 5000 | 45000 | 0 | 0 | 10000 | 90000
3.26.16 | 2R9.15 | (*) Number Plate Reader (at site Entrance Gates) |  | nr | 10 |  | 41389 | 413890 | 0 | 0 | 23801.82 | 238018.2 | 35596 | 355960 | 5000 | 50000 | 0 | 0 | 9500 | 95000
3.26.17 | 2R9.16 | (*) Sundries; Allow for liaison, co-ordination and attendance on Public Authorities work to meet the requirement of the specification |  | Item | 1 |  | 6681 | 6681 | 0 | 0 | 1058.57 | 1058.57 | 0 | 0 | 1000 | 1000 | 0 | 0 | 2000 | 2000
3.26.18 | 2R9.17 | (*) Ditto; Allow for supports, including fixings, anchors, insulating block, anti vibration devices and noise suppression measures |  | Item | 1 |  | 6681 | 6681 | 0 | 0 | 1058.57 | 1058.57 | 0 | 0 | 1000 | 1000 | 0 | 0 | 2000 | 2000
3.26.19 | 2R9.18 | (*) Ditto; Allow for identification labels including plates, discs, labels, charts and colour coding |  | Item | 1 |  | 6681 | 6681 | 0 | 0 | 1058.57 | 1058.57 | 0 | 0 | 1000 | 1000 | 0 | 0 | 1000 | 1000
3.26.20 | 2R9.19 | (*) Ditto; Allow for Builder's work |  | Item | 1 |  | 8351 | 8351 | 0 | 0 | 1058.57 | 1058.57 | 23200 | 23200 | 1000 | 1000 | 0 | 0 | 15000 | 15000
3.26.21 | 2R9.20 | (*) Ditto; Allow for testing and commissioning and operating the completed installation including fuel and consumables |  | Item | 1 |  | 5845 | 5845 | 0 | 0 | 1058.57 | 1058.57 | 0 | 0 | 1000 | 1000 | 0 | 0 | 1000 | 1000
3.26.22 | 2R9.21 | (*) Ditto; Allow for tools and spares for all the equipment supplied |  | Item | 1 |  | 16701 | 16701 | 0 | 0 | 5292.85 | 5292.85 | 0 | 0 | 1000 | 1000 | 0 | 0 | 1000 | 1000
3.26.23 | 2R9.22 | (*) Ditto; Allow for providing maintenance kit, loose keys and consumables stores |  | Item | 1 |  | 8351 | 8351 | 0 | 0 | 1058.57 | 1058.57 | 0 | 0 | 1000 | 1000 | 0 | 0 | 1000 | 1000
3.26.24 | 2R9.23 | (*) Ditto; Allow for documents including shop drawings, As built drawings, operating instructions and maintenance manuals etc., as specified |  | Item | 1 |  | 12526 | 12526 | 0 | 0 | 1058.57 | 1058.57 | 0 | 0 | 1000 | 1000 | 0 | 0 | 1500 | 1500
3.26.25 | 2R9.24 | (*) Ditto; Allow for incidental work |  | Item | 1 |  | 5845 | 5845 | 0 | 0 | 1058.57 | 1058.57 | 0 | 0 | 1000 | 1000 | 0 | 0 | 1000 | 1000
3.26.26 | 2R9.25 | (*) Ditto; Allow for protective painting and decorative painting |  | Item | 1 |  | 5845 | 5845 | 0 | 0 | 1058.57 | 1058.57 | 0 | 0 | 1000 | 1000 | 0 | 0 | 1000 | 1000
| Note | Note Details
3.26.27 | - | Contractor's Adjustment
| Item Code | Description | Item Remarks | Unit of Measurement | Quantity/Base Price |  | Unit Price/Discount % | Total | Unit Price/Discount % | Total | Unit Price/Discount % | Total | Unit Price/Discount % | Total | Unit Price/Discount % | Total | Unit Price/Discount % | Total | Unit Price/Discount % | Total | Unit Price/Discount % | Total
3.26.28 | 2R9.26 | (*) Contractor may price here any items which has been shown in the drawings or any other documents but overlooked or not specifically mentioned inthe schedule of items and is necessary for the satisfactory completion of the Works. Should the Contractor fail to insert any item here, it will be deemed that Lump Sum Contract Price includes all such items and no claims for additional items will be entertained. |  | Item | 1 |  | 0 | 0 | 0 | 0 | 0 | 0 | 0 | 0 | 0 | 0 | 0 | 0 | 0 | 0
| Note | Note Details
3.26.29 | - | Please attach one PDF file to be named "Additional Items for (insert bill no/name & Section No/name)" for the details of these additional items in the additional attachment area at the end of the BOQ.
3.27 SECTION R10 - FIRE ALARM SYSTEM | [7 empty] | 629648 |  | 0 |  | 790406.36 |  | 755128 |  | 574300 |  | 0 |  | 663310
| Item Code | Description | Item Remarks | Unit of Measurement | Quantity/Base Price |  | Unit Price/Discount % | Total | Unit Price/Discount % | Total | Unit Price/Discount % | Total | Unit Price/Discount % | Total | Unit Price/Discount % | Total | Unit Price/Discount % | Total | Unit Price/Discount % | Total | Unit Price/Discount % | Total
3.27.1 | 2R10.01 | (*) Addressable fire alarm control panel 6 loops including complete interface with public address system , HVAC , Fire fighting , Elevator , Civil defence , Audio Visual & security and BMS |  | nr | 1 |  | 65830 | 65830 | 0 | 0 | 20458.01 | 20458.01 | 35200 | 35200 | 25000 | 25000 | 0 | 0 | 20000 | 20000
3.27.2 | 2R10.02 | (*) Fire alarm outlet including fire resistant cables, conduits boxes & all accessories up to next device and/or up to respective fire alarm control panel |  | item | 1021 |  | 209 | 213389 | 0 | 0 | 259.79 | 265245.59 | 439 | 448219 | 250 | 255250 | 0 | 0 | 150 | 153150
3.27.3 | 2R10.03 | (*) Intelligent Addressable Photoelectric smoke detector |  | nr | 552 |  | 226 | 124752 | 0 | 0 | 261.88 | 144557.76 | 165 | 91080 | 250 | 138000 | 0 | 0 | 280 | 154560
3.27.4 | 2R10.04 | (*) Intelligent Addressable heat detector (fixed / rate of rise) |  | nr | 46 |  | 215 | 9890 | 0 | 0 | 251.3 | 11559.8 | 154 | 7084 | 250 | 11500 | 0 | 0 | 350 | 16100
3.27.5 | 2R10.05 | (*) Addressable duct smoke detector |  | nr | 12 |  | 690 | 8280 | 0 | 0 | 1344.16 | 16129.92 | 825 | 9900 | 250 | 3000 | 0 | 0 | 400 | 4800
3.27.6 | 2R10.06 | (*) Horn wall mounted |  | nr | 30 |  | 342 | 10260 | 0 | 0 | 433.79 | 13013.7 | 0 | 0 | 250 | 7500 | 0 | 0 | 750 | 22500
3.27.7 | 2R10.07 | (*) Horn with flashing strob wall mounted |  | nr | 70 |  | 360 | 25200 | 0 | 0 | 269.71 | 18879.7 | 0 | 0 | 400 | 28000 | 0 | 0 | 800 | 56000
3.27.8 | 2R10.08 | (*) Horn with flashing strob wall mounted Weather proof |  | nr | 5 |  | 377 | 1885 | 0 | 0 | 423.2 | 2116 | 0 | 0 | 400 | 2000 | 0 | 0 | 850 | 4250
3.27.9 | 2R10.09 | (*) flashing strobe light wall mounted |  | nr | 40 |  | 307 | 12280 | 0 | 0 | 269.71 | 10788.4 | 0 | 0 | 500 | 20000 | 0 | 0 | 650 | 26000
3.27.10 | 2R10.10 | (*) Addressable manual fire alarm station |  | nr | 74 |  | 307 | 22718 | 0 | 0 | 243.89 | 18047.86 | 154 | 11396 | 300 | 22200 | 0 | 0 | 650 | 48100
3.27.11 | 2R10.11 | (*) Addressable manual fire alarm station Weather proof |  | nr | 3 |  | 307 | 921 | 0 | 0 | 415.38 | 1246.14 | 209 | 627 | 350 | 1050 | 0 | 0 | 750 | 2250
3.27.12 | 2R10.12 | (*) Addressable monitoring module for fire suppression system |  | nr | 24 |  | 307 | 7368 | 0 | 0 | 748.82 | 17971.68 | 110 | 2640 | 200 | 4800 | 0 | 0 | 400 | 9600
3.27.13 | 2R10.13 | (*) Addressable control module for fire suppression system |  | nr | 119 |  | 307 | 36533 | 0 | 0 | 748.82 | 89109.58 | 110 | 13090 | 200 | 23800 | 0 | 0 | 450 | 53550
3.27.14 | 2R10.14 | (*) Addressable control module for MCC |  | nr | 6 |  | 307 | 1842 | 0 | 0 | 748.82 | 4492.92 | 110 | 660 | 200 | 1200 | 0 | 0 | 450 | 2700
3.27.15 | 2R10.15 | (*) Intelligent addressable optical photoelectric detector - beam transmitter |  | nr | 7 |  | 3445 | 24115 | 0 | 0 | 9102.56 | 63717.92 | 5500 | 38500 | 350 | 2450 | 0 | 0 | 2500 | 17500
3.27.16 | 2R10.16 | (*) Intelligent addressable photoelectric smoke detector - beam receiver |  | nr | 7 |  | 3445 | 24115 | 0 | 0 | 9102.56 | 63717.92 | 6050 | 42350 | 350 | 2450 | 0 | 0 | 2500 | 17500
3.27.17 | 2R10.17 | (*) Auto dialer |  | nr | 1 |  | 1444 | 1444 | 0 | 0 | 3972.81 | 3972.81 | 633 | 633 | 2500 | 2500 | 0 | 0 | 750 | 750
3.27.18 | 2R10.18 | (*) Fire fighter telephone jack |  | nr | 24 |  | 226 | 5424 | 0 | 0 | 317.57 | 7621.68 | 152 | 3648 | 150 | 3600 | 0 | 0 | 750 | 18000
3.27.19 | 2R10.19 | (*) Fire alarm repeater panel |  | nr | 1 |  | 9187 | 9187 | 0 | 0 | 6802.78 | 6802.78 | 5803 | 5803 | 10000 | 10000 | 0 | 0 | 7500 | 7500
3.27.20 | 2R10.20 | (*) Sundries; Allow for liaison, co-ordination and attendance on Public Authorities work to meet the requirement of the specification |  | Item | 1 |  | 1937 | 1937 | 0 | 0 | 2328.85 | 2328.85 | 0 | 0 | 1000 | 1000 | 0 | 0 | 10000 | 10000
3.27.21 | 2R10.21 | (*) Ditto; Allow for supports, including fixings, anchors, insulating block, anti vibration devices and noise suppression measures |  | Item | 1 |  | 1937 | 1937 | 0 | 0 | 1217.36 | 1217.36 | 0 | 0 | 1000 | 1000 | 0 | 0 | 3000 | 3000
3.27.22 | 2R10.22 | (*) Ditto; Allow for identification labels including plates, discs, labels, charts and colour coding |  | Item | 1 |  | 1937 | 1937 | 0 | 0 | 688.07 | 688.07 | 0 | 0 | 1000 | 1000 | 0 | 0 | 2000 | 2000
3.27.23 | 2R10.23 | (*) Ditto; Allow for Builder's work |  | Item | 1 |  | 2422 | 2422 | 0 | 0 | 1323.21 | 1323.21 | 44298 | 44298 | 1000 | 1000 | 0 | 0 | 7500 | 7500
3.27.24 | 2R10.24 | (*) Ditto; Allow for testing and commissioning and operating the completed installation including fuel and consumables |  | Item | 1 |  | 1695 | 1695 | 0 | 0 | 1323.21 | 1323.21 | 0 | 0 | 1000 | 1000 | 0 | 0 | 1000 | 1000
3.27.25 | 2R10.25 | (*) Ditto; Allow for tools and spares for all the equipment supplied |  | Item | 1 |  | 4843 | 4843 | 0 | 0 | 1323.21 | 1323.21 | 0 | 0 | 1000 | 1000 | 0 | 0 | 500 | 500
3.27.26 | 2R10.26 | (*) Ditto; Allow for providing maintenance kit, loose keys and consumables stores |  | Item | 1 |  | 2422 | 2422 | 0 | 0 | 688.07 | 688.07 | 0 | 0 | 1000 | 1000 | 0 | 0 | 500 | 500
3.27.27 | 2R10.27 | (*) Ditto; Allow for documents including shop drawings, As built drawings, operating instructions and maintenance manuals etc., as specified |  | Item | 1 |  | 3632 | 3632 | 0 | 0 | 688.07 | 688.07 | 0 | 0 | 1000 | 1000 | 0 | 0 | 2000 | 2000
3.27.28 | 2R10.28 | (*) Ditto; Allow for incidental work |  | Item | 1 |  | 1695 | 1695 | 0 | 0 | 688.07 | 688.07 | 0 | 0 | 1000 | 1000 | 0 | 0 | 1000 | 1000
3.27.29 | 2R10.29 | (*) Ditto; Allow for protective painting and decorative painting |  | Item | 1 |  | 1695 | 1695 | 0 | 0 | 688.07 | 688.07 | 0 | 0 | 1000 | 1000 | 0 | 0 | 1000 | 1000
| Note | Note Details
3.27.30 | - | Contractor's Adjustment
| Item Code | Description | Item Remarks | Unit of Measurement | Quantity/Base Price |  | Unit Price/Discount % | Total | Unit Price/Discount % | Total | Unit Price/Discount % | Total | Unit Price/Discount % | Total | Unit Price/Discount % | Total | Unit Price/Discount % | Total | Unit Price/Discount % | Total | Unit Price/Discount % | Total
3.27.31 | 2R10.30 | (*) Contractor may price here any items which has been shown in the drawings or any other documents but overlooked or not specifically mentioned inthe schedule of items and is necessary for the satisfactory completion of the Works. Should the Contractor fail to insert any item here, it will be deemed that Lump Sum Contract Price includes all such items and no claims for additional items will be entertained. |  | Item | 1 |  | 0 | 0 | 0 | 0 | 0 | 0 | 0 | 0 | 0 | 0 | 0 | 0 | 0 | 0
| Note | Note Details
3.27.32 | - | Please attach one PDF file to be named "Additional Items for (insert bill no/name & Section No/name)" for the details of these additional items in the additional attachment area at the end of the BOQ.
3.28 SECTION R11 - ACCESS CONTROL SYSTEM | [7 empty] | 604434 |  | 0 |  | 687478.7 |  | 488566 |  | 325550 |  | 0 |  | 865050
| Note | Note Details
3.28.1 | - | Supply, installation, connecting, testing and commissioning of acces control system including access control panel with back up batteries and battery charger, cables, conduits, conduit fittings, trunking, terminations, electromagnetic door lock, proximity card, proximity card reader, door interface module, (cont'd)
3.28.2 | - | (continuation) card holder (energy saving switch), pin pad, exit push button, Event Printer, Card issue machine, security sounder, system software license , integration with BMS ,CCTV, IBMS and life safety and all accessories required to complete installation as per specification and drawings.
| Item Code | Description | Item Remarks | Unit of Measurement | Quantity/Base Price |  | Unit Price/Discount % | Total | Unit Price/Discount % | Total | Unit Price/Discount % | Total | Unit Price/Discount % | Total | Unit Price/Discount % | Total | Unit Price/Discount % | Total | Unit Price/Discount % | Total | Unit Price/Discount % | Total
3.28.3 | 2R11.01 | (*) Magnetic door contact |  | nr | 182 |  | 254 | 46228 | 0 | 0 | 148.4 | 27008.8 | 759 | 138138 | 450 | 81900 | 0 | 0 | 1700 | 309400
3.28.4 | 2R11.02 | (*) Proximity Card reader with Keypad |  | nr | 69 |  | 2163 | 149247 | 0 | 0 | 3502.73 | 241688.37 | 434 | 29946 | 250 | 17250 | 0 | 0 | 2000 | 138000
3.28.5 | 2R11.03 | (*) Proximity Card reader with Keypad weather proof |  | nr | 34 |  | 2859 | 97206 | 0 | 0 | 3502.73 | 119092.82 | 880 | 29920 | 350 | 11900 | 0 | 0 | 2200 | 74800
3.28.6 | 2R11.04 | (*) Electrical Door Lock (in coordination with Arch door schedule) |  | nr | 60 |  | 693 | 41580 | 0 | 0 | 197.5 | 11850 | 0 | 0 | 500 | 30000 | 0 | 0 | 1000 | 60000
3.28.7 | 2R11.05 | (*) Electric door holder |  | nr | 24 |  | 675 | 16200 | 0 | 0 | 302.3 | 7255.2 | 0 | 0 | 500 | 12000 | 0 | 0 | 500 | 12000
3.28.8 | 2R11.06 | (*) Emergency break glass (DUG) |  | nr | 20 |  | 379 | 7580 | 0 | 0 | 427.11 | 8542.2 | 152 | 3040 | 500 | 10000 | 0 | 0 | 500 | 10000
3.28.9 | 2R11.07 | (*) Push button for door release |  | nr | 21 |  | 300 | 6300 | 0 | 0 | 302.3 | 6348.3 | 84 | 1764 | 500 | 10500 | 0 | 0 | 650 | 13650
3.28.10 | 2R11.08 | (*) Time attendance Biometric reader (finger print) with keypad |  | nr | 6 |  | 3845 | 23070 | 0 | 0 | 2989.32 | 17935.92 | 0 | 0 | 4500 | 27000 | 0 | 0 | 8500 | 51000
3.28.11 | 2R11.09 | (*) Alarm indication device (light with buzzer) (disabled toilet alarm system) |  | nr | 43 |  | 812 | 34916 | 0 | 0 | 569.31 | 24480.33 | 0 | 0 | 500 | 21500 | 0 | 0 | 800 | 34400
3.28.12 | 2R11.10 | (*) Alarm initiation device with cord (disabled toilet alarm system) |  | nr | 43 |  | 870 | 37410 | 0 | 0 | 1257.38 | 54067.34 | 0 | 0 | 500 | 21500 | 0 | 0 | 800 | 34400
3.28.13 | 2R11.11 | (*) Alarm cancellation switch (disabled toilet alarm system) |  | nr | 43 |  | 789 | 33927 | 0 | 0 | 368.18 | 15831.74 | 5979 | 257097 | 500 | 21500 | 0 | 0 | 800 | 34400
3.28.14 | 2R11.12 | (*) Remote indicator panel for multiple disabled person's call system including power supply , battery , cabling , pathways and interfacing with life safety and BMS systems |  | nr | 1 |  | 18502 | 18502 | 0 | 0 | 5131.79 | 5131.79 | 0 | 0 | 500 | 500 | 0 | 0 | 20000 | 20000
| Note | Note Details
3.28.15 | - | Access control to external Site area
| Item Code | Description | Item Remarks | Unit of Measurement | Quantity/Base Price |  | Unit Price/Discount % | Total | Unit Price/Discount % | Total | Unit Price/Discount % | Total | Unit Price/Discount % | Total | Unit Price/Discount % | Total | Unit Price/Discount % | Total | Unit Price/Discount % | Total | Unit Price/Discount % | Total
3.28.16 | 2R11.13 | (*) Complete Door access controller with reader door lock and door contact (weather proof) IP 65 with interface with gate barrier , road blocker , automatic gates , CCTV and UVSS systems |  | Item | 1 |  | 69020 | 69020 | 0 | 0 | 133425.91 | 133425.91 | 0 | 0 | 50000 | 50000 | 0 | 0 | 50000 | 50000
3.28.17 | 2R11.14 | (*) Sundries; Allow for liaison, co-ordination and attendance on Public Authorities work to meet the requirement of the specification |  | Item | 1 |  | 1860 | 1860 | 0 | 0 | 1058.57 | 1058.57 | 0 | 0 | 1000 | 1000 | 0 | 0 | 1000 | 1000
3.28.18 | 2R11.15 | (*) Ditto; Allow for supports, including fixings, anchors, insulating block, anti vibration devices and noise suppression measures |  | Item | 1 |  | 1860 | 1860 | 0 | 0 | 1058.57 | 1058.57 | 0 | 0 | 1000 | 1000 | 0 | 0 | 2000 | 2000
3.28.19 | 2R11.16 | (*) Ditto; Allow for identification labels including plates, discs, labels, charts and colour coding |  | Item | 1 |  | 1860 | 1860 | 0 | 0 | 1058.57 | 1058.57 | 0 | 0 | 1000 | 1000 | 0 | 0 | 500 | 500
3.28.20 | 2R11.17 | (*) Ditto; Allow for Builder's work |  | Item | 1 |  | 2325 | 2325 | 0 | 0 | 1058.57 | 1058.57 | 28661 | 28661 | 1000 | 1000 | 0 | 0 | 15000 | 15000
3.28.21 | 2R11.18 | (*) Ditto; Allow for testing and commissioning and operating the completed installation including fuel and consumables |  | Item | 1 |  | 1627 | 1627 | 0 | 0 | 1058.57 | 1058.57 | 0 | 0 | 1000 | 1000 | 0 | 0 | 1000 | 1000
3.28.22 | 2R11.19 | (*) Ditto; Allow for tools and spares for all the equipment supplied |  | Item | 1 |  | 4650 | 4650 | 0 | 0 | 5292.85 | 5292.85 | 0 | 0 | 1000 | 1000 | 0 | 0 | 500 | 500
3.28.23 | 2R11.20 | (*) Ditto; Allow for providing maintenance kit, loose keys and consumables stores |  | Item | 1 |  | 2325 | 2325 | 0 | 0 | 1058.57 | 1058.57 | 0 | 0 | 1000 | 1000 | 0 | 0 | 500 | 500
3.28.24 | 2R11.21 | (*) Ditto; Allow for documents including shop drawings, As built drawings, operating instructions and maintenance manuals etc., as specified |  | Item | 1 |  | 3487 | 3487 | 0 | 0 | 1058.57 | 1058.57 | 0 | 0 | 1000 | 1000 | 0 | 0 | 1500 | 1500
3.28.25 | 2R11.22 | (*) Ditto; Allow for incidental work |  | Item | 1 |  | 1627 | 1627 | 0 | 0 | 1058.57 | 1058.57 | 0 | 0 | 1000 | 1000 | 0 | 0 | 500 | 500
3.28.26 | 2R11.23 | (*) Ditto; Allow for protective painting and decorative painting |  | Item | 1 |  | 1627 | 1627 | 0 | 0 | 1058.57 | 1058.57 | 0 | 0 | 1000 | 1000 | 0 | 0 | 500 | 500
| Note | Note Details
3.28.27 | - | Contractor's Adjustment
| Item Code | Description | Item Remarks | Unit of Measurement | Quantity/Base Price |  | Unit Price/Discount % | Total | Unit Price/Discount % | Total | Unit Price/Discount % | Total | Unit Price/Discount % | Total | Unit Price/Discount % | Total | Unit Price/Discount % | Total | Unit Price/Discount % | Total | Unit Price/Discount % | Total
3.28.28 | 2R11.24 | (*) Contractor may price here any items which has been shown in the drawings or any other documents but overlooked or not specifically mentioned inthe schedule of items and is necessary for the satisfactory completion of the Works. Should the Contractor fail to insert any item here, it will be deemed that Lump Sum Contract Price includes all such items and no claims for additional items will be entertained. |  | Item | 1 |  | 0 | 0 | 0 | 0 | 0 | 0 | 0 | 0 | 0 | 0 | 0 | 0 | 0 | 0
| Note | Note Details
3.28.29 | - | Please attach one PDF file to be named "Additional Items for (insert bill no/name & Section No/name)" for the details of these additional items in the additional attachment area at the end of the BOQ.
3.29 BILL NO. 03 - EXTERNAL WORKS AND SERVICES | [7 empty] | 12009920 |  | 15634315 |  | 13357818.29 |  | 12580226.6 |  | 26823022 |  | 16697195.1 |  | 27143405
| Note | Note Details
3.29.1 | - | The Contractor is referred to the Drawings and Specification for all details related to this section of the Works and he is to include for complying with all the requirements contained therein, whether or not they are specifically mentioned within the item descriptions
3.29.2 | - | DEMOLITION AND SITE CLEARANCE
| Item Code | Description | Item Remarks | Unit of Measurement | Quantity/Base Price |  | Unit Price/Discount % | Total | Unit Price/Discount % | Total | Unit Price/Discount % | Total | Unit Price/Discount % | Total | Unit Price/Discount % | Total | Unit Price/Discount % | Total | Unit Price/Discount % | Total | Unit Price/Discount % | Total
3.29.3 | 3.01 | (*) Allow for site clearance of vegetation, undergrowth, bushes, trees, surface debris or the like relevant to external works. |  | m2 | 43400 |  | 5 | 217000 | 15 | 651000 | 1.03 | 44702 | 3.22 | 139748 | 15 | 651000 | 5.55 | 240870 | 5 | 217000
3.29.4 | 3.02 | (*) Removal existing palm or trees and deliver to relevant authorities/Owner |  | nr | 2 |  | 928 | 1856 | 5000 | 10000 | 2170.07 | 4340.14 | 0 | 0 | 8000 | 16000 | 1109.24 | 2218.48 | 2000 | 4000
3.29.5 | 3.03 | (*) Breakout and remove existing kerbs including concrete base, backing and haul to approved dump site |  | m | 300 |  | 58 | 17400 | 50 | 15000 | 10.53 | 3159 | 0 | 0 | 150 | 45000 | 27.73 | 8319 | 25 | 7500
3.29.6 | 3.04 | (*) Breakout and remove existing side walks 60mm block paving tiles including sand bed layers and dispose to approved tip |  | m2 | 400 |  | 58 | 23200 | 50 | 20000 | 13.16 | 5264 | 0 | 0 | 250 | 100000 | 27.73 | 11092 | 25 | 10000
3.29.7 | 3.06 | (*) Take-up & remove existing plastic coated Metal Post, wire fence and Gates of any type including removing posts and foundations to the approved dump site and backfill voids. |  | m | 50 |  | 139 | 6950 | 400 | 20000 | 15.65 | 782.5 | 0 | 0 | 120 | 6000 | 110.92 | 5546 | 100 | 5000
3.29.8 | 3.07 | (*) Excavation for cutting; artificial hard material; existing road pavement; max. depth not exceeding 0.25m comprising of AC wearing course and/or AC binder course |  | m3 | 200 |  | 52 | 10400 | 90 | 18000 | 23.75 | 4750 | 0 | 0 | 30 | 6000 | 38.82 | 7764 | 100 | 20000
3.29.9 | 3.08 | (*) Excavation for cutting; artificial hard material; existing road pavement; depth 0.25-0.5m comprising of granular subbase and/or base course |  | m3 | 200 |  | 52 | 10400 | 90 | 18000 | 6.31 | 1262 | 0 | 0 | 30 | 6000 | 38.82 | 7764 | 100 | 20000
| Note | Note Details
3.29.10 | - | Earth work
| Item Code | Description | Item Remarks | Unit of Measurement | Quantity/Base Price |  | Unit Price/Discount % | Total | Unit Price/Discount % | Total | Unit Price/Discount % | Total | Unit Price/Discount % | Total | Unit Price/Discount % | Total | Unit Price/Discount % | Total | Unit Price/Discount % | Total | Unit Price/Discount % | Total
3.29.11 | 3.09 | (*) General excavation to proposed grading level/formation level in any material including trimming, preparation and compaction of formation, as shown on drawings and as specified |  | m3 | 1200 |  | 29 | 34800 | 40 | 48000 | 5.38 | 6456 | 0 | 0 | 30 | 36000 | 38.82 | 46584 | 15 | 18000
3.29.12 | 3.10 | (*) Disposal of excavated surplus material to approved tip , including hauling (to designated location as may be instructed by the Engineer) |  | m3 | 100 |  | 21 | 2100 | 25 | 2500 | 7.91 | 791 | 0 | 0 | 45 | 4500 | 0 | 0 | 20 | 2000
3.29.13 | 3.11 | (*) Disposal of excavated artificial hard material; AC wearing course and/or binder course |  | m3 | 120 |  | 28 | 3360 | 46 | 5520 | 18.2 | 2184 | 0 | 0 | 45 | 5400 | 0 | 0 | 20 | 2400
3.29.14 | 3.12 | (*) General filling to proposed grading level/formation level with selected excavated material 150mm thich layer, including compaction to 95% MDD with CBR >15%. |  | m3 | 17220 |  | 17 | 292740 | 75 | 1291500 | 11.19 | 192691.8 | 38.14 | 656770.8 | 85 | 1463700 | 19.97 | 343883.4 | 35 | 602700
3.29.15 | 3.13 | (*) Embankment filling with imported natural material, 150mm thick layer, including compaction to 95% MDD with CBR >20%, as shown on drawings and as specified. |  | m3 | 11480 |  | 41 | 470680 | 75 | 861000 | 34.81 | 399618.8 | 0 | 0 | 125 | 1435000 | 66.55 | 763994 | 45 | 516600
3.29.16 | 3.13A | (*) Embankment filling with imported natural material, 150mm thick layer, including compaction to 95% MDD with CBR >30%, as shown on drawings and as specified. |  | m3 | 855 |  | 41 | 35055 | 75 | 64125 | 41.5 | 35482.5 | 0 | 0 | 125 | 106875 | 66.55 | 56900.25 | 50 | 42750
3.29.17 | 3.13B | (*) Embankment filling with imported natural material, 200mm thick layer, including compaction to 95% MDD with CBR >30%, as shown on drawings and as specified. |  | m3 | 2300 |  | 41 | 94300 | 75 | 172500 | 41.5 | 95450 | 0 | 0 | 125 | 287500 | 55.46 | 127558 | 50 | 115000
3.29.18 | 3.14 | (*) Sub-base, flexible road bases and surfacing |  | m2 | 11250 |  | 29 | 326250 | 27 | 303750 | 17.08 | 192150 | 16.5 | 185625 | 60 | 675000 | 33.28 | 374400 | 0 | 0
3.29.19 | 3.15 | (*) Aggregate road base CBR > 80% ,depth 150mm |  | m2 | 11250 |  | 28 | 315000 | 50 | 562500 | 17.08 | 192150 | 27.5 | 309375 | 60 | 675000 | 39.66 | 446175 | 50 | 562500
3.29.20 | 3.16 | (*) Granular sub base CBR > 60%, Type II; depth 200mm |  | m2 | 11250 |  | 52 | 585000 | 50 | 562500 | 20.85 | 234562.5 | 33 | 371250 | 60 | 675000 | 57.4 | 645750 | 55 | 618750
3.29.21 | 3.17 | (*) Granular sub base CBR > 45%, Type I; depth 150mm |  | m2 | 5700 |  | 30 | 171000 | 45 | 256500 | 15.63 | 89091 | 27.5 | 156750 | 65 | 370500 | 39.66 | 226062 | 35 | 199500
3.29.22 | 3.18 | (*) Asphaltic binder course, depth 70mm |  | m2 | 11250 |  | 48 | 540000 | 45 | 506250 | 31.5 | 354375 | 82.5 | 928125 | 55 | 618750 | 48.25 | 542812.5 | 60 | 675000
3.29.23 | 3.19 | (*) Bituminous prime coat |  | m2 | 11250 |  | 5 | 56250 | 6 | 67500 | 4.9 | 55125 | 13.2 | 148500 | 8 | 90000 | 4.44 | 49950 | 5 | 56250
3.29.24 | 3.20 | (*) Cold planning (milling) and remove existing road surfaces up to 50mm depth; milled material to be removed to dump site. |  | m2 | 50 |  | 174 | 8700 | 300 | 15000 | 111.84 | 5592 | 165 | 8250 | 350 | 17500 | 166.39 | 8319.5 | 150 | 7500
| Note | Note Details
3.29.25 | - | Tying to Existing Pavement
| Item Code | Description | Item Remarks | Unit of Measurement | Quantity/Base Price |  | Unit Price/Discount % | Total | Unit Price/Discount % | Total | Unit Price/Discount % | Total | Unit Price/Discount % | Total | Unit Price/Discount % | Total | Unit Price/Discount % | Total | Unit Price/Discount % | Total | Unit Price/Discount % | Total
3.29.26 | 3.21 | (*) Breakout existing longitudinal/cross road (including saw cutting) depth approximately 150 - 200mm. Asphalt material to be removed to dump site. |  | m2 | 50 |  | 638 | 31900 | 80 | 4000 | 22.14 | 1107 | 165 | 8250 | 350 | 17500 | 110.92 | 5546 | 150 | 7500
| Note | Note Details
3.29.27 | - | Kerbs, channels & edgings
3.29.28 | - | Kerb, channels and edgings; straight or curved complete as shown in drawings & specification including transition, concrete hunching, foundation, paint, formwork, earthworks, backfilling, disposal of surplus excavated material on designated.
| Item Code | Description | Item Remarks | Unit of Measurement | Quantity/Base Price |  | Unit Price/Discount % | Total | Unit Price/Discount % | Total | Unit Price/Discount % | Total | Unit Price/Discount % | Total | Unit Price/Discount % | Total | Unit Price/Discount % | Total | Unit Price/Discount % | Total | Unit Price/Discount % | Total
3.29.29 | 3.22 | (*) Precast concrete upstand kerb (Type A) 600 x 250 x 150 mm straight or curved to radius exceeding 12m as per Particular drawing and specification |  | m | 2200 |  | 162 | 356400 | 135 | 297000 | 54.46 | 119812 | 0 | 0 | 130 | 286000 | 99.83 | 219626 | 55 | 121000
3.29.30 | 3.22A | (*) Precast concrete upstand kerb (Type A) 600 x 150 X 200 mm curved to radius not exceeding 12m as per Particular drawing and specification |  | m | 300 |  | 186 | 55800 | 135 | 40500 | 57.11 | 17133 | 0 | 0 | 130 | 39000 | 99.83 | 29949 | 57 | 17100
3.29.31 | 3.23 | (*) Precast concrete Flush Kerb (Type C) 600 x 300 x 150 mm straight or curved to radius exceeding 12m as per Particular Drawing, and specification |  | m | 1500 |  | 87 | 130500 | 135 | 202500 | 54.72 | 82080 | 0 | 0 | 130 | 195000 | 99.83 | 149745 | 57 | 85500
3.29.32 | 3.24 | (*) Precast concrete Flush Kerb (Type C) 600 x 150 X 200 mm curved to radius not exceeding 12m as per Particular Drawing , and specification |  | m | 250 |  | 81 | 20250 | 135 | 33750 | 57.37 | 14342.5 | 0 | 0 | 130 | 32500 | 99.83 | 24957.5 | 59 | 14750
3.29.33 | 3.25 | (*) Precast concrete Flush Kerb (Type D) 600 x 150 x 200 mm straight or curved to radius exceeding 12m as per Particular Drawing , and specification |  | m | 50 |  | 81 | 4050 | 135 | 6750 | 52.09 | 2604.5 | 0 | 0 | 130 | 6500 | 99.83 | 4991.5 | 60 | 3000
3.29.34 | 3.26 | (*) Precast concrete Flush Kerb (Type D) 600 x 150 X 200 mm curved to radius not exceeding 12m as per Particular Drawing No., and specification |  | m | 50 |  | 81 | 4050 | 135 | 6750 | 54.73 | 2736.5 | 0 | 0 | 130 | 6500 | 99.83 | 4991.5 | 62 | 3100
3.29.35 | 3.26A | (*) Precast concrete flush kerbs type "F" 600 x 150 x 300 mm straight or curved to radius exceeding 12m as per Drawing , and specification |  | m | 30 |  | 81 | 2430 | 135 | 4050 | 54.72 | 1641.6 | 0 | 0 | 130 | 3900 | 103.49 | 3104.7 | 60 | 1800
3.29.36 | 3.26B | (*) Precast concrete flush kerbs type "F" 600 x 150 x 300 mm curved to radius not exceeding 12m as per Drawing, and specification |  | m | 20 |  | 81 | 1620 | 135 | 2700 | 57.37 | 1147.4 | 0 | 0 | 130 | 2600 | 103.49 | 2069.8 | 62 | 1240
3.29.37 | 3.26C | (*) Precast concrete flush kerbs type "F" 600 x 200 x 400 mm straight or curved to radius exceeding 12m as per Drawing , and specification |  | m | 20 |  | 81 | 1620 | 135 | 2700 | 57.36 | 1147.2 | 0 | 0 | 130 | 2600 | 105.93 | 2118.6 | 65 | 1300
3.29.38 | 3.26D | (*) Precast concrete flush kerbs type "F" 600 x 200 x 400 mm curved to radius not exceeding 12m as per Drawing and specification |  | m | 20 |  | 81 | 1620 | 135 | 2700 | 60.01 | 1200.2 | 0 | 0 | 130 | 2600 | 105.93 | 2118.6 | 67 | 1340
3.29.39 | 3.27 | (*) Cast-in-situ concrete transcation kerb |  | m | 50 |  | 75 | 3750 | 135 | 6750 | 59.4 | 2970 | 0 | 0 | 130 | 6500 | 105.93 | 5296.5 | 80 | 4000
| Note | Note Details
3.29.40 | - | Light duty pavement
3.29.41 | - | Precast interlocking concrete paving blocks; (approved color, pattern and design) on and including 50 mm thick crushed sand bed and granular sub base.
| Item Code | Description | Item Remarks | Unit of Measurement | Quantity/Base Price |  | Unit Price/Discount % | Total | Unit Price/Discount % | Total | Unit Price/Discount % | Total | Unit Price/Discount % | Total | Unit Price/Discount % | Total | Unit Price/Discount % | Total | Unit Price/Discount % | Total | Unit Price/Discount % | Total
3.29.42 | 3.28 | (*) Precast concrete paving blocks (approved colour, pattern and design) thickness 60mm on and including 50mm thick sand bed. |  | m2 | 6000 |  | 67 | 402000 | 150 | 900000 | 45.25 | 271500 | 0 | 0 | 150 | 900000 | 57.51 | 345060 | 100 | 600000
3.29.43 | 3.29 | (*) Tactile pavers: thickness 10mm (Domes + 0.5mm) and including 100mm thick Concrete Base with cement mortar 25mm; |  | m2 | 30 |  | 174 | 5220 | 150 | 4500 | 366.34 | 10990.2 | 0 | 0 | 450 | 13500 | 123.4 | 3702 | 150 | 4500
| Note | Note Details
3.29.44 | - | Raised Pedestrian Cross Walk
3.29.45 | - | Raised Cross Walk shall allow for all material required Asphalt, subbase, saw cutting, tack coat and painting by pavement marking etc.)
| Item Code | Description | Item Remarks | Unit of Measurement | Quantity/Base Price |  | Unit Price/Discount % | Total | Unit Price/Discount % | Total | Unit Price/Discount % | Total | Unit Price/Discount % | Total | Unit Price/Discount % | Total | Unit Price/Discount % | Total | Unit Price/Discount % | Total | Unit Price/Discount % | Total
3.29.46 | 3.29A | (*) Raised Cross Walk ; Size: 3700 x 6000mm |  | nr | 2 |  | 8700 | 17400 | 25000 | 50000 | 1904.65 | 3809.3 | 5500 | 11000 | 8500 | 17000 | 8319.31 | 16638.62 | 8000 | 16000
3.29.47 | 3.29B | (*) Raised Cross Walk ; Size: 3700 x 7000mm |  | nr | 2 |  | 9280 | 18560 | 25000 | 50000 | 2856.97 | 5713.94 | 5500 | 11000 | 9800 | 19600 | 9428.55 | 18857.1 | 8500 | 17000
| Note | Note Details
3.29.48 | - | Ancillaries - Traffic signs
3.29.49 | - | Non - illuminated
3.29.50 | - | Supply and install Warning and regulatory signs including posts embedded in ground/pavement, ref. Abu Dhabi Traffic Control Devices Manual including bereakaway connection and foundation etc.
| Item Code | Description | Item Remarks | Unit of Measurement | Quantity/Base Price |  | Unit Price/Discount % | Total | Unit Price/Discount % | Total | Unit Price/Discount % | Total | Unit Price/Discount % | Total | Unit Price/Discount % | Total | Unit Price/Discount % | Total | Unit Price/Discount % | Total | Unit Price/Discount % | Total
3.29.51 | 3.30 | (*) Triangular Sign Panel; H = 750mm Sign No. 302 |  | nr | 7 |  | 928 | 6496 | 1200 | 8400 | 646.72 | 4527.04 | 533.5 | 3734.5 | 600 | 4200 | 1666.86 | 11668.02 | 1000 | 7000
3.29.52 | 3.31 | (*) Triangular Sign Panel; H = 750mm Sign No. 435 |  | nr | 6 |  | 815 | 4890 | 1200 | 7200 | 646.72 | 3880.32 | 533.5 | 3201 | 600 | 3600 | 1666.86 | 10001.16 | 1000 | 6000
3.29.53 | 3.32 | (*) Circular Sign Panel; diamter = 600mm Sign No. 304 |  | nr | 10 |  | 755 | 7550 | 1200 | 12000 | 652.19 | 6521.9 | 561 | 5610 | 650 | 6500 | 1109.24 | 11092.4 | 1000 | 10000
3.29.54 | 3.33 | (*) Circular Sign Panel; diamter = 600mm Sign No. 346 |  | nr | 1 |  | 789 | 789 | 1200 | 1200 | 808.62 | 808.62 | 561 | 561 | 582 | 582 | 1109.24 | 1109.24 | 1000 | 1000
3.29.55 | 3.34 | (*) Rectangular Sign Panel; size = 750 x 600mm Sign No. 305 |  | nr | 4 |  | 1234 | 4936 | 1200 | 4800 | 702.83 | 2811.32 | 649 | 2596 | 1220 | 4880 | 1386.55 | 5546.2 | 1800 | 7200
3.29.56 | 3.35 | (*) Rectangular Sign Panel; size = 470 x 300mm Sign No. 387 |  | nr | 8 |  | 650 | 5200 | 1200 | 9600 | 581.26 | 4650.08 | 495 | 3960 | 1350 | 10800 | 998.32 | 7986.56 | 1800 | 14400
3.29.57 | 3.36 | (*) Rectangular Sign Panel; 900mm X 300mm Sign No.394 - car drop off |  | nr | 4 |  | 893 | 3572 | 1200 | 4800 | 670.01 | 2680.04 | 418 | 1672 | 1350 | 5400 | 1220.17 | 4880.68 | 2000 | 8000
3.29.58 | 3.37 | (*) Rectangular Sign Panel; 900mm X 300mm Sign No.394 - bus drop off |  | nr | 8 |  | 893 | 7144 | 1200 | 9600 | 670.01 | 5360.08 | 418 | 3344 | 1350 | 10800 | 1220.17 | 9761.36 | 2000 | 16000
3.29.59 | 3.38 | (*) Rectangular Sign Panel; size = 470 x 300mm Sign No. 303 on shared posts |  | nr | 6 |  | 696 | 4176 | 1200 | 7200 | 646.72 | 3880.32 | 495 | 2970 | 833 | 4998 | 998.32 | 5989.92 | 3500 | 21000
| Note | Note Details
3.29.60 | - | Sign Panel
3.29.61 | - | Supply and install sign panel on Ground Mounted Guide Sign, all in accordance with specification and drawings.
| Item Code | Description | Item Remarks | Unit of Measurement | Quantity/Base Price |  | Unit Price/Discount % | Total | Unit Price/Discount % | Total | Unit Price/Discount % | Total | Unit Price/Discount % | Total | Unit Price/Discount % | Total | Unit Price/Discount % | Total | Unit Price/Discount % | Total | Unit Price/Discount % | Total
3.29.62 | 3.39 | (*) Sign panel for Ground Guide Mounted |  | m2 | 10 |  | 1740 | 17400 | 900 | 9000 | 465.77 | 4657.7 | 660 | 6600 | 15000 | 150000 | 5546.2 | 55462 | 1500 | 15000
| Note | Note Details
3.29.63 | - | Monotube Sign Structures
3.29.64 | - | Hot rolled structural steelwork, all in accordance with Specifications and Drawings including necessary protective coating to Sign Structures in accordance with Traffic Control Devices Manual First Edition. 2014 of Department of Transport Abu Dhabi
3.29.65 | - | Ground Mounted Sign Structures
3.29.66 | - | Rectangular posts for ground mounted signs complete as detailed in Department of Transport Abu Dhabi Traffic Control Devices Manual
| Item Code | Description | Item Remarks | Unit of Measurement | Quantity/Base Price |  | Unit Price/Discount % | Total | Unit Price/Discount % | Total | Unit Price/Discount % | Total | Unit Price/Discount % | Total | Unit Price/Discount % | Total | Unit Price/Discount % | Total | Unit Price/Discount % | Total | Unit Price/Discount % | Total
3.29.67 | 3.39A | (*) Bus Parking sign board |  | nr | 2 |  | 2900 | 5800 | 1500 | 3000 | 1529.63 | 3059.26 | 1925 | 3850 | 687 | 1374 | 18857.1 | 37714.2 | 2000 | 4000
3.29.68 | 3.39B | (*) Bus Drop-off sign board |  | nr | 3 |  | 2900 | 8700 | 1500 | 4500 | 1529.63 | 4588.89 | 1925 | 5775 | 687 | 2061 | 18857.1 | 56571.3 | 2000 | 6000
3.29.69 | 3.39C | (*) Car Drop-off & Pick-up Sign board |  | nr | 3 |  | 3074 | 9222 | 1500 | 4500 | 1529.63 | 4588.89 | 2475 | 7425 | 687 | 2061 | 16083.99 | 48251.97 | 2000 | 6000
3.29.70 | 3.39D | (*) Visitor Parking sign board |  | nr | 3 |  | 2726 | 8178 | 1500 | 4500 | 1529.63 | 4588.89 | 2475 | 7425 | 687 | 2061 | 16083.99 | 48251.97 | 2000 | 6000
3.29.71 | 3.39E | (*) Bus Drop-off & Employee sign board |  | nr | 2 |  | 2842 | 5684 | 1500 | 3000 | 1529.63 | 3059.26 | 3300 | 6600 | 687 | 1374 | 18857.1 | 37714.2 | 2000 | 4000
| Note | Note Details
3.29.72 | - | IN SITU CONCRETE
3.29.73 | - | CIDH Foundations
3.29.74 | - | Rectangular Sign foundation for ground mounted signs complete as detailed in Department of Transport Abu Dhabi Traffic Control Devices Manual including all excavation, supply and fix concrete formwork reinforcement, bolt assembly etc.
| Item Code | Description | Item Remarks | Unit of Measurement | Quantity/Base Price |  | Unit Price/Discount % | Total | Unit Price/Discount % | Total | Unit Price/Discount % | Total | Unit Price/Discount % | Total | Unit Price/Discount % | Total | Unit Price/Discount % | Total | Unit Price/Discount % | Total | Unit Price/Discount % | Total
3.29.75 | 3.39F | (*) CIDH Foundation for Type XXX |  | nr | 4 |  | 580 | 2320 | 385 | 1540 | 227.04 | 908.16 | 697.24 | 2788.96 | 1500 | 6000 | 2773.1 | 11092.4 | 1000 | 4000
3.29.76 | 3.39G | (*) CIDH Foundation for Type XXX |  | nr | 6 |  | 580 | 3480 | 385 | 2310 | 227.04 | 1362.24 | 697.24 | 4183.44 | 1500 | 9000 | 2773.1 | 16638.6 | 1000 | 6000
3.29.77 | 3.39H | (*) CIDH Foundation for Type XXX |  | nr | 6 |  | 580 | 3480 | 385 | 2310 | 227.04 | 1362.24 | 697.24 | 4183.44 | 1500 | 9000 | 2773.1 | 16638.6 | 1000 | 6000
3.29.78 | 3.39J | (*) CIDH Foundation for Type XXX |  | nr | 6 |  | 580 | 3480 | 385 | 2310 | 227.04 | 1362.24 | 697.24 | 4183.44 | 1500 | 9000 | 2773.1 | 16638.6 | 1000 | 6000
3.29.79 | 3.39K | (*) CIDH Foundation for Type XXX |  | nr | 4 |  | 580 | 2320 | 385 | 1540 | 227.04 | 908.16 | 697.24 | 2788.96 | 1500 | 6000 | 2773.1 | 11092.4 | 1000 | 4000
| Note | Note Details
3.29.80 | - | Surface Markings
3.29.81 | - | Ancillaries - Surface marking; Thermo Plastic Marking as specified
3.29.82 | - | Retroreflective Raised pavement marker (road studs) as per Traffic manual and as shown on drawings
| Item Code | Description | Item Remarks | Unit of Measurement | Quantity/Base Price |  | Unit Price/Discount % | Total | Unit Price/Discount % | Total | Unit Price/Discount % | Total | Unit Price/Discount % | Total | Unit Price/Discount % | Total | Unit Price/Discount % | Total | Unit Price/Discount % | Total | Unit Price/Discount % | Total
3.29.83 | 3.40 | (*) Pavement arrow: type 614 |  | nr | 15 |  | 122 | 1830 | 600 | 9000 | 84.69 | 1270.35 | 110 | 1650 | 550 | 8250 | 49.92 | 748.8 | 150 | 2250
3.29.84 | 3.41 | (*) Pavement arrow: type 616 |  | nr | 4 |  | 138 | 552 | 600 | 2400 | 95.27 | 381.08 | 110 | 440 | 550 | 2200 | 49.92 | 199.68 | 200 | 800
3.29.85 | 3.42 | (*) Pavement arrow: type 617 |  | nr | 1 |  | 162 | 162 | 600 | 600 | 148.2 | 148.2 | 165 | 165 | 550 | 550 | 49.92 | 49.92 | 200 | 200
3.29.86 | 3.42A | (*) Pavement arrow: type 618 |  | nr | 2 |  | 166 | 332 | 600 | 1200 | 148.2 | 296.4 | 165 | 330 | 550 | 1100 | 49.92 | 99.84 | 250 | 500
3.29.87 | 3.43 | (*) Pavement arrow: type 619 |  | nr | 5 |  | 171 | 855 | 80 | 400 | 95.27 | 476.35 | 165 | 825 | 550 | 2750 | 49.92 | 249.6 | 250 | 1250
3.29.88 | 3.44 | (*) Pavement disabled parking Symble: type 623.4 |  | nr | 8 |  | 58 | 464 | 80 | 640 | 1587.86 | 12702.88 | 1430 | 11440 | 5500 | 44000 | 1109.24 | 8873.92 | 1600 | 12800
3.29.89 | 3.45 | (*) Pavement School Zone marking with white & Red Colour |  | nr | 4 |  | 75 | 300 | 400 | 1600 | 2434.71 | 9738.84 | 1650 | 6600 | 6500 | 26000 | 1109.24 | 4436.96 | 3000 | 12000
3.29.90 | 3.46 | (*) White continuous lines; 300 mm wide; type 601 |  | m | 9 |  | 21 | 189 | 60 | 540 | 16.41 | 147.69 | 19.8 | 178.2 | 25 | 225 | 19.97 | 179.73 | 30 | 270
3.29.91 | 3.47 | (*) White continuous lines; 100 mm wide; type 621 |  | m | 1700 |  | 5 | 8500 | 30 | 51000 | 3.44 | 5848 | 5.5 | 9350 | 20 | 34000 | 11.09 | 18853 | 8 | 13600
3.29.92 | 3.48 | (*) White continuous lines; 100 mm wide; type 611 |  | m | 172 |  | 5 | 860 | 30 | 5160 | 3.18 | 546.96 | 5.5 | 946 | 20 | 3440 | 11.09 | 1907.48 | 5 | 860
3.29.93 | 3.48A | (*) White intermittent lines; 100 mm wide; type 652 |  | m | 170 |  | 5 | 850 | 30 | 5100 | 3.18 | 540.6 | 6.6 | 1122 | 20 | 3400 | 11.09 | 1885.3 | 15 | 2550
3.29.94 | 3.49 | (*) White intermittent lines; 300 mm wide; type 602 |  | m | 100 |  | 21 | 2100 | 30 | 3000 | 16.41 | 1641 | 22 | 2200 | 25 | 2500 | 19.97 | 1997 | 30 | 3000
3.29.95 | 3.50 | (*) White/Yellow/Blue chevron, Speed Hump, Disabled Parking, Cross walk and hatch marking; type 657 & 658 |  | m2 | 150 |  | 52 | 7800 | 800 | 120000 | 74.1 | 11115 | 66 | 9900 | 750 | 112500 | 99.83 | 14974.5 | 80 | 12000
3.29.96 | 3.51 | (*) Remove existing road marking by sand blasting |  | m2 | 45 |  | 348 | 15660 | 35 | 1575 | 74.1 | 3334.5 | 110 | 4950 | 250 | 11250 | 110.92 | 4991.4 | 150 | 6750
| Note | Note Details
3.29.97 | - | CLASS V: PAINTING
3.29.98 | - | Chlorinated rubber based quick drying paint applied in two coats to exposed faces of concrete kerbs and road separator; colour as per drawing/specification and as directed by the Engineer
| Item Code | Description | Item Remarks | Unit of Measurement | Quantity/Base Price |  | Unit Price/Discount % | Total | Unit Price/Discount % | Total | Unit Price/Discount % | Total | Unit Price/Discount % | Total | Unit Price/Discount % | Total | Unit Price/Discount % | Total | Unit Price/Discount % | Total | Unit Price/Discount % | Total
3.29.99 | 3.52 | (*) Painting on kerbs |  | m | 2500 |  | 20 | 50000 | 25 | 62500 | 6.35 | 15875 | 13.2 | 33000 | 15 | 37500 | 13.31 | 33275 | 10 | 25000
3.29.100 | 3.53 | (*) Providing railing (Type 1) at the islands within the parkings Drawings |  | m | 100 |  | 638 | 63800 | 400 | 40000 | 433.93 | 43393 | 935 | 93500 | 2300 | 230000 | 1941.17 | 194117 | 700 | 70000
3.29.101 | 3.54 | (*) Providing railing (Type 2) at the islands within the parkings Drawings No. |  | m | 50 |  | 638 | 31900 | 400 | 20000 | 572.08 | 28604 | 935 | 46750 | 2350 | 117500 | 776.47 | 38823.5 | 600 | 30000
3.29.102 | 3.55 | (*) Bollards at the raised table |  | nr | 8 |  | 1218 | 9744 | 3500 | 28000 | 244.5 | 1956 | 1045 | 8360 | 3500 | 28000 | 3882.34 | 31058.72 | 500 | 4000
3.29.103 | 3.56 | (*) Providing and Installing Boom barriers |  | nr | 2 |  | 4060 | 8120 | 32000 | 64000 | 17731.05 | 35462.1 | 49500 | 99000 | 5600 | 11200 | 18302.48 | 36604.96 | 40000 | 80000
3.29.104 | 3.57 | (*) Pavement tie-in with existing pavement; longutidinal joints |  | m | 85 |  | 58 | 4930 | 300 | 25500 | 18.86 | 1603.1 | 93.5 | 7947.5 | 220 | 18700 | 83.19 | 7071.15 | 2000 | 170000
| Note | Note Details
3.29.105 | - | Per square meter supply and installation pre-cast concrete block unit pavers, laid to pattern with sand swept joints, as shown on hardscape drawings no. (55830-TD-00-AFA-LA-0112-00 and it's references) and as detailed on hardscape details dwg. no. (55830-TD-00-AFA-LA-0701-00). Price has to include of 70 mm compacted sand layer, aggregate base compacted to 100% of modified proctor and compaction of subsoil and all works relating to finish this work according to spec's with dimentions and colors as following:
| Item Code | Description | Item Remarks | Unit of Measurement | Quantity/Base Price |  | Unit Price/Discount % | Total | Unit Price/Discount % | Total | Unit Price/Discount % | Total | Unit Price/Discount % | Total | Unit Price/Discount % | Total | Unit Price/Discount % | Total | Unit Price/Discount % | Total | Unit Price/Discount % | Total
3.29.106 | 3.58 | (*) PC3 600 X 600 X 60 MM (Color: Light Beige) |  | m2 | 200 |  | 70 | 14000 | 150 | 30000 | 107.99 | 21598 | 165 | 33000 | 180 | 36000 | 117.58 | 23516 | 175 | 35000
3.29.107 | 3.59 | (*) PC4 400 X 400 X 60 MM (Color: Beige) |  | m2 | 400 |  | 70 | 28000 | 150 | 60000 | 102.54 | 41016 | 165 | 66000 | 190 | 76000 | 111.48 | 44592 | 170 | 68000
3.29.108 | 3.60 | (*) PC5 400 X 400 X 60 MM (Color: Dark Beige) |  | m2 | 250 |  | 70 | 17500 | 150 | 37500 | 102.54 | 25635 | 165 | 41250 | 200 | 50000 | 111.48 | 27870 | 170 | 42500
3.29.109 | 3.61 | (*) PC5 600 X 900 X 60 MM (Color: Dark Beige) |  | m2 | 650 |  | 70 | 45500 | 150 | 97500 | 107.99 | 70193.5 | 0 | 0 | 200 | 130000 | 141.98 | 92287 | 215 | 139750
3.29.110 | 3.62 | (*) PC5 600 X 300 X 60 MM (Color: Dark Beige) |  | m2 | 650 |  | 70 | 45500 | 150 | 97500 | 109.97 | 71480.5 | 0 | 0 | 190 | 123500 | 115.14 | 74841 | 170 | 110500
3.29.111 | 3.63 | (*) PC6 600 X 300 X 60 MM (Color: Light Grey) |  | m2 | 800 |  | 70 | 56000 | 150 | 120000 | 107.99 | 86392 | 165 | 132000 | 185 | 148000 | 115.14 | 92112 | 170 | 136000
3.29.112 | 3.64 | (*) PC6 600 X 900 X 60 MM (Color: Light Grey) |  | m2 | 800 |  | 70 | 56000 | 150 | 120000 | 107.99 | 86392 | 0 | 0 | 200 | 160000 | 141.98 | 113584 | 215 | 172000
3.29.113 | 3.65 | (*) PC7 600 X 300 X 60 MM (Color: Grey) |  | m2 | 600 |  | 70 | 42000 | 150 | 90000 | 102.54 | 61524 | 165 | 99000 | 190 | 114000 | 115.14 | 69084 | 215 | 129000
3.29.114 | 3.66 | (*) PC7 600 X 900 X 60 MM (Color: Grey) |  | m2 | 600 |  | 70 | 42000 | 150 | 90000 | 107.99 | 64794 | 0 | 0 | 220 | 132000 | 141.98 | 85188 | 215 | 129000
3.29.115 | 3.67 | (*) PC8 600 X 300 X 60 MM (Color: Dark Grey) |  | m2 | 320 |  | 70 | 22400 | 150 | 48000 | 107.99 | 34556.8 | 165 | 52800 | 190 | 60800 | 115.14 | 36844.8 | 170 | 54400
3.29.116 | 3.68 | (*) PC9 500 X 500 X 60 MM (Color: Blue Grey) |  | m2 | 570 |  | 70 | 39900 | 150 | 85500 | 102.54 | 58447.8 | 165 | 94050 | 180 | 102600 | 111.48 | 63543.6 | 200 | 114000
| Note | Note Details
3.29.117 | - | Per square meter supply and installation 500 X 500 X 50MM EPDM resilient flooring cast in-situ and bonded with MDI based binder laid overgraded course black SBR resilient flooring cast in-situ and bonded with MDI based binder and all works relating to finish this work according to spec's with the following color:
| Item Code | Description | Item Remarks | Unit of Measurement | Quantity/Base Price |  | Unit Price/Discount % | Total | Unit Price/Discount % | Total | Unit Price/Discount % | Total | Unit Price/Discount % | Total | Unit Price/Discount % | Total | Unit Price/Discount % | Total | Unit Price/Discount % | Total | Unit Price/Discount % | Total
3.29.118 | 3.69 | (*) PE1 (Color: Dark Blue) |  | m2 | 1900 |  | 164 | 311600 | 400 | 760000 | 379.83 | 721677 | 368.5 | 700150 | 210 | 399000 | 448.13 | 851447 | 550 | 1045000
3.29.119 | 3.70 | (*) PE2 (Color: Blue) |  | m2 | 550 |  | 164 | 90200 | 400 | 220000 | 379.83 | 208906.5 | 368.5 | 202675 | 210 | 115500 | 448.13 | 246471.5 | 550 | 302500
3.29.120 | 3.71 | (*) PE3 (Color: Blue Green) |  | m2 | 520 |  | 164 | 85280 | 350 | 182000 | 379.83 | 197511.6 | 368.5 | 191620 | 210 | 109200 | 448.13 | 233027.6 | 550 | 286000
| Note | Note Details
3.29.121 | - | Artificial Turf
| Item Code | Description | Item Remarks | Unit of Measurement | Quantity/Base Price |  | Unit Price/Discount % | Total | Unit Price/Discount % | Total | Unit Price/Discount % | Total | Unit Price/Discount % | Total | Unit Price/Discount % | Total | Unit Price/Discount % | Total | Unit Price/Discount % | Total | Unit Price/Discount % | Total
3.29.122 | 3.72 | (*) Per square meter Supply and installation of Artificial Turf finish and all related layers underneeth for outdoor playground fields and finishing all works relating to this work according to spec's |  | m2 | 250 |  | 139 | 34750 | 140 | 35000 | 133.88 | 33470 | 174.9 | 43725 | 220 | 55000 | 122.02 | 30505 | 350 | 87500
| Note | Note Details
3.29.123 | - | CURBS & GUTTERS
| Item Code | Description | Item Remarks | Unit of Measurement | Quantity/Base Price |  | Unit Price/Discount % | Total | Unit Price/Discount % | Total | Unit Price/Discount % | Total | Unit Price/Discount % | Total | Unit Price/Discount % | Total | Unit Price/Discount % | Total | Unit Price/Discount % | Total | Unit Price/Discount % | Total
3.29.124 | 3.73 | (*) Supply & install pre cast flush curb type (2) EDG2 100x200mm (Color: Gray - Finish: Washed) including P.C base and finishing all works according to spec's. |  | m | 1300 |  | 81 | 105300 | 150 | 195000 | 91.44 | 118872 | 159.5 | 207350 | 150 | 195000 | 126.45 | 164385 | 86 | 111800
3.29.125 | 3.74 | (*) Supply & install pre cast edge type (3) EDG3 400x400x80mm (Color: Light Beige) including 20mm thick. mortar bed and in situ concrete base and finishing all works according to spec's. |  | m | 980 |  | 81 | 79380 | 150 | 147000 | 72.36 | 70912.8 | 203.5 | 199430 | 150 | 147000 | 128.67 | 126096.6 | 84 | 82320
3.29.126 | 3.75 | (*) Supply & install pre cast edge type (4) EDG4 200x100x80mm (Color: Light Beige - Finish: Washed) including 20mm thick. mortar bed and in situ concrete base and finishing all works according to spec's. |  | m | 150 |  | 81 | 12150 | 150 | 22500 | 45.7 | 6855 | 148.5 | 22275 | 150 | 22500 | 116.47 | 17470.5 | 75 | 11250
| Note | Note Details
3.29.127 | - | Soft Landscaping
| Item Code | Description | Item Remarks | Unit of Measurement | Quantity/Base Price |  | Unit Price/Discount % | Total | Unit Price/Discount % | Total | Unit Price/Discount % | Total | Unit Price/Discount % | Total | Unit Price/Discount % | Total | Unit Price/Discount % | Total | Unit Price/Discount % | Total | Unit Price/Discount % | Total
3.29.128 | 3.76 | (*) Per cubic meter , excavation for all planting species; trees, palms, shrubs, ground covers and lawns as shown on softscape details DWGs at any kind of soil, with retaining of trench sides if necessary accoring to spec's. |  | m3 | 680 |  | 52 | 35360 | 100 | 68000 | 21.17 | 14395.6 | 35.2 | 23936 | 20 | 13600 | 38.82 | 26397.6 | 25 | 17000
3.29.129 | 3.77 | (*) Per cubic meter supply and installation of gravel drainage layer with depth 150-200 mm as detailed in softscape details and accoring to spec's. |  | m3 | 150 |  | 70 | 10500 | 150 | 22500 | 274.17 | 41125.5 | 60.5 | 9075 | 120 | 18000 | 144.2 | 21630 | 310 | 46500
| Note | Note Details
3.29.130 | - | Palms, trees, shrubs & Ground covers
| Item Code | Description | Item Remarks | Unit of Measurement | Quantity/Base Price |  | Unit Price/Discount % | Total | Unit Price/Discount % | Total | Unit Price/Discount % | Total | Unit Price/Discount % | Total | Unit Price/Discount % | Total | Unit Price/Discount % | Total | Unit Price/Discount % | Total | Unit Price/Discount % | Total
3.29.131 | 3.78 | (*) PhDa - PHOENIX DACTYLIFERA |  | nr | 19 |  | 3016 | 57304 | 27000 | 513000 | 4448.18 | 84515.42 | 2453 | 46607 | 2100 | 39900 | 2440.33 | 46366.27 | 4500 | 85500
3.29.132 | 3.79 | (*) AcNi - ACACIA NILOTICA |  | nr | 2 |  | 2262 | 4524 | 0 | 0 | 840.21 | 1680.42 | 253 | 506 | 840 | 1680 | 776.47 | 1552.94 | 2700 | 5400
3.29.133 | 3.80 | (*) CoUn - COCCOLOBA UNIVERA |  | nr | 4 |  | 1914 | 7656 | 0 | 0 | 840.21 | 3360.84 | 275 | 1100 | 840 | 3360 | 776.47 | 3105.88 | 3200 | 12800
3.29.134 | 3.81 | (*) CoSe - CORDIA SEBESTENA |  | nr | 2 |  | 1810 | 3620 | 0 | 0 | 790.79 | 1581.58 | 198 | 396 | 1740 | 3480 | 776.47 | 1552.94 | 3200 | 6400
3.29.135 | 3.82 | (*) OlEu - OLEA EUROPAEA |  | nr | 3 |  | 2042 | 6126 | 27000 | 81000 | 4551.85 | 13655.55 | 297 | 891 | 780 | 2340 | 776.47 | 2329.41 | 4500 | 13500
3.29.136 | 3.83 | (*) PlOb - PLUMERIA OBTUSA |  | nr | 6 |  | 1821 | 10926 | 0 | 0 | 677.48 | 4064.88 | 451 | 2706 | 840 | 5040 | 721.01 | 4326.06 | 3200 | 19200
3.29.137 | 3.84 | (*) TaRo - TABEBUIA ROSEA |  | nr | 7 |  | 2471 | 17297 | 0 | 0 | 926.7 | 6486.9 | 242 | 1694 | 840 | 5880 | 665.54 | 4658.78 | 3200 | 22400
3.29.138 | 3.85 | (*) TeCa - TERMINALIA CATAPPA |  | nr | 11 |  | 1102 | 12122 | 0 | 0 | 926.7 | 10193.7 | 209 | 2299 | 840 | 9240 | 499.16 | 5490.76 | 3200 | 35200
3.29.139 | 3.86 | (*) CaEc - CASSIA EXCELSA |  | nr | 10 |  | 1578 | 15780 | 0 | 0 | 952.71 | 9527.1 | 187 | 1870 | 600 | 6000 | 499.16 | 4991.6 | 850 | 8500
3.29.140 | 3.87 | (*) JaSa - JASMINUM SAMBAC |  | nr | 45 |  | 406 | 18270 | 0 | 0 | 98.85 | 4448.25 | 176 | 7920 | 450 | 20250 | 44.37 | 1996.65 | 85 | 3825
3.29.141 | 3.88 | (*) LeFr - LEUCOPHYLLUM FRUSTESCENS |  | m2 | 85 |  | 75 | 6375 | 0 | 0 | 98.85 | 8402.25 | 27.5 | 2337.5 | 400 | 34000 | 83.19 | 7071.15 | 85 | 7225
3.29.142 | 3.89 | (*) MuPa - MURRAYA PANICULATA |  | m2 | 20 |  | 197 | 3940 | 0 | 0 | 74.14 | 1482.8 | 27.5 | 550 | 420 | 8400 | 94.29 | 1885.8 | 85 | 1700
3.29.143 | 3.90 | (*) AtHa - ATRIPLEX HALIMUS |  | m2 | 60 |  | 128 | 7680 | 0 | 0 | 172.98 | 10378.8 | 27.5 | 1650 | 150 | 9000 | 72.1 | 4326 | 85 | 5100
3.29.144 | 3.91 | (*) DoVi - DODONAEA VISCOSA |  | m2 | 310 |  | 110 | 34100 | 0 | 0 | 74.14 | 22983.4 | 22 | 6820 | 125 | 38750 | 83.19 | 25788.9 | 85 | 26350
3.29.145 | 3.92 | (*) IxCo - IXORA COCCINEA |  | m2 | 110 |  | 103 | 11330 | 0 | 0 | 74.14 | 8155.4 | 24.2 | 2662 | 150 | 16500 | 83.19 | 9150.9 | 85 | 9350
3.29.146 | 3.93 | (*) IrHe - IRESINE HERBSTII |  | m2 | 255 |  | 86 | 21930 | 0 | 0 | 74.14 | 18905.7 | 27.5 | 7012.5 | 130 | 33150 | 38.82 | 9899.1 | 100 | 25500
3.29.147 | 3.94 | (*) CoGr - COCCOLOBA GRANDIFLORA |  | m2 | 90 |  | 145 | 13050 | 0 | 0 | 80.31 | 7227.9 | 44 | 3960 | 125 | 11250 | 88.74 | 7986.6 | 100 | 9000
3.29.148 | 3.95 | (*) CaEd - CARPOBROTUS EDULIS |  | m2 | 200 |  | 75 | 15000 | 0 | 0 | 55.6 | 11120 | 27.5 | 5500 | 130 | 26000 | 49.92 | 9984 | 100 | 20000
3.29.149 | 3.96 | (*) SePu - SETCREASEA PURPUREA |  | m2 | 50 |  | 90 | 4500 | 0 | 0 | 172.98 | 8649 | 38.5 | 1925 | 100 | 5000 | 33.28 | 1664 | 75 | 3750
3.29.150 | 3.97 | (*) SePo - SESUVIUM PORTULACASTRUM |  | m2 | 400 |  | 87 | 34800 | 0 | 0 | 172.98 | 69192 | 27.5 | 11000 | 110 | 44000 | 27.73 | 11092 | 75 | 30000
3.29.151 | 3.98 | (*) SpTr - SPHAGNETICOLA TRILOBATA |  | m2 | 30 |  | 75 | 2250 | 0 | 0 | 172.98 | 5189.4 | 38.5 | 1155 | 100 | 3000 | 33.28 | 998.4 | 200 | 6000
| Note | Note Details
3.29.152 | - | PLANTING SOIL
| Item Code | Description | Item Remarks | Unit of Measurement | Quantity/Base Price |  | Unit Price/Discount % | Total | Unit Price/Discount % | Total | Unit Price/Discount % | Total | Unit Price/Discount % | Total | Unit Price/Discount % | Total | Unit Price/Discount % | Total | Unit Price/Discount % | Total | Unit Price/Discount % | Total
3.29.153 | 3.99 | (*) Per cubic meter supply and installation of planting soil mix. for all planting species as detailed in softscape details DWG and accoring to spec's. |  | m3 | 470 |  | 41 | 19270 | 0 | 0 | 47.64 | 22390.8 | 49.5 | 23265 | 75 | 35250 | 105.38 | 49528.6 | 60 | 28200
| Note | Note Details
3.29.154 | - | Signages
| Item Code | Description | Item Remarks | Unit of Measurement | Quantity/Base Price |  | Unit Price/Discount % | Total | Unit Price/Discount % | Total | Unit Price/Discount % | Total | Unit Price/Discount % | Total | Unit Price/Discount % | Total | Unit Price/Discount % | Total | Unit Price/Discount % | Total | Unit Price/Discount % | Total
3.29.155 | 3.100 | (*) Supply and install signage type (B-01) as per drawings and specifications. Refer to DWG. 53890-DD-00-AFA-LA-0714-0A |  | nr | 5 |  | 15080 | 75400 | 3000 | 15000 | 15349.27 | 76746.35 | 12760 | 63800 | 35000 | 175000 | 16660.8 | 83304 | 18000 | 90000
3.29.156 | 3.101 | (*) Supply and install signage type (B-02) as per drawings and specifications. Refer to DWG. 53890-DD-00-AFA-LA-0715-0A |  | nr | 5 |  | 5742 | 28710 | 3000 | 15000 | 7939.28 | 39696.4 | 9790 | 48950 | 14000 | 70000 | 6411.41 | 32057.05 | 7000 | 35000
3.29.157 | 3.102 | (*) Supply and install signage type (C-01) as per drawings and specifications. Refer to DWG. 53890-DD-00-AFA-LA-0715-0A |  | nr | 1 |  | 5046 | 5046 | 3000 | 3000 | 7409.99 | 7409.99 | 8250 | 8250 | 12000 | 12000 | 5546.2 | 5546.2 | 6500 | 6500
| Note | Note Details
3.29.158 | - | Bench
| Item Code | Description | Item Remarks | Unit of Measurement | Quantity/Base Price |  | Unit Price/Discount % | Total | Unit Price/Discount % | Total | Unit Price/Discount % | Total | Unit Price/Discount % | Total | Unit Price/Discount % | Total | Unit Price/Discount % | Total | Unit Price/Discount % | Total | Unit Price/Discount % | Total
3.29.159 | 3.103 | (*) Supply and install bench type (B1) as per drawings and specifications. |  | nr | 63 |  | 2088 | 131544 | 2000 | 126000 | 3323.91 | 209406.33 | 1925 | 121275 | 4800 | 302400 | 2717.64 | 171211.32 | 3000 | 189000
3.29.160 | 3.104 | (*) Supply and install bench type (B2) as per drawings and specifications. |  | nr | 30 |  | 2320 | 69600 | 2000 | 60000 | 7409.99 | 222299.7 | 2475 | 74250 | 5500 | 165000 | 4436.96 | 133108.8 | 4500 | 135000
3.29.161 | 3.106 | (*) Supply and install bollard (BD) as per drawings and specifications. |  | nr | 15 |  | 1392 | 20880 | 4500 | 67500 | 869.06 | 13035.9 | 1540 | 23100 | 3000 | 45000 | 776.47 | 11647.05 | 2500 | 37500
3.29.162 | 3.107 | (*) Supply and install bascket goals (BG) as per drawings and specifications. |  | nr | 4 |  | 580 | 2320 | 38000 | 152000 | 23817.83 | 95271.32 | 28600 | 114400 | 22000 | 88000 | 31890.68 | 127562.72 | 70000 | 280000
3.29.163 | 3.108 | (*) Supply and install trash bin (TB) as per drawings and specifications. |  | nr | 18 |  | 290 | 5220 | 3000 | 54000 | 5756.07 | 103609.26 | 3850 | 69300 | 4500 | 81000 | 5080.32 | 91445.76 | 1000 | 18000
3.29.164 | 3.109 | (*) Supply and install flag pole (F1) as per drawings and specifications. |  | nr | 3 |  | 9048 | 27144 | 8500 | 25500 | 12702.84 | 38108.52 | 11000 | 33000 | 15500 | 46500 | 19134.41 | 57403.23 | 25000 | 75000
3.29.165 | 3.110 | (*) Supply and install flag pole (F2) as per drawings and specifications. |  | nr | 2 |  | 20184 | 40368 | 6000 | 12000 | 9527.13 | 19054.26 | 11000 | 22000 | 16000 | 32000 | 6433.6 | 12867.2 | 18000 | 36000
3.29.166 | 3.111 | (*) Supply and install Double gate(DG) as per drawings and specifications. |  | nr | 2 |  | 4060 | 8120 | 15000 | 30000 | 22367.58 | 44735.16 | 18535 | 37070 | 32000 | 64000 | 16083.99 | 32167.98 | 15000 | 30000
3.29.167 | 3.112 | (*) Supply and install single gate(EG) as per drawings and specifications. |  | nr | 3 |  | 87000 | 261000 | 55000 | 165000 | 16937.12 | 50811.36 | 11715 | 35145 | 17000 | 51000 | 5962.17 | 17886.51 | 9500 | 28500
| Note | Note Details
3.29.168 | - | Shade Structure
| Item Code | Description | Item Remarks | Unit of Measurement | Quantity/Base Price |  | Unit Price/Discount % | Total | Unit Price/Discount % | Total | Unit Price/Discount % | Total | Unit Price/Discount % | Total | Unit Price/Discount % | Total | Unit Price/Discount % | Total | Unit Price/Discount % | Total | Unit Price/Discount % | Total
3.29.169 | 3.113 | (*) Supply and install shade structure for pedestrian walk way(S01) as per drawings and specifications. Refer to DWG. LA-0709-0G, DET.1-2-3 |  | nr | 21 |  | 9628 | 202188 | 25000 | 525000 | 16359.35 | 343546.35 | 10879 | 228459 | 17160 | 360360 | 16623.09 | 349084.89 | 52000 | 1092000
3.29.170 | 3.114 | (*) Supply and install shade structure for car parking (S02) as per drawings and specifications. Refer to DWG. LA-0709-0G, DET.4-5-6 |  | nr | 44 |  | 9628 | 423632 | 0 | 0 | 9109.63 | 400823.72 | 7590 | 333960 | 13100 | 576400 | 12008.64 | 528380.16 | 42000 | 1848000
3.29.171 | 3.115 | (*) Supply and install shade structure for handicap car parking (S03) as per drawings and specifications. Refer to DWG. LA-0709-0G, DET.7-8-9 |  | nr | 11 |  | 9976 | 109736 | 0 | 0 | 8686.2 | 95548.2 | 4180 | 45980 | 11700 | 128700 | 8044.22 | 88486.42 | 30000 | 330000
3.29.172 | 3.116 | (*) Supply and install shade structure for assembly (S04) as per drawings and specifications. Refer to DWG. LA-0710-0G, DET.1-2 |  | nr | 6 |  | 75400 | 452400 | 0 | 0 | 91327.21 | 547963.26 | 267217.5 | 1603305 | 105600 | 633600 | 81184.61 | 487107.66 | 400000 | 2400000
3.29.173 | 3.117 | (*) Supply and install shade structure for side walk (S05) as per drawings and specifications. Refer to DWG. LA-0710-0G, DET.3-4-5 |  | nr | 52 |  | 8700 | 452400 | 0 | 0 | 8897.91 | 462691.32 | 8250 | 429000 | 11850 | 616200 | 9592.82 | 498826.64 | 35000 | 1820000
3.29.174 | 3.118 | (*) Supply and install shade structure for pedestrain group(S06) as per drawings and specifications. Refer to DWG. LA-0711-0G, DET.1-2-3-4-5 |  | nr | 34 |  | 9396 | 319464 | 0 | 0 | 19649.62 | 668087.08 | 10359.8 | 352233.2 | 7344 | 249696 | 11987.63 | 407579.42 | 36000 | 1224000
3.29.175 | 3.119 | (*) Supply and install shade structure for single pedestrain (S07) as per drawings and specifications. Refer to DWG. LA-0712-0G, DET.1-3-4-5 |  | nr | 31 |  | 6496 | 201376 | 0 | 0 | 16359.35 | 507139.85 | 7150 | 221650 | 12480 | 386880 | 9313.81 | 288728.11 | 28000 | 868000
3.29.176 | 3.120 | (*) Supply and install shade structure foe seating area (S08) as per drawings and specifications. Refer to DWG. LA-0712-0G, DET.2-3-4-5 |  | nr | 10 |  | 9048 | 90480 | 0 | 0 | 16943.05 | 169430.5 | 5995 | 59950 | 32400 | 324000 | 3714.63 | 37146.3 | 28000 | 280000
3.29.177 | 3.121 | (*) Supply and install shade structure for seating area (S09) as per drawings and specifications. Refer to DWG. LA-0712-0G, DET.2-3-4-5 |  | nr | 10 |  | 9048 | 90480 | 0 | 0 | 16943.05 | 169430.5 | 5995 | 59950 | 32400 | 324000 | 6341.31 | 63413.1 | 28000 | 280000
3.29.178 | 3.122 | (*) Supply and install shade structure for court (S10) as per drawings and specifications. Refer to DWG. LA-0713-0G, DET.1-2 |  | nr | 7 |  | 63800 | 446600 | 0 | 0 | 13315.36 | 93207.52 | 28914.6 | 202402.2 | 16700 | 116900 | 32592.67 | 228148.69 | 76000 | 532000
3.29.179 | 3.123 | (*) Supply and install mashrabeya pattern in fence, with heavy duty aluminium tube powder coated, white color. as per drawings and specifications. |  | nr | 1401 |  | 139 | 194739 | 635 | 889635 | 84.69 | 118650.69 | 1595 | 2234595 | 850 | 1190850 | 83.19 | 116549.19 | 1575 | 2206575
3.29.180 | 3.124 | (*) (SW1) Supply and install masonary seat wall with grey precast concrete tiles cladding fixed with 20mm mortar layer as per drawing. |  | m | 45 |  | 406 | 18270 | 2000 | 90000 | 2646.43 | 119089.35 | 3650.23 | 164260.35 | 3500 | 157500 | 2481.79 | 111680.55 | 1000 | 45000
3.29.181 | 3.125 | (*) (SW2) Supply and install concrete seat wall as per drawings, |  | m3 | 810 |  | 406 | 328860 | 126 | 102060 | 529.29 | 428724.9 | 3650.23 | 2956686.3 | 1650 | 1336500 | 682.96 | 553197.6 | 1000 | 810000
| Note | Note Details
3.29.182 | - | Mainline Irrigation system
3.29.183 | - | Supply and install HDPE pipe line including all necessary fittings and accessories, excavation, backfilling, warning tape, thrust blocks, necessary, supports if required, complete in accordance with the drawings and Specification
| Item Code | Description | Item Remarks | Unit of Measurement | Quantity/Base Price |  | Unit Price/Discount % | Total | Unit Price/Discount % | Total | Unit Price/Discount % | Total | Unit Price/Discount % | Total | Unit Price/Discount % | Total | Unit Price/Discount % | Total | Unit Price/Discount % | Total | Unit Price/Discount % | Total
3.29.184 | 3.126 | (*) 110mm diameter pipe |  | m | 668 |  | 99 | 66132 | 700 | 467600 | 242.09 | 161716.12 | 99 | 66132 | 250 | 167000 | 0 | 0 | 150 | 100200
| Note | Note Details
3.29.185 | - | 90 degree bend
| Item Code | Description | Item Remarks | Unit of Measurement | Quantity/Base Price |  | Unit Price/Discount % | Total | Unit Price/Discount % | Total | Unit Price/Discount % | Total | Unit Price/Discount % | Total | Unit Price/Discount % | Total | Unit Price/Discount % | Total | Unit Price/Discount % | Total | Unit Price/Discount % | Total
3.29.186 | 3.127 | (*) 110mm diameter pipe |  | m | 1 |  | 99 | 99 | 0 | 0 | 275.82 | 275.82 | 330 | 330 | 135 | 135 | 225599.98 | 225599.98 | 80 | 80
| Note | Note Details
3.29.187 | - | 135 degree bend
| Item Code | Description | Item Remarks | Unit of Measurement | Quantity/Base Price |  | Unit Price/Discount % | Total | Unit Price/Discount % | Total | Unit Price/Discount % | Total | Unit Price/Discount % | Total | Unit Price/Discount % | Total | Unit Price/Discount % | Total | Unit Price/Discount % | Total | Unit Price/Discount % | Total
3.29.188 | 3.128 | (*) 110mm diameter pipe |  | nr | 20 |  | 168 | 3360 | 0 | 0 | 275.82 | 5516.4 | 165 | 3300 | 125 | 2500 | 0 | 0 | 80 | 1600
| Note | Note Details
3.29.189 | - | Tee
| Item Code | Description | Item Remarks | Unit of Measurement | Quantity/Base Price |  | Unit Price/Discount % | Total | Unit Price/Discount % | Total | Unit Price/Discount % | Total | Unit Price/Discount % | Total | Unit Price/Discount % | Total | Unit Price/Discount % | Total | Unit Price/Discount % | Total | Unit Price/Discount % | Total
3.29.190 | 3.129 | (*) 110 x 110 x 110mm diameter |  | nr | 1 |  | 174 | 174 | 0 | 0 | 350.97 | 350.97 | 165 | 165 | 135 | 135 | 0 | 0 | 80 | 80
| Note | Note Details
3.29.191 | - | Supply and installation of uPVC road way ducts, complete with all excavation, backfill and all fittings in accordance with the Drawings and Specification
| Item Code | Description | Item Remarks | Unit of Measurement | Quantity/Base Price |  | Unit Price/Discount % | Total | Unit Price/Discount % | Total | Unit Price/Discount % | Total | Unit Price/Discount % | Total | Unit Price/Discount % | Total | Unit Price/Discount % | Total | Unit Price/Discount % | Total | Unit Price/Discount % | Total
3.29.192 | 3.130 | (*) 160mm diameter duct for 90mm diameter pipes |  | nr | 7 |  | 123 | 861 | 0 | 0 | 182.11 | 1274.77 | 121 | 847 | 150 | 1050 | 0 | 0 | 150 | 1050
| Note | Note Details
3.29.193 | - | Supply and installation of conduits for control wires, complete with all excavation. backfill and all fittings in accordance with the Drawings and Specification
| Item Code | Description | Item Remarks | Unit of Measurement | Quantity/Base Price |  | Unit Price/Discount % | Total | Unit Price/Discount % | Total | Unit Price/Discount % | Total | Unit Price/Discount % | Total | Unit Price/Discount % | Total | Unit Price/Discount % | Total | Unit Price/Discount % | Total | Unit Price/Discount % | Total
3.29.194 | 3.131 | (*) 50 mm Dia. |  | nr | 670 |  | 63 | 42210 | 0 | 0 | 60.54 | 40561.8 | 16.5 | 11055 | 40 | 26800 | 0 | 0 | 70 | 46900
3.29.195 | 3.132 | (*) Quick Coupling Valve to 90mm diameter Irrigation Main line |  | nr | 9 |  | 702 | 6318 | 0 | 0 | 1173.82 | 10564.38 | 440 | 3960 | 75 | 675 | 0 | 0 | 1200 | 10800
3.29.196 | 3.133 | (*) Air Valve 110mm diameter Irrigation Main line |  | nr | 1 |  | 3842 | 3842 | 0 | 0 | 23345.74 | 23345.74 | 330 | 330 | 1500 | 1500 | 0 | 0 | 4600 | 4600
3.29.197 | 3.134 | (*) Isolation Valve (Gate Valve) to 110mm diameter Irrigation Main line |  | nr | 2 |  | 3842 | 7684 | 0 | 0 | 26662.11 | 53324.22 | 385 | 770 | 750 | 1500 | 0 | 0 | 4400 | 8800
3.29.198 | 3.135 | (*) Washout Valve to 110mm diameter Irrigation Main line |  | m | 2 |  | 3378 | 6756 | 0 | 0 | 26662.11 | 53324.22 | 275 | 550 | 800 | 1600 | 0 | 0 | 3300 | 6600
3.29.199 | 3.136 | (*) Supply and install Drip Valve |  | m | 3 |  | 211 | 633 | 0 | 0 | 3212.57 | 9637.71 | 27.5 | 82.5 | 250 | 750 | 0 | 0 | 2800 | 8400
3.29.200 | 3.137 | (*) Supply and install pull boxes as shown on drawings and as specified. |  | nr | 28 |  | 351 | 9828 | 0 | 0 | 542.08 | 15178.24 | 495 | 13860 | 750 | 21000 | 0 | 0 | 250 | 7000
3.29.201 | 3.138 | (*) Supply and install Irrigation Field Controller 'A' as shown on drawings and as specified |  | nr | 1 |  | 18096 | 18096 | 0 | 0 | 17916.28 | 17916.28 | 2200 | 2200 | 25000 | 25000 | 0 | 0 | 20000 | 20000
3.29.202 | 3.139 | (*) Supply and install flow sensor to 110mmdiameter HDPE pipe as shown on drawings and as specified |  | nr | 1 |  | 3445 | 3445 | 0 | 0 | 61884.27 | 61884.27 | 1320 | 1320 | 10000 | 10000 | 0 | 0 | 40000 | 40000
| Note | Note Details
3.29.203 | - | Drip Irrigation System
3.29.204 | - | Lateral supply pipe line of shrubs surface irrigation system including all fittings, valves, excavation, backfilling etc.
| Item Code | Description | Item Remarks | Unit of Measurement | Quantity/Base Price |  | Unit Price/Discount % | Total | Unit Price/Discount % | Total | Unit Price/Discount % | Total | Unit Price/Discount % | Total | Unit Price/Discount % | Total | Unit Price/Discount % | Total | Unit Price/Discount % | Total | Unit Price/Discount % | Total
3.29.205 | 3.140 | (*) 63mm diameter uPVCClass10 lateral pipe |  | nr | 11 |  | 78 | 858 | 0 | 0 | 93.69 | 1030.59 | 8.8 | 96.8 | 75 | 825 | 0 | 0 | 75 | 825
3.29.206 | 3.141 | (*) 50mm diameter uPVCClass10 lateral pipe |  | nr | 166 |  | 60 | 9960 | 0 | 0 | 77.41 | 12850.06 | 8.8 | 1460.8 | 65 | 10790 | 0 | 0 | 60 | 9960
3.29.207 | 3.142 | (*) 32mm diameter uPVC Class10 lateral pipe |  | nr | 1035 |  | 32 | 33120 | 0 | 0 | 53.9 | 55786.5 | 8.8 | 9108 | 45 | 46575 | 0 | 0 | 40 | 41400
| Note | Note Details
3.29.208 | - | Tee
| Item Code | Description | Item Remarks | Unit of Measurement | Quantity/Base Price |  | Unit Price/Discount % | Total | Unit Price/Discount % | Total | Unit Price/Discount % | Total | Unit Price/Discount % | Total | Unit Price/Discount % | Total | Unit Price/Discount % | Total | Unit Price/Discount % | Total | Unit Price/Discount % | Total
3.29.209 | 3.143 | (*) 63 x 63 x 50mm diameter |  | nr | 1 |  | 129 | 129 | 0 | 0 | 313.28 | 313.28 | 0 | 0 | 25 | 25 | 0 | 0 | 30 | 30
| Note | Note Details
3.29.210 | - | Reducer
| Item Code | Description | Item Remarks | Unit of Measurement | Quantity/Base Price |  | Unit Price/Discount % | Total | Unit Price/Discount % | Total | Unit Price/Discount % | Total | Unit Price/Discount % | Total | Unit Price/Discount % | Total | Unit Price/Discount % | Total | Unit Price/Discount % | Total | Unit Price/Discount % | Total
3.29.211 | 3.144 | (*) 63 x 50mm diameter |  | nr | 1 |  | 64 | 64 | 0 | 0 | 65.61 | 65.61 | 198 | 198 | 25 | 25 | 0 | 0 | 30 | 30
3.29.212 | 3.145 | (*) Drip Take off (32mm diameter uPVC riser) |  | m | 153 |  | 70 | 10710 | 0 | 0 | 69.19 | 10586.07 | 27.5 | 4207.5 | 25 | 3825 | 0 | 0 | 475 | 72675
3.29.213 | 3.146 | (*) 160mm diameter Duct for 50 mm diameter lateral line |  | m | 7 |  | 127 | 889 | 0 | 0 | 182.11 | 1274.77 | 66 | 462 | 25 | 175 | 0 | 0 | 120 | 840
| Note | Note Details
3.29.214 | - | Potable water pipe line
| Item Code | Description | Item Remarks | Unit of Measurement | Quantity/Base Price |  | Unit Price/Discount % | Total | Unit Price/Discount % | Total | Unit Price/Discount % | Total | Unit Price/Discount % | Total | Unit Price/Discount % | Total | Unit Price/Discount % | Total | Unit Price/Discount % | Total | Unit Price/Discount % | Total
3.29.215 | 3.147 | (*) 110mm diameter potable water pipe line |  | m | 40 |  | 237 | 9480 | 150 | 6000 | 499.18 | 19967.2 | 789.8 | 31592 | 110 | 4400 | 83.19 | 3327.6 | 180 | 7200
3.29.216 | 3.148 | (*) 65mm diameter water supply inlet pipe |  | m | 5 |  | 123 | 615 | 100 | 500 | 254.01 | 1270.05 | 326.5 | 1632.5 | 95 | 475 | 83.19 | 415.95 | 150 | 750
3.29.217 | 3.149 | (*) 50mm diameter tanker fill pipe |  | m | 5 |  | 102 | 510 | 80 | 400 | 201.56 | 1007.8 | 251.4 | 1257 | 75 | 375 | 66.55 | 332.75 | 120 | 600
3.29.218 | 3.150 | (*) Gate valve chamber for 110mm diameter pipe including all fittings, valve, DI cover and frame complete works |  | nr | 1 |  | 4913 | 4913 | 45000 | 45000 | 30778.23 | 30778.23 | 5130 | 5130 | 2500 | 2500 | 16638.61 | 16638.61 | 5000 | 5000
| Note | Note Details
3.29.219 | - | CHAMBERS
3.29.220 | - | Supply and install of chambers and associated sign and marker post including excavation, backfilling, concrete, waterproofing, covers, complete all in accordance with the Drawings and Specification
| Item Code | Description | Item Remarks | Unit of Measurement | Quantity/Base Price |  | Unit Price/Discount % | Total | Unit Price/Discount % | Total | Unit Price/Discount % | Total | Unit Price/Discount % | Total | Unit Price/Discount % | Total | Unit Price/Discount % | Total | Unit Price/Discount % | Total | Unit Price/Discount % | Total
3.29.221 | 3.151 | (*) Gate valve chamber |  | nr | 1 |  | 5220 | 5220 | 12000 | 12000 | 8028.57 | 8028.57 | 10281 | 10281 | 6500 | 6500 | 0 | 0 | 10000 | 10000
3.29.222 | 3.152 | (*) Water meter assembly & chamber |  | nr | 1 |  | 6316 | 6316 | 25000 | 25000 | 79933.27 | 79933.27 | 12375 | 12375 | 10000 | 10000 | 16638.61 | 16638.61 | 45000 | 45000
| Note | Note Details
3.29.223 | - | ROAD CROSSING DUCT WORK
| Item Code | Description | Item Remarks | Unit of Measurement | Quantity/Base Price |  | Unit Price/Discount % | Total | Unit Price/Discount % | Total | Unit Price/Discount % | Total | Unit Price/Discount % | Total | Unit Price/Discount % | Total | Unit Price/Discount % | Total | Unit Price/Discount % | Total | Unit Price/Discount % | Total
3.29.224 | 3.153 | (*) Duct for 11 0 mm diameter potable water line |  | m | 40 |  | 237 | 9480 | 280 | 11200 | 414.67 | 16586.8 | 495 | 19800 | 100 | 4000 | 244.03 | 9761.2 | 3500 | 140000
| Note | Note Details
3.29.225 | - | Storm water pipe line
| Item Code | Description | Item Remarks | Unit of Measurement | Quantity/Base Price |  | Unit Price/Discount % | Total | Unit Price/Discount % | Total | Unit Price/Discount % | Total | Unit Price/Discount % | Total | Unit Price/Discount % | Total | Unit Price/Discount % | Total | Unit Price/Discount % | Total | Unit Price/Discount % | Total
3.29.226 | 3.154 | (*) uPVC Pipe 315mm diameter, depth up to 1.50m |  | m | 268 |  | 260 | 69680 | 340 | 91120 | 320.27 | 85832.36 | 850 | 227800 | 150 | 40200 | 388.23 | 104045.64 | 275 | 73700
3.29.227 | 3.155 | (*) uPVC Pipe 315mm diameter, depth 1.51-2.00m |  | m | 162 |  | 288 | 46656 | 340 | 55080 | 344.83 | 55862.46 | 850 | 137700 | 175 | 28350 | 443.7 | 71879.4 | 320 | 51840
3.29.228 | 3.156 | (*) uPVC Pipe 315mm diameter, depth above 2.00 m |  | m | 694 |  | 291 | 201954 | 340 | 235960 | 391.62 | 271784.28 | 817 | 566998 | 200 | 138800 | 499.16 | 346417.04 | 400 | 277600
3.29.229 | 3.157 | (*) Extra over for concrete bed and surround to road crossings |  | m | 876 |  | 49 | 42924 | 340 | 297840 | 60.87 | 53322.12 | 165 | 144540 | 100 | 87600 | 360.5 | 315798 | 150 | 131400
| Note | Note Details
3.29.230 | - | Manhole including excavation, backfilling, concrete, waterproofing, cover, etc. complete all in accordance with the drawings and specifications
| Item Code | Description | Item Remarks | Unit of Measurement | Quantity/Base Price |  | Unit Price/Discount % | Total | Unit Price/Discount % | Total | Unit Price/Discount % | Total | Unit Price/Discount % | Total | Unit Price/Discount % | Total | Unit Price/Discount % | Total | Unit Price/Discount % | Total | Unit Price/Discount % | Total
3.29.231 | 3.158 | (*) Depth range exceeding 2.50m |  | m | 4 |  | 4060 | 16240 | 20000 | 80000 | 10418.56 | 41674.24 | 4895 | 19580 | 6500 | 26000 | 11092.41 | 44369.64 | 22000 | 88000
| Note | Note Details
3.29.232 | - | Other chambers including excavation, backfilling, concrete. waterproofing, complete all in accordance with the drawings and specifications
| Item Code | Description | Item Remarks | Unit of Measurement | Quantity/Base Price |  | Unit Price/Discount % | Total | Unit Price/Discount % | Total | Unit Price/Discount % | Total | Unit Price/Discount % | Total | Unit Price/Discount % | Total | Unit Price/Discount % | Total | Unit Price/Discount % | Total | Unit Price/Discount % | Total
3.29.233 | 3.159 | (*) Storm water inlet |  | nr | 32 |  | 812 | 25984 | 3500 | 112000 | 4226.11 | 135235.52 | 4882 | 156224 | 750 | 24000 | 2773.1 | 88739.2 | 5000 | 160000
| Note | Note Details
3.29.234 | - | Connections to existing storm water system, including excavation. backfilling. concrete and waterproofing
| Item Code | Description | Item Remarks | Unit of Measurement | Quantity/Base Price |  | Unit Price/Discount % | Total | Unit Price/Discount % | Total | Unit Price/Discount % | Total | Unit Price/Discount % | Total | Unit Price/Discount % | Total | Unit Price/Discount % | Total | Unit Price/Discount % | Total | Unit Price/Discount % | Total
3.29.235 | 3.160 | (*) Connections; generally |  | nr | 4 |  | 5220 | 20880 | 5000 | 20000 | 4249.35 | 16997.4 | 550 | 2200 | 15000 | 60000 | 4436.96 | 17747.84 | 15000 | 60000
| Note | Note Details
3.29.236 | - | Irrigation Pumps(At Gound Pump Room)
| Item Code | Description | Item Remarks | Unit of Measurement | Quantity/Base Price |  | Unit Price/Discount % | Total | Unit Price/Discount % | Total | Unit Price/Discount % | Total | Unit Price/Discount % | Total | Unit Price/Discount % | Total | Unit Price/Discount % | Total | Unit Price/Discount % | Total | Unit Price/Discount % | Total
3.29.237 | 3.161 | (*) irrigation ater Pumps Package, 1 set., two duty & one standby, 145 gpm @35 M head each auto-alternate or parallel operation including control panel, base, frame, headers, valves, pressure switches & gauges, dry running protection and complete as shown on the drawing in accordance with the Specification. |  | nr | 1 |  | 58986 | 58986 | 50000 | 50000 | 50811.83 | 50811.83 | 16500 | 16500 | 65000 | 65000 | 0 | 0 | 230000 | 230000
| Note | Note Details
3.29.238 | - | SEWERAGE NETWORK
3.29.239 | - | Underground Sewerage Drainage inter-connecting piping between manhole to manhole including excavation, beds and surrounds. backfilling, work complete all in accordance with the drawings and specifications
3.29.240 | - | uPVC Pipe 160mm dia.
| Item Code | Description | Item Remarks | Unit of Measurement | Quantity/Base Price |  | Unit Price/Discount % | Total | Unit Price/Discount % | Total | Unit Price/Discount % | Total | Unit Price/Discount % | Total | Unit Price/Discount % | Total | Unit Price/Discount % | Total | Unit Price/Discount % | Total | Unit Price/Discount % | Total
3.29.241 | 3.162 | (*) Depth range up to 1.50m |  | nr | 63 |  | 112 | 7056 | 500 | 31500 | 170.37 | 10733.31 | 795 | 50085 | 4500 | 283500 | 221.85 | 13976.55 | 250 | 15750
3.29.242 | 3.163 | (*) Depth range from 1.51 ·2.00m |  | nr | 156 |  | 119 | 18564 | 500 | 78000 | 192.62 | 30048.72 | 795 | 124020 | 6500 | 1014000 | 277.31 | 43260.36 | 290 | 45240
3.29.243 | 3.164 | (*) Depth range exceeding 2.01 m |  | nr | 250 |  | 126 | 31500 | 500 | 125000 | 218.04 | 54510 | 795 | 198750 | 7500 | 1875000 | 332.77 | 83192.5 | 320 | 80000
3.29.244 | 3.165 | (*) Extra over for concrete bed and surround to road crossings |  | nr | 30 |  | 70 | 2100 | 500 | 15000 | 40.99 | 1229.7 | 0 | 0 | 100 | 3000 | 277.31 | 8319.3 | 150 | 4500
| Note | Note Details
3.29.245 | - | Manhole including excavation, backfilling, concrete. waterproofing, complete all in accordance with the drawings and specifications
| Item Code | Description | Item Remarks | Unit of Measurement | Quantity/Base Price |  | Unit Price/Discount % | Total | Unit Price/Discount % | Total | Unit Price/Discount % | Total | Unit Price/Discount % | Total | Unit Price/Discount % | Total | Unit Price/Discount % | Total | Unit Price/Discount % | Total | Unit Price/Discount % | Total
3.29.246 | 3.166 | (*) Manhole chamber, depth range up to 1.50m |  | nr | 8 |  | 4060 | 32480 | 5000 | 40000 | 7379.31 | 59034.48 | 2145 | 17160 | 4500 | 36000 | 5546.2 | 44369.6 | 4000 | 32000
3.29.247 | 3.167 | (*) Manhole chamber, depth range 1.51 up to 2.00m |  | nr | 5 |  | 4060 | 20300 | 10000 | 50000 | 11050.17 | 55250.85 | 2145 | 10725 | 6500 | 32500 | 8319.31 | 41596.55 | 9000 | 45000
3.29.248 | 3.168 | (*) Manhole chamber, depth range exceeding 2.00m |  | nr | 2 |  | 4060 | 8120 | 11000 | 22000 | 12434.73 | 24869.46 | 2145 | 4290 | 7500 | 15000 | 11092.41 | 22184.82 | 15000 | 30000
3.29.249 | 3.169 | (*) Connections to existing sewerage system. including excavation. backfilling, concrete and waterproofing |  | nr | 5 |  | 58000 | 290000 | 5600 | 28000 | 16261.86 | 81309.3 | 5363 | 26815 | 25000 | 125000 | 11092.41 | 55462.05 | 15000 | 75000
3.29.250 | 3.170 | (*) The Contractor may price here any new items or additional quantity for an existing BOQ item, which are shown in the Drawings or any other Tender/Contract Documents but overlooked or not specifically mentioned herein and is necessary for the satisfactory completion of the Works/this section. Should the Contractor fail to insert any item here, it will be deemed that his lump sum Tender Price includes all such items and no claims for additional items will be entertained. |  | Item | 1 |  | 0 | 0 | 0 | 0 | 0 | 0 | 0 | 0 | 0 | 0 | 0 | 0 | 0 | 0
| Note | Note Details
3.29.251 | - | EXTERIOR LIGHTING
3.29.252 | - | Supply and install light fittings complete with lamps, tubes. reflectors. control gears, transformers. power supply units and all required fixings accessories, etc .. including ceiling roses and flexible cabling, wiring and conduit and connected the distribution boards & lighting control system, all as shown on the drawings.
| Item Code | Description | Item Remarks | Unit of Measurement | Quantity/Base Price |  | Unit Price/Discount % | Total | Unit Price/Discount % | Total | Unit Price/Discount % | Total | Unit Price/Discount % | Total | Unit Price/Discount % | Total | Unit Price/Discount % | Total | Unit Price/Discount % | Total | Unit Price/Discount % | Total
3.29.253 | 3.171 | (*) UP1 |  | nr | 63 |  | 1166 | 73458 | 1100 | 69300 | 1032.25 | 65031.75 | 2063 | 129969 | 7000 | 441000 | 6602.62 | 415965.06 | 2420 | 152460
3.29.254 | 3.172 | (*) UP2 |  | nr | 3 |  | 2036 | 6108 | 1100 | 3300 | 4893.74 | 14681.22 | 2063 | 6189 | 7000 | 21000 | 0 | 0 | 3500 | 10500
3.29.255 | 3.173 | (*) LP1 |  | nr | 55 |  | 4130 | 227150 | 1100 | 60500 | 9711.69 | 534142.95 | 4510.95 | 248102.25 | 7500 | 412500 | 0 | 0 | 7600 | 418000
3.29.256 | 3.174 | (*) LP2 |  | nr | 37 |  | 2343 | 86691 | 1100 | 40700 | 2109.73 | 78060.01 | 715 | 26455 | 7500 | 277500 | 0 | 0 | 6600 | 244200
3.29.257 | 3.175 | (*) SP |  | nr | 52 |  | 412 | 21424 | 1100 | 57200 | 1358.12 | 70622.24 | 319 | 16588 | 5000 | 260000 | 0 | 0 | 1610 | 83720
3.29.258 | 3.176 | (*) FL1 |  | nr | 214 |  | 873 | 186822 | 1100 | 235400 | 2473.92 | 529418.88 | 908 | 194312 | 3500 | 749000 | 0 | 0 | 2300 | 492200
3.29.259 | 3.177 | (*) FL2 |  | nr | 151 |  | 470 | 70970 | 1100 | 166100 | 310.97 | 46956.47 | 248 | 37448 | 3500 | 528500 | 0 | 0 | 370 | 55870
3.29.260 | 3.178 | (*) FL4A |  | nr | 8 |  | 4478 | 35824 | 1100 | 8800 | 11351.39 | 90811.12 | 17051.91 | 136415.28 | 2500 | 20000 | 0 | 0 | 18000 | 144000
3.29.261 | 3.179 | (*) FL4B |  | nr | 8 |  | 4478 | 35824 | 1100 | 8800 | 11351.39 | 90811.12 | 11303 | 90424 | 2500 | 20000 | 0 | 0 | 18000 | 144000
| Note | Note Details
3.29.262 | - | Contractor's Adjustment
| Item Code | Description | Item Remarks | Unit of Measurement | Quantity/Base Price |  | Unit Price/Discount % | Total | Unit Price/Discount % | Total | Unit Price/Discount % | Total | Unit Price/Discount % | Total | Unit Price/Discount % | Total | Unit Price/Discount % | Total | Unit Price/Discount % | Total | Unit Price/Discount % | Total
3.29.263 | 3.18 | (*) Contractor may price here any items which has been shown in the drawings or any other documents but overlooked or not specifically mentioned inthe schedule of items and is necessary for the satisfactory completion of the Works. Should the Contractor fail to insert any item here, it will be deemed that Lump Sum Contract Price includes all such items and no claims for additional items will be entertained. |  | Item | 1 |  | 0 | 0 | 0 | 0 | 0 | 0 | -5363447.32 | -5363447.32 | 0 | 0 | 1936746.57 | 1936746.57 | 0 | 0
| Note | Note Details
3.29.264 | - | Please attach one PDF file to be named "Additional Items for (insert bill no/name & Section No/name)" for the details of these additional items in the additional attachment area at the end of the BOQ.
3.30 BILL NO. 04 - FIXED FF & E | [7 empty] | 8965908 |  | 12860674 |  | 16700595.46 |  | 12355006 |  | 17250883 |  | 14433594.52 |  | 17531810
| Note | Note Details
3.30.1 | - | The Contractor is referred to the Drawings and Specification for all details related to this section of the Works and he is to include for complying with all the requirements contained therein, whether or not they are specifically mentioned within the item descriptions
3.30.2 | - | Supply and install furniture as per drawings, specification and schedules
3.30.3 | - | Floor mat on cement sand screed
| Item Code | Description | Item Remarks | Unit of Measurement | Quantity/Base Price |  | Unit Price/Discount % | Total | Unit Price/Discount % | Total | Unit Price/Discount % | Total | Unit Price/Discount % | Total | Unit Price/Discount % | Total | Unit Price/Discount % | Total | Unit Price/Discount % | Total | Unit Price/Discount % | Total
3.30.4 | 4.01 | (*) Type FM-1 |  | nr | 63 |  | 197 | 12411 | 196598 | 12385674 | 2810.5 | 177061.5 | 0 | 0 | 25000 | 1575000 | 5657.13 | 356399.19 | 2000 | 126000
3.30.5 | 4.02 | (*) Type FM-2 |  | nr | 38 |  | 174 | 6612 | 0 | 0 | 1270.28 | 48270.64 | 0 | 0 | 5000 | 190000 | 1164.7 | 44258.6 | 2000 | 76000
| Note | Note Details
3.30.6 | - | Furniture
| Item Code | Description | Item Remarks | Unit of Measurement | Quantity/Base Price |  | Unit Price/Discount % | Total | Unit Price/Discount % | Total | Unit Price/Discount % | Total | Unit Price/Discount % | Total | Unit Price/Discount % | Total | Unit Price/Discount % | Total | Unit Price/Discount % | Total | Unit Price/Discount % | Total
3.30.7 | 4.03 | (*) CH0 1.3 |  | nr | 1168 |  | 70 | 81760 | 0 | 0 | 476.36 | 556388.48 | 215 | 251120 | 500 | 584000 | 258.67 | 302126.56 | 305 | 356240
3.30.8 | 4.04 | (*) TL03.1 |  | nr | 146 |  | 464 | 67744 | 0 | 0 | 1005.64 | 146823.44 | 715 | 104390 | 720 | 105120 | 580.8 | 84796.8 | 680 | 99280
3.30.9 | 4.05 | (*) ST08.3 |  | nr | 85 |  | 1044 | 88740 | 0 | 0 | 1217.36 | 103475.6 | 1564 | 132940 | 3200 | 272000 | 1503.24 | 127775.4 | 1760 | 149600
3.30.10 | 4.06 | (*) CH07.1 |  | nr | 285 |  | 1856 | 528960 | 0 | 0 | 1005.64 | 286607.4 | 748 | 213180 | 1000 | 285000 | 1173.8 | 334533 | 1380 | 393300
3.30.11 | 4.07 | (*) DS01.1 |  | nr | 116 |  | 3132 | 363312 | 0 | 0 | 1349.68 | 156562.88 | 1254 | 145464 | 1218 | 141288 | 990.77 | 114929.32 | 1160 | 134560
3.30.12 | 4.08 | (*) AC03.1 |  | nr | 161 |  | 232 | 37352 | 0 | 0 | 206.42 | 33233.62 | 55 | 8855 | 45 | 7245 | 32.94 | 5303.34 | 40 | 6440
3.30.13 | 4.09 | (*) AC03.2 |  | nr | 308 |  | 232 | 71456 | 0 | 0 | 206.42 | 63577.36 | 55 | 16940 | 55 | 16940 | 40.27 | 12403.16 | 50 | 15400
3.30.14 | 4.10 | (*) CH01.3A |  | nr | 2101 |  | 160 | 336160 | 0 | 0 | 476.36 | 1000832.36 | 215 | 451715 | 300 | 630300 | 258.67 | 543465.67 | 305 | 640805
3.30.15 | 4.11 | (*) TB14.2C |  | nr | 143 |  | 406 | 58058 | 0 | 0 | 1561.39 | 223278.77 | 1408 | 201344 | 1800 | 257400 | 1361.7 | 194723.1 | 1600 | 228800
3.30.16 | 4.12 | (*) TB18.1 |  | nr | 60 |  | 696 | 41760 | 0 | 0 | 899.78 | 53986.8 | 1091 | 65460 | 2100 | 126000 | 1755.82 | 105349.2 | 2060 | 123600
3.30.17 | 4.13 | (*) CT02.3 |  | nr | 17 |  | 986 | 16762 | 0 | 0 | 688.07 | 11697.19 | 1143 | 19431 | 1750 | 29750 | 1400.75 | 23812.75 | 1650 | 28050
3.30.18 | 4.14 | (*) TB01.3C |  | nr | 85 |  | 815 | 69275 | 0 | 0 | 1323.21 | 112472.85 | 445 | 37825 | 750 | 63750 | 584.46 | 49679.1 | 690 | 58650
3.30.19 | 4.15 | (*) CH30.1 |  | nr | 17 |  | 174 | 2958 | 0 | 0 | 899.78 | 15296.26 | 19250 | 327250 | 450 | 7650 | 0 | 0 | 217100 | 3690700
3.30.20 | 4.16 | (*) TL03.5 |  | nr | 38 |  | 522 | 19836 | 0 | 0 | 688.07 | 26146.66 | 495 | 18810 | 1900 | 72200 | 1511.78 | 57447.64 | 1780 | 67640
3.30.21 | 4.17 | (*) TB05.1 |  | nr | 40 |  | 348 | 13920 | 0 | 0 | 899.78 | 35991.2 | 372 | 14880 | 800 | 32000 | 639.37 | 25574.8 | 750 | 30000
3.30.22 | 4.18 | (*) CH05.2 |  | nr | 42 |  | 1566 | 65772 | 0 | 0 | 1053.28 | 44237.76 | 1498 | 62916 | 1500 | 63000 | 1708.23 | 71745.66 | 2000 | 84000
3.30.23 | 4.19 | (*) TB11.1 |  | nr | 20 |  | 406 | 8120 | 0 | 0 | 502.82 | 10056.4 | 451 | 9020 | 740 | 14800 | 390.45 | 7809 | 460 | 9200
3.30.24 | 4.20 | (*) CH14.1 |  | nr | 59 |  | 255 | 15045 | 0 | 0 | 312.28 | 18424.52 | 1078 | 63602 | 350 | 20650 | 328.22 | 19364.98 | 390 | 23010
3.30.25 | 4.21 | (*) CH05.5 |  | nr | 19 |  | 4176 | 79344 | 0 | 0 | 1958.35 | 37208.65 | 3484 | 66196 | 4000 | 76000 | 2459.19 | 46724.61 | 2900 | 55100
3.30.26 | 4.22 | (*) CH11.1 |  | nr | 78 |  | 300 | 23400 | 0 | 0 | 206.42 | 16100.76 | 432 | 33696 | 550 | 42900 | 445.36 | 34738.08 | 525 | 40950
3.30.27 | 4.23 | (*) CH01.4 |  | nr | 570 |  | 423 | 241110 | 0 | 0 | 402.26 | 229288.2 | 545 | 310650 | 700 | 399000 | 383.13 | 218384.1 | 450 | 256500
3.30.28 | 4.24 | (*) TB06.1 |  | nr | 1 |  | 406 | 406 | 0 | 0 | 8468.56 | 8468.56 | 8617 | 8617 | 6200 | 6200 | 4069.25 | 4069.25 | 4770 | 4770
3.30.29 | 4.25 | (*) CH08.3 |  | nr | 14 |  | 464 | 6496 | 0 | 0 | 1217.36 | 17043.04 | 1768 | 24752 | 1650 | 23100 | 1554.49 | 21762.86 | 1830 | 25620
3.30.30 | 4.26 | (*) AC03.7 |  | nr | 21 |  | 406 | 8526 | 0 | 0 | 688.07 | 14449.47 | 264 | 5544 | 320 | 6720 | 252.57 | 5303.97 | 300 | 6300
3.30.31 | 4.27 | (*) AC03.5 |  | nr | 68 |  | 302 | 20536 | 0 | 0 | 714.53 | 48588.04 | 61 | 4148 | 150 | 10200 | 95.99 | 6527.32 | 115 | 7820
3.30.32 | 4.28 | (*) PE08.1 |  | nr | 16 |  | 1102 | 17632 | 0 | 0 | 502.82 | 8045.12 | 2107 | 33712 | 1250 | 20000 | 1323.88 | 21182.08 | 1560 | 24960
3.30.33 | 4.29 | (*) AC01.1 |  | nr | 159 |  | 104 | 16536 | 0 | 0 | 344.04 | 54702.36 | 662 | 105258 | 130 | 20670 | 80.97 | 12874.23 | 100 | 15900
3.30.34 | 4.31 | (*) SH01.3A |  | nr | 174 |  | 1392 | 242208 | 0 | 0 | 2117.14 | 368382.36 | 1056 | 183744 | 1200 | 208800 | 973.69 | 169422.06 | 1150 | 200100
3.30.35 | 4.32 | (*) TB18.1 |  | nr | 60 |  | 696 | 41760 | 0 | 0 | 1587.86 | 95271.6 | 1091 | 65460 | 2100 | 126000 | 1755.82 | 105349.2 | 0 | 0
3.30.36 | 4.33 | (*) DS05.1 |  | nr | 154 |  | 1740 | 267960 | 0 | 0 | 1429.07 | 220076.78 | 968 | 149072 | 1000 | 154000 | 688.17 | 105978.18 | 810 | 124740
3.30.37 | 4.34 | (*) CH07.1 |  | nr | 286 |  | 1856 | 530816 | 0 | 0 | 1005.64 | 287613.04 | 748 | 213928 | 1100 | 314600 | 1173.8 | 335706.8 | 0 | 0
3.30.38 | 4.35 | (*) ST08.3 |  | nr | 85 |  | 696 | 59160 | 0 | 0 | 1005.64 | 85479.4 | 1564 | 132940 | 3000 | 255000 | 1503.24 | 127775.4 | 0 | 0
3.30.39 | 4.36 | (*) FL02.1 |  | nr | 270 |  | 1508 | 407160 | 0 | 0 | 1270.28 | 342975.6 | 418 | 112860 | 3800 | 1026000 | 585.68 | 158133.6 | 690 | 186300
3.30.40 | 4.37 | (*) TB11.1 |  | nr | 20 |  | 104 | 2080 | 0 | 0 | 1746.64 | 34932.8 | 451 | 9020 | 850 | 17000 | 390.45 | 7809 | 0 | 0
3.30.41 | 4.38 | (*) CH04.3 |  | nr | 16 |  | 650 | 10400 | 0 | 0 | 873.32 | 13973.12 | 743 | 11888 | 880 | 14080 | 715.02 | 11440.32 | 840 | 13440
3.30.42 | 4.39 | (*) CH09.5 |  | nr | 104 |  | 650 | 67600 | 0 | 0 | 688.07 | 71559.28 | 979 | 101816 | 850 | 88400 | 863.88 | 89843.52 | 1020 | 106080
3.30.43 | 4.40 | (*) TB06.6 |  | nr | 23 |  | 1276 | 29348 | 0 | 0 | 899.78 | 20694.94 | 495 | 11385 | 940 | 21620 | 763.82 | 17567.86 | 900 | 20700
3.30.44 | 4.41 | (*) FL01.3 |  | nr | 72 |  | 1508 | 108576 | 0 | 0 | 1217.36 | 87649.92 | 2354 | 169488 | 2200 | 158400 | 1649.66 | 118775.52 | 1940 | 139680
3.30.45 | 4.42 | (*) FL02.1 |  | nr | 269 |  | 1508 | 405652 | 0 | 0 | 1270.28 | 341705.32 | 418 | 112442 | 3800 | 1022200 | 585.68 | 157547.92 | 0 | 0
3.30.46 | 4.43 | (*) AC08.1 |  | nr | 143 |  | 116 | 16588 | 0 | 0 | 3175.71 | 454126.53 | 663 | 94809 | 3000 | 429000 | 2595.62 | 371173.66 | 2400 | 343200
3.30.47 | 4.44 | (*) CH09.5 |  | nr | 102 |  | 650 | 66300 | 0 | 0 | 688.07 | 70183.14 | 979 | 99858 | 900 | 91800 | 863.88 | 88115.76 | 0 | 0
3.30.48 | 4.45 | (*) FL03.1 |  | nr | 20 |  | 1218 | 24360 | 0 | 0 | 502.82 | 10056.4 | 1920 | 38400 | 1100 | 22000 | 1257.99 | 25159.8 | 1480 | 29600
3.30.49 | 4.46 | (*) CH05.8 |  | nr | 4 |  | 650 | 2600 | 0 | 0 | 1746.64 | 6986.56 | 748 | 2992 | 1100 | 4400 | 1167.7 | 4670.8 | 1370 | 5480
3.30.50 | 4.47 | (*) MS18.1 |  | nr | 2 |  | 3480 | 6960 | 0 | 0 | 5292.85 | 10585.7 | 8415 | 16830 | 6000 | 12000 | 2015.71 | 4031.42 | 2370 | 4740
3.30.51 | 4.48 | (*) TB01.1B |  | nr | 4 |  | 720 | 2880 | 0 | 0 | 688.07 | 2752.28 | 587 | 2348 | 1300 | 5200 | 580.8 | 2323.2 | 685 | 2740
3.30.52 | 4.49 | (*) CH03.1 |  | nr | 142 |  | 116 | 16472 | 0 | 0 | 248.76 | 35323.92 | 327 | 46434 | 260 | 36920 | 204.1 | 28982.2 | 240 | 34080
3.30.53 | 4.50 | (*) CH09.1A |  | nr | 4 |  | 2988 | 11952 | 0 | 0 | 1323.21 | 5292.84 | 1859 | 7436 | 1000 | 4000 | 0 | 0 | 990 | 3960
3.30.54 | 4.51 | (*) CH05.23 |  | nr | 12 |  | 2668 | 32016 | 0 | 0 | 1005.64 | 12067.68 | 3310 | 39720 | 1100 | 13200 | 915.12 | 10981.44 | 1075 | 12900
3.30.55 | 4.52 | (*) TB11.5 |  | nr | 8 |  | 580 | 4640 | 0 | 0 | 344.04 | 2752.32 | 347 | 2776 | 500 | 4000 | 395.33 | 3162.64 | 465 | 3720
3.30.56 | 4.53 | (*) PE04.1A |  | nr | 113 |  | 812 | 91756 | 0 | 0 | 301.69 | 34090.97 | 165 | 18645 | 700 | 79100 | 697.93 | 78866.09 | 820 | 92660
3.30.57 | 4.54 | (*) CH09.7 |  | nr | 6 |  | 673 | 4038 | 0 | 0 | 1323.21 | 7939.26 | 432 | 2592 | 820 | 4920 | 661.33 | 3967.98 | 775 | 4650
3.30.58 | 4.55 | (*) ST01.3A |  | nr | 5 |  | 696 | 3480 | 0 | 0 | 899.78 | 4498.9 | 915 | 4575 | 2000 | 10000 | 973.69 | 4868.45 | 1150 | 5750
3.30.59 | 4.56 | (*) ST04.2 |  | nr | 6 |  | 899 | 5394 | 0 | 0 | 899.78 | 5398.68 | 740 | 4440 | 2000 | 12000 | 1677.73 | 10066.38 | 1970 | 11820
3.30.60 | 4.57 | (*) TB01.10B |  | nr | 6 |  | 720 | 4320 | 0 | 0 | 688.07 | 4128.42 | 575 | 3450 | 1500 | 9000 | 949.29 | 5695.74 | 1115 | 6690
3.30.61 | 4.58 | (*) TB01.2A |  | nr | 1650 |  | 249 | 410850 | 0 | 0 | 688.07 | 1135315.5 | 268 | 442200 | 580 | 957000 | 373.37 | 616060.5 | 440 | 726000
3.30.62 | 4.60 | (*) TL01.3A |  | nr | 13 |  | 815 | 10595 | 0 | 0 | 2646.43 | 34403.59 | 413 | 5369 | 600 | 7800 | 505.15 | 6566.95 | 600 | 7800
3.30.63 | 4.61 | (*) CH09.6 |  | nr | 7 |  | 650 | 4550 | 0 | 0 | 1534.93 | 10744.51 | 432 | 3024 | 300 | 2100 | 379.47 | 2656.29 | 450 | 3150
3.30.64 | 4.62 | (*) CH21.1 |  | nr | 16 |  | 580 | 9280 | 0 | 0 | 2328.85 | 37261.6 | 605 | 9680 | 3000 | 48000 | 6100.83 | 97613.28 | 7150 | 114400
3.30.65 | 4.63 | (*) CT04.4 |  | nr | 2 |  | 696 | 1392 | 0 | 0 | 1587.86 | 3175.72 | 13816 | 27632 | 3650 | 7300 | 3725.16 | 7450.32 | 4370 | 8740
3.30.66 | 4.64 | (*) CT07.2 |  | nr | 5 |  | 1392 | 6960 | 0 | 0 | 1931.89 | 9659.45 | 844 | 4220 | 1500 | 7500 | 1167.7 | 5838.5 | 1370 | 6850
3.30.67 | 4.65 | (*) CT09.1 |  | nr | 1 |  | 522 | 522 | 0 | 0 | 1852.5 | 1852.5 | 1340 | 1340 | 2500 | 2500 | 2456.19 | 2456.19 | 2880 | 2880
3.30.68 | 4.66 | (*) CT10.1 |  | nr | 6 |  | 812 | 4872 | 0 | 0 | 1217.36 | 7304.16 | 822 | 4932 | 1350 | 8100 | 1273.85 | 7643.1 | 1500 | 9000
3.30.69 | 4.67 | (*) FS05.1 |  | nr | 1 |  | 1160 | 1160 | 0 | 0 | 1323.21 | 1323.21 | 1045 | 1045 | 1250 | 1250 | 2440.33 | 2440.33 | 2860 | 2860
3.30.70 | 4.68 | (*) TL02.3 |  | nr | 4 |  | 696 | 2784 | 0 | 0 | 2646.43 | 10585.72 | 605 | 2420 | 1700 | 6800 | 1547.17 | 6188.68 | 1815 | 7260
3.30.71 | 4.69 | (*) FS05.1A |  | nr | 1 |  | 1160 | 1160 | 0 | 0 | 1323.21 | 1323.21 | 1045 | 1045 | 1500 | 1500 | 2440.33 | 2440.33 | 2860 | 2860
3.30.72 | 4.70 | (*) LK01.1 |  | nr | 119 |  | 267 | 31773 | 0 | 0 | 2328.85 | 277133.15 | 3663 | 435897 | 650 | 77350 | 5679.87 | 675904.53 | 6660 | 792540
3.30.73 | 4.71 | (*) MS10.1 |  | nr | 2 |  | 2900 | 5800 | 0 | 0 | 1958.35 | 3916.7 | 11721 | 23442 | 20000 | 40000 | 16325.81 | 32651.62 | 20000 | 40000
3.30.74 | 4.72 | (*) MS17.1 |  | nr | 3 |  | 3480 | 10440 | 0 | 0 | 1693.71 | 5081.13 | 2970 | 8910 | 3800 | 11400 | 2357.36 | 7072.08 | 2765 | 8295
3.30.75 | 4.73 | (*) MS22.1 |  | nr | 16 |  | 1740 | 27840 | 0 | 0 | 5292.85 | 84685.6 | 36869 | 589904 | 3500 | 56000 | 37178.43 | 594854.88 | 43600 | 697600
3.30.76 | 4.74 | (*) SH09.1A |  | nr | 10 |  | 1392 | 13920 | 0 | 0 | 1323.21 | 13232.1 | 1328 | 13280 | 870 | 8700 | 840.69 | 8406.9 | 990 | 9900
3.30.77 | 4.75 | (*) TL10.2 |  | nr | 2 |  | 603 | 1206 | 0 | 0 | 1534.93 | 3069.86 | 1320 | 2640 | 5700 | 11400 | 4621.99 | 9243.98 | 5420 | 10840
3.30.78 | 4.76 | (*) TL11.1 |  | nr | 4 |  | 1276 | 5104 | 0 | 0 | 7409.99 | 29639.96 | 550 | 2200 | 2500 | 10000 | 1541.07 | 6164.28 | 1810 | 7240
3.30.79 | 4.77 | (*) AC03.9 |  | nr | 3 |  | 1740 | 5220 | 0 | 0 | 3175.71 | 9527.13 | 127 | 381 | 1100 | 3300 | 885.43 | 2656.29 | 1040 | 3120
3.30.80 | 4.78 | (*) AC04.3 |  | nr | 2 |  | 1740 | 3480 | 0 | 0 | 449.89 | 899.78 | 5148 | 10296 | 1550 | 3100 | 1905.9 | 3811.8 | 2240 | 4480
3.30.81 | 4.79 | (*) AC07.2 |  | nr | 10 |  | 1740 | 17400 | 0 | 0 | 735.71 | 7357.1 | 605 | 6050 | 1800 | 18000 | 724.78 | 7247.8 | 850 | 8500
3.30.82 | 4.80 | (*) AC07.3 |  | nr | 5 |  | 650 | 3250 | 0 | 0 | 1587.86 | 7939.3 | 715 | 3575 | 2000 | 10000 | 2115.77 | 10578.85 | 2480 | 12400
3.30.83 | 4.81 | (*) CH01.3 |  | nr | 1168 |  | 160 | 186880 | 0 | 0 | 476.36 | 556388.48 | 215 | 251120 | 280 | 327040 | 0 | 0 | 0 | 0
3.30.84 | 4.82 | (*) TB02.1 |  | nr | 34 |  | 722 | 24548 | 0 | 0 | 1270.28 | 43189.52 | 675 | 22950 | 880 | 29920 | 658.89 | 22402.26 | 775 | 26350
3.30.85 | 4.83 | (*) TB03.1 |  | nr | 240 |  | 988 | 237120 | 0 | 0 | 2117.14 | 508113.6 | 2385 | 572400 | 800 | 192000 | 793.11 | 190346.4 | 930 | 223200
3.30.86 | 4.84 | (*) TB07.1A |  | nr | 50 |  | 6960 | 348000 | 0 | 0 | 5239.92 | 261996 | 7326 | 366300 | 7500 | 375000 | 5917.8 | 295890 | 6940 | 347000
3.30.87 | 4.85 | (*) TB07.5A |  | nr | 4 |  | 6496 | 25984 | 0 | 0 | 5980.92 | 23923.68 | 7337 | 29348 | 7000 | 28000 | 5917.8 | 23671.2 | 6940 | 27760
3.30.88 | 4.86 | (*) TB08.2 |  | nr | 10 |  | 1124 | 11240 | 0 | 0 | 1587.86 | 15878.6 | 649 | 6490 | 2500 | 25000 | 1268.97 | 12689.7 | 1490 | 14900
3.30.89 | 4.87 | (*) TB09.3 |  | nr | 45 |  | 1124 | 50580 | 0 | 0 | 899.78 | 40490.1 | 2492 | 112140 | 650 | 29250 | 895.6 | 40302 | 1050 | 47250
3.30.90 | 4.89 | (*) TL01.3 |  | nr | 123 |  | 928 | 114144 | 0 | 0 | 418.14 | 51431.22 | 325 | 39975 | 600 | 73800 | 353.85 | 43523.55 | 415 | 51045
3.30.91 | 4.90 | (*) CH09.1 |  | nr | 3 |  | 429 | 1287 | 0 | 0 | 1323.21 | 3969.63 | 1036 | 3108 | 850 | 2550 | 0 | 0 | 920 | 2760
3.30.92 | 4.91 | (*) CH09.1B |  | nr | 4 |  | 429 | 1716 | 0 | 0 | 1323.21 | 5292.84 | 1870 | 7480 | 1250 | 5000 | 0 | 0 | 1540 | 6160
3.30.93 | 4.92 | (*) TL02.1 |  | nr | 139 |  | 928 | 128992 | 0 | 0 | 418.14 | 58121.46 | 193 | 26827 | 780 | 108420 | 270.88 | 37652.32 | 320 | 44480
3.30.94 | 4.93 | (*) ACH01.1 |  | nr | 87 |  | 2076 | 180612 | 0 | 0 | 1534.93 | 133538.91 | 660 | 57420 | 1800 | 156600 | 1386.55 | 120629.85 | 5010 | 435870
3.30.95 | 4.95 | (*) BD01 |  | nr | 2 |  | 812 | 1624 | 0 | 0 | 1958.35 | 3916.7 | 1395 | 2790 | 2000 | 4000 | 4270.58 | 8541.16 | 5010 | 10020
3.30.96 | 4.96 | (*) BD02 |  | nr | 1 |  | 1624 | 1624 | 0 | 0 | 1217.36 | 1217.36 | 1118 | 1118 | 4000 | 4000 | 3050.41 | 3050.41 | 3580 | 3580
3.30.97 | 4.97 | (*) AC02.1 |  | nr | 12 |  | 93 | 1116 | 0 | 0 | 3705 | 44460 | 662 | 7944 | 600 | 7200 | 362.39 | 4348.68 | 425 | 5100
3.30.98 | 4.98 | (*) AC03.6 |  | nr | 15 |  | 139 | 2085 | 0 | 0 | 688.07 | 10321.05 | 70 | 1050 | 450 | 6750 | 291.62 | 4374.3 | 350 | 5250
3.30.99 | 4.99 | (*) AC03.8 |  | nr | 2 |  | 232 | 464 | 0 | 0 | 793.93 | 1587.86 | 561 | 1122 | 850 | 1700 | 502.71 | 1005.42 | 590 | 1180
3.30.100 | 4.100 | (*) AC04.1A |  | nr | 2 |  | 2784 | 5568 | 0 | 0 | 3175.71 | 6351.42 | 1906 | 3812 | 1000 | 2000 | 1079.85 | 2159.7 | 1270 | 2540
3.30.101 | 4.101 | (*) AC04.2 |  | nr | 1 |  | 696 | 696 | 0 | 0 | 21171.4 | 21171.4 | 3064 | 3064 | 700 | 700 | 556.4 | 556.4 | 660 | 660
3.30.102 | 4.102 | (*) AC04.4 |  | nr | 20 |  | 696 | 13920 | 0 | 0 | 4234.28 | 84685.6 | 4410 | 88200 | 1000 | 20000 | 785.79 | 15715.8 | 925 | 18500
3.30.103 | 4.103 | (*) CH04.2 |  | nr | 57 |  | 267 | 15219 | 0 | 0 | 688.07 | 39219.99 | 242 | 13794 | 580 | 33060 | 467.32 | 26637.24 | 550 | 31350
3.30.104 | 4.104 | (*) CH05.12 |  | nr | 6 |  | 313 | 1878 | 0 | 0 | 1587.86 | 9527.16 | 646 | 3876 | 950 | 5700 | 701.59 | 4209.54 | 825 | 4950
3.30.105 | 4.105 | (*) CH05.13 |  | nr | 1 |  | 1392 | 1392 | 0 | 0 | 8468.56 | 8468.56 | 3835 | 3835 | 7000 | 7000 | 6100.83 | 6100.83 | 7150 | 7150
3.30.106 | 4.106 | (*) CH05.19 |  | nr | 4 |  | 3248 | 12992 | 0 | 0 | 5292.85 | 21171.4 | 4191 | 16764 | 2100 | 8400 | 4603.35 | 18413.4 | 5400 | 21600
3.30.107 | 4.107 | (*) CH05.19A |  | nr | 6 |  | 3248 | 19488 | 0 | 0 | 7409.99 | 44459.94 | 2722 | 16332 | 2600 | 15600 | 2773.1 | 16638.6 | 3250 | 19500
3.30.108 | 4.108 | (*) CH05.20B |  | nr | 4 |  | 3248 | 12992 | 0 | 0 | 8468.56 | 33874.24 | 3311 | 13244 | 4000 | 16000 | 3882.34 | 15529.36 | 4550 | 18200
3.30.109 | 4.109 | (*) CH05.22 |  | nr | 2 |  | 4408 | 8816 | 0 | 0 | 9527.13 | 19054.26 | 12569 | 25138 | 2200 | 4400 | 5989.9 | 11979.8 | 7020 | 14040
3.30.110 | 4.110 | (*) CH05.22A |  | nr | 4 |  | 4408 | 17632 | 0 | 0 | 10585.7 | 42342.8 | 3956 | 15824 | 3800 | 15200 | 4991.58 | 19966.32 | 5850 | 23400
3.30.111 | 4.111 | (*) CH05.22B |  | nr | 2 |  | 4408 | 8816 | 0 | 0 | 10585.7 | 21171.4 | 3956 | 7912 | 2900 | 5800 | 4991.58 | 9983.16 | 5850 | 11700
3.30.112 | 4.112 | (*) CH05.4 |  | nr | 2 |  | 5220 | 10440 | 0 | 0 | 3175.71 | 6351.42 | 21642 | 43284 | 25000 | 50000 | 20909.19 | 41818.38 | 24600 | 49200
3.30.113 | 4.113 | (*) CH07.1A |  | nr | 1 |  | 5220 | 5220 | 0 | 0 | 793.93 | 793.93 | 748 | 748 | 1200 | 1200 | 1173.8 | 1173.8 | 1380 | 1380
3.30.114 | 4.114 | (*) CH07.4 |  | nr | 1 |  | 2088 | 2088 | 0 | 0 | 1587.86 | 1587.86 | 4931 | 4931 | 1100 | 1100 | 863.88 | 863.88 | 1015 | 1015
3.30.115 | 4.115 | (*) CH07.4A |  | nr | 3 |  | 2088 | 6264 | 0 | 0 | 1799.57 | 5398.71 | 4931 | 14793 | 1100 | 3300 | 863.88 | 2591.64 | 1015 | 3045
3.30.116 | 4.116 | (*) CH09.5A |  | nr | 5 |  | 812 | 4060 | 0 | 0 | 688.07 | 3440.35 | 979 | 4895 | 850 | 4250 | 926.11 | 4630.55 | 1090 | 5450
3.30.117 | 4.117 | (*) CH09.7A |  | nr | 14 |  | 812 | 11368 | 0 | 0 | 952.71 | 13337.94 | 432 | 6048 | 850 | 11900 | 661.33 | 9258.62 | 780 | 10920
3.30.118 | 4.118 | (*) CH18.1 |  | nr | 4 |  | 1276 | 5104 | 0 | 0 | 10585.7 | 42342.8 | 2079 | 8316 | 700 | 2800 | 467.32 | 1869.28 | 550 | 2200
3.30.119 | 4.119 | (*) CH31.1 |  | nr | 10 |  | 2076 | 20760 | 0 | 0 | 15137.55 | 151375.5 | 15730 | 157300 | 30000 | 300000 | 0 | 0 | 19000 | 190000
3.30.120 | 4.120 | (*) DS04.1 |  | nr | 3 |  | 8120 | 24360 | 0 | 0 | 1640.78 | 4922.34 | 10334 | 31002 | 9500 | 28500 | 7623.59 | 22870.77 | 8940 | 26820
3.30.121 | 4.121 | (*) DS04.2 |  | nr | 1 |  | 8120 | 8120 | 0 | 0 | 5292.85 | 5292.85 | 9304 | 9304 | 12000 | 12000 | 9714.95 | 9714.95 | 11400 | 11400
3.30.122 | 4.122 | (*) FL01.2 |  | nr | 2 |  | 2204 | 4408 | 0 | 0 | 1587.86 | 3175.72 | 1909 | 3818 | 1700 | 3400 | 1331.2 | 2662.4 | 1560 | 3120
3.30.123 | 4.123 | (*) FS02.1 |  | nr | 3 |  | 2204 | 6612 | 0 | 0 | 3705 | 11115 | 2035 | 6105 | 3700 | 11100 | 2218.48 | 6655.44 | 2600 | 7800
3.30.124 | 4.124 | (*) FS03.1 |  | nr | 1 |  | 2204 | 2204 | 0 | 0 | 688.07 | 688.07 | 1375 | 1375 | 2500 | 2500 | 280.64 | 280.64 | 330 | 330
3.30.125 | 4.125 | (*) MS02.1 |  | nr | 20 |  | 15080 | 301600 | 0 | 0 | 5292.85 | 105857 | 3520 | 70400 | 5650 | 113000 | 3996.04 | 79920.8 | 4700 | 94000
3.30.126 | 4.126 | (*) PE04.1 |  | nr | 10 |  | 406 | 4060 | 0 | 0 | 1587.86 | 15878.6 | 4620 | 46200 | 2100 | 21000 | 1635.02 | 16350.2 | 1920 | 19200
3.30.127 | 4.127 | (*) SH09.1 |  | nr | 34 |  | 4060 | 138040 | 0 | 0 | 1058.57 | 35991.38 | 1199 | 40766 | 850 | 28900 | 782.13 | 26592.42 | 920 | 31280
3.30.128 | 4.128 | (*) SH04.2 |  | nr | 1 |  | 4060 | 4060 | 0 | 0 | 2117.14 | 2117.14 | 4263 | 4263 | 8200 | 8200 | 5700.61 | 5700.61 | 6700 | 6700
3.30.129 | 4.129 | (*) SH03.2 |  | nr | 4 |  | 4060 | 16240 | 0 | 0 | 1587.86 | 6351.44 | 1348 | 5392 | 2100 | 8400 | 6808.52 | 27234.08 | 8000 | 32000
3.30.130 | 4.130 | (*) SH02.4E |  | nr | 5 |  | 2900 | 14500 | 0 | 0 | 1587.86 | 7939.3 | 1487 | 7435 | 2100 | 10500 | 1309.24 | 6546.2 | 1540 | 7700
3.30.131 | 4.131 | (*) SH02.4B |  | nr | 45 |  | 2900 | 130500 | 0 | 0 | 2117.14 | 95271.3 | 2145 | 96525 | 2050 | 92250 | 2307.33 | 103829.85 | 2710 | 121950
3.30.132 | 4.132 | (*) SH02.2A |  | nr | 12 |  | 3132 | 37584 | 0 | 0 | 3705 | 44460 | 2304 | 27648 | 15000 | 180000 | 2531.84 | 30382.08 | 2970 | 35640
3.30.133 | 4.133 | (*) SH01.4A |  | nr | 17 |  | 1387 | 23579 | 0 | 0 | 2117.14 | 35991.38 | 1652 | 28084 | 1500 | 25500 | 1192.1 | 20265.7 | 1400 | 23800
3.30.134 | 4.134 | (*) SH09.2 |  | nr | 6 |  | 1392 | 8352 | 0 | 0 | 1587.86 | 9527.16 | 1815 | 10890 | 1300 | 7800 | 1310.46 | 7862.76 | 1540 | 9240
3.30.135 | 4.135 | (*) SH10.1 |  | nr | 4 |  | 2900 | 11600 | 0 | 0 | 2117.14 | 8468.56 | 2340 | 9360 | 3000 | 12000 | 2389.08 | 9556.32 | 2800 | 11200
3.30.136 | 4.136 | (*) SH10.3 |  | nr | 2 |  | 2900 | 5800 | 0 | 0 | 2646.43 | 5292.86 | 1740 | 3480 | 2200 | 4400 | 1727.75 | 3455.5 | 2025 | 4050
3.30.137 | 4.137 | (*) SH11.3 |  | nr | 2 |  | 2900 | 5800 | 0 | 0 | 3175.71 | 6351.42 | 2184 | 4368 | 4500 | 9000 | 3578.74 | 7157.48 | 4200 | 8400
3.30.138 | 4.138 | (*) ST20.1 |  | nr | 17 |  | 2900 | 49300 | 0 | 0 | 2117.14 | 35991.38 | 3185 | 54145 | 2900 | 49300 | 2311.99 | 39303.83 | 2710 | 46070
3.30.139 | 4.139 | (*) ST19.1 |  | nr | 1 |  | 2900 | 2900 | 0 | 0 | 6351.42 | 6351.42 | 1701 | 1701 | 1520 | 1520 | 1229.93 | 1229.93 | 1450 | 1450
3.30.140 | 4.140 | (*) ST01.3 |  | nr | 8 |  | 2900 | 23200 | 0 | 0 | 2117.14 | 16937.12 | 1841 | 14728 | 2000 | 16000 | 1587.43 | 12699.44 | 1860 | 14880
3.30.141 | 4.141 | (*) TB01.2 |  | nr | 900 |  | 249 | 224100 | 0 | 0 | 688.07 | 619263 | 268 | 241200 | 500 | 450000 | 373.37 | 336033 | 450 | 405000
3.30.142 | 4.142 | (*) TB01.6B |  | nr | 6 |  | 290 | 1740 | 0 | 0 | 3175.71 | 19054.26 | 435 | 2610 | 800 | 4800 | 546.63 | 3279.78 | 650 | 3900
3.30.143 | 4.143 | (*) TB06.7 |  | nr | 1 |  | 290 | 290 | 0 | 0 | 5292.85 | 5292.85 | 864 | 864 | 1600 | 1600 | 1268.97 | 1268.97 | 1490 | 1490
3.30.144 | 4.144 | (*) TB11.4 |  | nr | 9 |  | 580 | 5220 | 0 | 0 | 3175.71 | 28581.39 | 358 | 3222 | 550 | 4950 | 438.04 | 3942.36 | 515 | 4635
3.30.145 | 4.145 | (*) TB11.8 |  | nr | 2 |  | 928 | 1856 | 0 | 0 | 2646.43 | 5292.86 | 484 | 968 | 660 | 1320 | 530 | 1060 | 625 | 1250
3.30.146 | 4.146 | (*) TB15.3 |  | nr | 16 |  | 290 | 4640 | 0 | 0 | 1587.86 | 25405.76 | 1815 | 29040 | 2500 | 40000 | 1431.25 | 22900 | 1680 | 26880
3.30.147 | 4.147 | (*) TL02.1B |  | nr | 94 |  | 406 | 38164 | 0 | 0 | 1587.86 | 149258.84 | 248 | 23312 | 650 | 61100 | 511.25 | 48057.5 | 600 | 56400
3.30.148 | 4.148 | (*) TL07.3 |  | nr | 8 |  | 116 | 928 | 0 | 0 | 2117.14 | 16937.12 | 242 | 1936 | 700 | 5600 | 256.23 | 2049.84 | 300 | 2400
3.30.149 | 4.149 | (*) TL11.1A |  | nr | 1 |  | 638 | 638 | 0 | 0 | 3175.71 | 3175.71 | 2035 | 2035 | 3600 | 3600 | 1541.07 | 1541.07 | 1810 | 1810
3.30.150 | 4.150 | (*) PLB26 |  | nr | 16 |  | 4640 | 74240 | 0 | 0 | 1587.86 | 25405.76 | 10728 | 171648 | 1500 | 24000 | 0 | 0 | 6500 | 104000
3.30.151 | 4.151 | (*) PE01.1 |  | nr | 1 |  | 928 | 928 | 0 | 0 | 52928.5 | 52928.5 | 33220 | 33220 | 2000 | 2000 | 0 | 0 | 60000 | 60000
3.30.152 | 4.152 | (*) PE01.2 |  | nr | 1 |  | 754 | 754 | 0 | 0 | 21171.4 | 21171.4 | 0 | 0 | 2000 | 2000 | 0 | 0 | 3600 | 3600
3.30.153 | 4.153 | (*) PE01.7 |  | nr | 5 |  | 2668 | 13340 | 0 | 0 | 17995.69 | 89978.45 | 0 | 0 | 2000 | 10000 | 0 | 0 | 8400 | 42000
3.30.154 | 4.154 | (*) SH09.1B |  | nr | 9 |  | 1044 | 9396 | 0 | 0 | 2117.14 | 19054.26 | 1716 | 15444 | 2400 | 21600 | 1204.3 | 10838.7 | 1415 | 12735
3.30.155 | 4.155 | (*) FS01.1 |  | nr | 2 |  | 580 | 1160 | 0 | 0 | 1587.86 | 3175.72 | 825 | 1650 | 1200 | 2400 | 2773.1 | 5546.2 | 3250 | 6500
3.30.156 | 4.156 | (*) AC05.1 |  | nr | 1 |  | 5800 | 5800 | 0 | 0 | 2117.14 | 2117.14 | 4287 | 4287 | 3500 | 3500 | 3507.97 | 3507.97 | 4115 | 4115
3.30.157 | 4.157 | (*) MC01.1D |  | nr | 1 |  | 2900 | 2900 | 0 | 0 | 2646.43 | 2646.43 | 3801 | 3801 | 4200 | 4200 | 3484.02 | 3484.02 | 4100 | 4100
3.30.158 | 4.158 | (*) SH03.5 |  | nr | 1 |  | 290 | 290 | 0 | 0 | 2117.14 | 2117.14 | 2486 | 2486 | 3400 | 3400 | 2553.81 | 2553.81 | 3000 | 3000
3.30.159 | 4.159 | (*) ST16.1 |  | nr | 2 |  | 7192 | 14384 | 0 | 0 | 2117.14 | 4234.28 | 4136 | 8272 | 9360 | 18720 | 2886.91 | 5773.82 | 3400 | 6800
3.30.160 | 4.160 | (*) SH11.7 |  | nr | 3 |  | 1611 | 4833 | 0 | 0 | 2117.14 | 6351.42 | 1815 | 5445 | 3120 | 9360 | 1635.02 | 4905.06 | 1920 | 5760
3.30.161 | 4.161 | (*) PE05.1 |  | nr | 1 |  | 2320 | 2320 | 0 | 0 | 13232.13 | 13232.13 | 7425 | 7425 | 1100 | 1100 | 701.59 | 701.59 | 825 | 825
3.30.162 | 4.162 | (*) PE05.2 |  | nr | 2 |  | 3480 | 6960 | 0 | 0 | 15878.55 | 31757.1 | 7425 | 14850 | 4200 | 8400 | 5102.73 | 10205.46 | 6000 | 12000
3.30.163 | 4.163 | (*) Smart Board |  | nr | 112 |  | 1392 | 155904 | 0 | 0 | 26464.25 | 2963996 | 15730 | 1761760 | 15000 | 1680000 | 13310.89 | 1490819.68 | 19000 | 2128000
3.30.164 | 4.164 | (*) LCD Monitors |  | nr | 7 |  | 1740 | 12180 | 0 | 0 | 7409.9 | 51869.3 | 1320 | 9240 | 13500 | 94500 | 4270.58 | 29894.06 | 14000 | 98000
3.30.165 | 4.165 | (*) Electronic Score Board |  | nr | 1 |  | 31320 | 31320 | 0 | 0 | 74099.9 | 74099.9 | 91520 | 91520 | 35000 | 35000 | 61008.25 | 61008.25 | 60000 | 60000
3.30.166 | 4.166 | (*) Internal Basketball Backt |  | nr | 2 |  | 67280 | 134560 | 0 | 0 | 81086.46 | 162172.92 | 34650 | 69300 | 10000 | 20000 | 1220.17 | 2440.34 | 60000 | 120000
3.30.167 | 4.167 | (*) Spectator Benches At Swimming Pool Areas |  | nr | 2 |  | 3828 | 7656 | 0 | 0 | 75687.76 | 151375.52 | 7150 | 14300 | 35000 | 70000 | 127100.83 | 254201.66 | 5000 | 10000
3.30.168 | 4.168 | (*) Backstroke Flags To Swimming Pool |  | nr | 4 |  | 3596 | 14384 | 0 | 0 | 2646.43 | 10585.72 | 721 | 2884 | 7500 | 30000 | 610.08 | 2440.32 | 3500 | 14000
3.30.169 | 4.169 | (*) Stage Curtain To Multi-Purpose gymnasium |  | nr | 2 |  | 464 | 928 | 0 | 0 | 95906.44 | 191812.88 | 46750 | 93500 | 320000 | 640000 | 92154.45 | 184308.9 | 126000 | 252000
3.30.170 | 4.170 | (*) Wooden reception counter with HPL finish, Acrylic counter top 4500 length x 800 depth (ref. ID-6007) |  | nr | 1 |  | 29000 | 29000 | 0 | 0 | 26464.25 | 26464.25 | 20493 | 20493 | 25000 | 25000 | 55462.05 | 55462.05 | 25200 | 25200
3.30.171 | 4.171 | (*) Wooden science lab counter with laminate finish and 6 sinks, Acrylic counter top 7500 length x 600 depth (ref. ID-6003) |  | nr | 16 |  | 11600 | 185600 | 0 | 0 | 24156.57 | 386505.12 | 36894 | 590304 | 11500 | 184000 | 20798.27 | 332772.32 | 16400 | 262400
3.30.172 | 4.172 | (*) Preperation room wooden cabinet with laminate finish and 6 sinks, 4050 length x 600 depth (ref. ID-6004) |  | nr | 16 |  | 2088 | 33408 | 0 | 0 | 12004.18 | 192066.88 | 14190 | 227040 | 11500 | 184000 | 11231.07 | 179697.12 | 10800 | 172800
3.30.173 | 4.173 | (*) Circular wooden library counter with HPL finish, Acrylic counter top (ref. ID-6005). |  | nr | 2 |  | 13920 | 27840 | 0 | 0 | 22229.97 | 44459.94 | 31900 | 63800 | 27000 | 54000 | 66554.46 | 133108.92 | 46500 | 93000
3.30.174 | 4.174 | (*) Wooden art room counter with laminate finish and 3 sinks, Acrylic counter top 6000 length x 700 depth (ref. ID-6006) |  | nr | 2 |  | 11600 | 23200 | 0 | 0 | 17783.98 | 35567.96 | 25135 | 50270 | 10000 | 20000 | 83193.07 | 166386.14 | 16400 | 32800
3.30.175 | 4.175 | (*) Wooden teacher's demo desk with laminate finish and 1 sink, Acrylic counter top (ref. ID-6008) |  | nr | 16 |  | 5220 | 83520 | 0 | 0 | 7113.59 | 113817.44 | 10302 | 164832 | 5000 | 80000 | 5574.55 | 89192.8 | 7030 | 112480
3.30.176 | 4.176 | (*) Wooden concession counter with HPL finish, Acrylic counter top 4500 length x 800 depth (ref. ID-6007) |  | nr | 1 |  | 9280 | 9280 | 0 | 0 | 13337.98 | 13337.98 | 20515 | 20515 | 5400 | 5400 | 16638.61 | 16638.61 | 25200 | 25200
| Note | Note Details
3.30.177 | - | KITCHEN EQUIPMENT
| Item Code | Description | Item Remarks | Unit of Measurement | Quantity/Base Price |  | Unit Price/Discount % | Total | Unit Price/Discount % | Total | Unit Price/Discount % | Total | Unit Price/Discount % | Total | Unit Price/Discount % | Total | Unit Price/Discount % | Total | Unit Price/Discount % | Total | Unit Price/Discount % | Total
3.30.178 | 4.177 | (*) Tray and Cutlery Trolley Type A01 |  | nr | 2 |  | 951 | 1902 | 0 | 0 | 4017.27 | 8034.54 | 3573 | 7146 | 4200 | 8400 | 0 | 0 | 10200 | 20400
3.30.179 | 4.178 | (*) Refrigerated beverage dispenser w/4x12 liters poly-carbonate paddle system Type A02 |  | nr | 1 |  | 406 | 406 | 475000 | 475000 | 6436.11 | 6436.11 | 2772 | 2772 | 5400 | 5400 | 554620.5 | 554620.5 | 6145 | 6145
3.30.180 | 4.179 | (*) Neutral Unit W/ Cabinet With Swing Doors Type A03 |  | nr | 2 |  | 1392 | 2784 | 0 | 0 | 6457.28 | 12914.56 | 4620 | 9240 | 8700 | 17400 | 0 | 0 | 10210 | 20420
3.30.181 | 4.180 | (*) Cold Servery with Cooled Compartment and Cold Well Type A04 |  | nr | 2 |  | 4292 | 8584 | 0 | 0 | 15253.99 | 30507.98 | 10142 | 20284 | 17880 | 35760 | 0 | 0 | 42000 | 84000
3.30.182 | 4.181 | (*) Warm Food Servery with 4gn1/1 Bain Marie and Heated Cabinet Type A05 |  | nr | 2 |  | 2320 | 4640 | 0 | 0 | 13443.84 | 26887.68 | 7762 | 15524 | 16200 | 32400 | 0 | 0 | 30000 | 60000
3.30.183 | 4.182 | (*) Cash Machine (Provision Only) Type A06 |  | nr | 1 |  | 4176 | 4176 | 0 | 0 | 5292.85 | 5292.85 | 6600 | 6600 | 4200 | 4200 | 0 | 0 | 500 | 500
3.30.184 | 4.183 | (*) Ice Making Machine+ Ice Bin Model: BH550 Type A07 |  | nr | 1 |  | 4408 | 4408 | 0 | 0 | 7568.78 | 7568.78 | 6913 | 6913 | 19200 | 19200 | 0 | 0 | 28000 | 28000
3.30.185 | 4.184 | (*) Mobile Food Transport Trolley, Convection Cooled W/ Hinged Door Type A08 |  | nr | 2 |  | 348 | 696 | 0 | 0 | 7918.1 | 15836.2 | 8070 | 16140 | 23000 | 46000 | 0 | 0 | 38000 | 76000
3.30.186 | 4.185 | (*) Mobile Food Transport Trolley, Heated W/ Hinged Door Type A09 |  | nr | 2 |  | 580 | 1160 | 0 | 0 | 6753.68 | 13507.36 | 6961 | 13922 | 20400 | 40800 | 0 | 0 | 27500 | 55000
3.30.187 | 4.186 | (*) Stainless Steel Waste Container W/ Lid On Casters, 100L Type A10 |  | nr | 3 |  | 348 | 1044 | 0 | 0 | 2133.02 | 6399.06 | 690 | 2070 | 1500 | 4500 | 0 | 0 | 1430 | 4290
3.30.188 | 4.187 | (*) Self Contained Reach in Refrigerator-1400L Type B01 |  | nr | 2 |  | 1740 | 3480 | 0 | 0 | 8050.42 | 16100.84 | 7817 | 15634 | 11400 | 22800 | 0 | 0 | 8880 | 17760
3.30.189 | 4.188 | (*) Wall Mounted Hand Wash Sink W/ Knee Valve and Soap & Towel Dispenser Type B02 |  | nr | 1 |  | 928 | 928 | 0 | 0 | 1810.15 | 1810.15 | 1356 | 1356 | 4680 | 4680 | 0 | 0 | 2400 | 2400
3.30.190 | 4.189 | (*) Stainless Steel Waste Container W/ Lid on Casters, 100L Type B03 |  | nr | 2 |  | 348 | 696 | 0 | 0 | 2133.02 | 4266.04 | 691 | 1382 | 1560 | 3120 | 0 | 0 | 1430 | 2860
3.30.191 | 4.190 | (*) Stainless Steel Working Table W/Under Shelf,Splash Back & Drawer Type B04 |  | nr | 2 |  | 580 | 1160 | 0 | 0 | 2561.74 | 5123.48 | 1602 | 3204 | 6240 | 12480 | 0 | 0 | 2440 | 4880
3.30.192 | 4.191 | (*) Stainless Steel Corner Working Table W/Under Shelf & Splash Back Type B05 |  | nr | 1 |  | 580 | 580 | 0 | 0 | 1137.96 | 1137.96 | 1045 | 1045 | 2640 | 2640 | 0 | 0 | 1830 | 1830
3.30.193 | 4.192 | (*) Stainless Steel Working Table W/Under Shelf, Splash Back Type B06 |  | nr | 3 |  | 580 | 1740 | 0 | 0 | 2122.43 | 6367.29 | 1540 | 4620 | 3840 | 11520 | 0 | 0 | 2135 | 6405
3.30.194 | 4.193 | (*) Stainless Steel Three Bowls Sink Unit, Bowl Size 600x500x350 Type B07 |  | nr | 1 |  | 928 | 928 | 0 | 0 | 5007.04 | 5007.04 | 4312 | 4312 | 4680 | 4680 | 0 | 0 | 8000 | 8000
3.30.195 | 4.194 | (*) Closed Reel Rinse Wall Mounted With Gun and Control Panel and Sagwash Sanitizer Type B08 |  | nr | 1 |  | 2320 | 2320 | 0 | 0 | 3408.6 | 3408.6 | 1720 | 1720 | 5400 | 5400 | 0 | 0 | 34500 | 34500
3.30.196 | 4.195 | (*) Stainless Steel Working Table W/Under Shelf, Splash Back Type B09 |  | nr | 3 |  | 580 | 1740 | 0 | 0 | 1815.45 | 5446.35 | 1417 | 4251 | 4920 | 14760 | 0 | 0 | 1830 | 5490
3.30.197 | 4.196 | (*) Stainless Steel Two Bowls Sink Unit, Bowl Size 600x500x350 Type B10 |  | nr | 1 |  | 696 | 696 | 0 | 0 | 3366.25 | 3366.25 | 4031 | 4031 | 5040 | 5040 | 0 | 0 | 5030 | 5030
3.30.198 | 4.197 | (*) Insect Killer Ceiling Mounted Type B11 |  | nr | 5 |  | 290 | 1450 | 0 | 0 | 688.07 | 3440.35 | 545 | 2725 | 1560 | 7800 | 0 | 0 | 1300 | 6500
3.30.199 | 4.198 | (*) Stainless Steel Working Table W/Under Shelf & Splash Back Type B12 |  | nr | 2 |  | 580 | 1160 | 0 | 0 | 1725.47 | 3450.94 | 1263 | 2526 | 3120 | 6240 | 0 | 0 | 1680 | 3360
3.30.200 | 4.199 | (*) Stainless Steel Work Table W/Bowl, Splash Back & Under Shelf Type B13 |  | nr | 1 |  | 580 | 580 | 0 | 0 | 3519.75 | 3519.75 | 3278 | 3278 | 4320 | 4320 | 0 | 0 | 3820 | 3820
3.30.201 | 4.200 | (*) Stainless Steel Wall Mounted Open Cabinet Type B14 |  | nr | 6 |  | 1856 | 11136 | 0 | 0 | 3318.62 | 19911.72 | 1848 | 11088 | 2400 | 14400 | 0 | 0 | 3200 | 19200
3.30.202 | 4.201 | (*) Stainless Steel Wall Mounted Open Cabinet Type B15 |  | nr | 2 |  | 1856 | 3712 | 0 | 0 | 2212.41 | 4424.82 | 1848 | 3696 | 2400 | 4800 | 0 | 0 | 1990 | 3980
3.30.203 | 4.202 | (*) Antimicrobial Shelving Unit Type B16 |  | nr | 2 |  | 1392 | 2784 | 0 | 0 | 5626.3 | 11252.6 | 216 | 432 | 2800 | 5600 | 0 | 0 | 3140 | 6280
3.30.204 | 4.203 | (*) Antimicrobial Shelving Unit Type B17 |  | nr | 3 |  | 1392 | 4176 | 0 | 0 | 3292.15 | 9876.45 | 132 | 396 | 2800 | 8400 | 0 | 0 | 2535 | 7605
3.30.205 | 4.204 | (*) Metal bench with wooden strips with HPL finish seating dimensions (1350 mm lenth x 300 mm depth ). |  | nr | 4 |  | 3828 | 15312 | 0 | 0 | 3175.71 | 12702.84 | 0 | 0 | 3000 | 12000 | 0 | 0 | 3000 | 12000
3.30.206 | 4.205 | (*) Phenolic lockers with plastic laminate finish , color as per engineer approval. |  | m2 | 8 |  | 676 | 5408 | 0 | 0 | 16534.86 | 132278.88 | 0 | 0 | 570 | 4560 | 0 | 0 | 1300 | 10400
3.30.207 | 4.206 | (*) Wooden kitchen cabinets (WD-4) with hight 850 mm , with 25 mm thickness acrylic top (AC-3) including all required accessories as per details , all finishes to be as per engineer approval |  | m2 | 10 |  | 2088 | 20880 | 0 | 0 | 5557.49 | 55574.9 | 0 | 0 | 450 | 4500 | 0 | 0 | 1500 | 15000
| Note | Note Details
3.30.208 | - | Contractor's Adjustment
| Item Code | Description | Item Remarks | Unit of Measurement | Quantity/Base Price |  | Unit Price/Discount % | Total | Unit Price/Discount % | Total | Unit Price/Discount % | Total | Unit Price/Discount % | Total | Unit Price/Discount % | Total | Unit Price/Discount % | Total | Unit Price/Discount % | Total | Unit Price/Discount % | Total
3.30.209 | 4.207 | (*) Contractor may price here any items which has been shown in the drawings or any other documents but overlooked or not specifically mentioned inthe schedule of items and is necessary for the satisfactory completion of the Works. Should the Contractor fail to insert any item here, it will be deemed that Lump Sum Contract Price includes all such items and no claims for additional items will be entertained. |  | Item | 1 |  | 0 | 0 | 0 | 0 | 0 | 0 | 0 | 0 | 0 | 0 | 1937732.56 | 1937732.56 | 0 | 0
| Note | Note Details
3.30.210 | - | Please attach one PDF file to be named "Additional Items for (insert bill no/name & Section No/name)" for the details of these additional items in the additional attachment area at the end of the BOQ.
3.31 BILL NO. 05 - PROVISIONAL SUMS | [7 empty] | 30572500 |  | 33875000 |  | 28450000 |  | 28620000 |  | 31338000 |  | 30526130.46 |  | 31075000
| Note | Note Details
3.31.1 | - | 1) Each of the below provisional sums shall be not be executed in whole or in part unless a written instruction is obtained from the employer/engineer of the project and with the agreed upon rates.
3.31.2 | - | Active Netwrok Equiment
3.31.3 | - | Please enter AED 1,850,000 in the price field
| Item Code | Description | Item Remarks | Unit of Measurement | Quantity/Base Price |  | Unit Price/Discount % | Total | Unit Price/Discount % | Total | Unit Price/Discount % | Total | Unit Price/Discount % | Total | Unit Price/Discount % | Total | Unit Price/Discount % | Total | Unit Price/Discount % | Total | Unit Price/Discount % | Total
3.31.4 | 5.01 | (*) Allow a provisional sum value of AED 1,850,000 for supply and insatallation of Active Network Equipment. The scope of works shall include Routers, Hubs, Switches, Wireless AP, IP Telephony System, WAN Connectivity, etc |  | Item | 1 |  | 1850000 | 1850000 | 1850000 | 1850000 | 1850000 | 1850000 | 1850000 | 1850000 | 1850000 | 1850000 | 1850000 | 1850000 | 1850000 | 1850000
| Note | Note Details
3.31.5 | - | Please enter the percentage as per the example (Example: if 8% please enter it as 0.08)
| Item Code | Description | Item Remarks | Unit of Measurement | Quantity/Base Price |  | Unit Price/Discount % | Total | Unit Price/Discount % | Total | Unit Price/Discount % | Total | Unit Price/Discount % | Total | Unit Price/Discount % | Total | Unit Price/Discount % | Total | Unit Price/Discount % | Total | Unit Price/Discount % | Total
3.31.6 | 5.02 | (*) Add for Overheads and Profit |  | % | 1850000 |  | 0.08 | 148000 | 0.15 | 277500 | 0.05 | 92500 | 0.06 | 111000 | 0.1 | 185000 | 0.07 | 129500 | 0.1 | 185000
3.31.7 | 5.03 | (*) Add for Attendance and Assistance |  | Item | 1 |  | 92500 | 92500 | 185000 | 185000 | 20000 | 20000 | 0 | 0 | 150000 | 150000 | 102604.79 | 102604.79 | 92500 | 92500
| Note | Note Details
3.31.8 | - | Computers, Printers and Attendance Readers
3.31.9 | - | Please enter AED 1,400,000 in the price field
| Item Code | Description | Item Remarks | Unit of Measurement | Quantity/Base Price |  | Unit Price/Discount % | Total | Unit Price/Discount % | Total | Unit Price/Discount % | Total | Unit Price/Discount % | Total | Unit Price/Discount % | Total | Unit Price/Discount % | Total | Unit Price/Discount % | Total | Unit Price/Discount % | Total
3.31.10 | 5.04 | (*) Allow a provisional sum value of AED 1,400,000 for supply and insatallation of Desktops & Laptops, Printing & imaging Equipment, Scanners, Faxes, Time & Attendance System Equipment (Equipment only) |  | Item | 1 |  | 1400000 | 1400000 | 1400000 | 1400000 | 1400000 | 1400000 | 1400000 | 1400000 | 1400000 | 1400000 | 1400000 | 1400000 | 1400000 | 1400000
| Note | Note Details
3.31.11 | - | Please enter the percentage as per the example (Example: if 8% please enter it as 0.08)
| Item Code | Description | Item Remarks | Unit of Measurement | Quantity/Base Price |  | Unit Price/Discount % | Total | Unit Price/Discount % | Total | Unit Price/Discount % | Total | Unit Price/Discount % | Total | Unit Price/Discount % | Total | Unit Price/Discount % | Total | Unit Price/Discount % | Total | Unit Price/Discount % | Total
3.31.12 | 5.05 | (*) Add for Overheads and Profit |  | % | 1400000 |  | 0.08 | 112000 | 0.15 | 210000 | 0.05 | 70000 | 0.06 | 84000 | 0.1 | 140000 | 0.07 | 98000 | 0.1 | 140000
3.31.13 | 5.06 | (*) Add for Attendance and Assistance |  | Item | 1 |  | 70000 | 70000 | 140000 | 140000 | 20000 | 20000 | 0 | 0 | 98000 | 98000 | 77646.87 | 77646.87 | 70000 | 70000
| Note | Note Details
3.31.14 | - | Permanent Site Utilities Connection Fees
3.31.15 | - | Active Netwrok Equiment
3.31.16 | - | Please enter AED 1,250,000 in the price field
3.31.17 | 5.07 | Permanent Site Utilities Connection Fees: Allow Provisional Sum of Dhs. 1,250,000 for taking full responsibility for payment of fees, charges, any sum and unforseen expenses involved of whatsoever to ADDC in bringing permanent electrical power to the project upto the transformers including supply, erection and connection of main feeder cables, power distribution transformers, HV cables and HV panels to the project from ADDC electricity network system.
| Item Code | Description | Item Remarks | Unit of Measurement | Quantity/Base Price |  | Unit Price/Discount % | Total | Unit Price/Discount % | Total | Unit Price/Discount % | Total | Unit Price/Discount % | Total | Unit Price/Discount % | Total | Unit Price/Discount % | Total | Unit Price/Discount % | Total | Unit Price/Discount % | Total
3.31.18 | 5.08 | (*) All related work to water connections under ADDC's strict co-ordination and supervision and be responsible until official handover of the project in good and satisfactory working order. Allow for additional cost associated with ADDC main electrical incoming cables installation from plot boundary to HV switchgear (excluding termination). |  | Item | 1 |  | 1250000 | 1250000 | 1250000 | 1250000 | 1250000 | 1250000 | 1250000 | 1250000 | 1250000 | 1250000 | 1250000 | 1250000 | 1250000 | 1250000
| Note | Note Details
3.31.19 | - | Please enter the percentage as per the example (Example: if 8% please enter it as 0.08)
| Item Code | Description | Item Remarks | Unit of Measurement | Quantity/Base Price |  | Unit Price/Discount % | Total | Unit Price/Discount % | Total | Unit Price/Discount % | Total | Unit Price/Discount % | Total | Unit Price/Discount % | Total | Unit Price/Discount % | Total | Unit Price/Discount % | Total | Unit Price/Discount % | Total
3.31.20 | 5.09 | (*) Add for Overheads and Profit |  | % | 1250000 |  | 0.08 | 100000 | 0.15 | 187500 | 0.05 | 62500 | 0.06 | 75000 | 0.1 | 125000 | 0.07 | 87500 | 0.1 | 125000
3.31.21 | 5.10 | (*) Add for Attendance and Assistance |  | Item | 1 |  | 62500 | 62500 | 125000 | 125000 | 20000 | 20000 | 0 | 0 | 65000 | 65000 | 69327.56 | 69327.56 | 62500 | 62500
3.31.22 | 5.11 | (*) Allow for all builders work required upon ADDC |  | Item | 1 |  | 62500 | 62500 | 125000 | 125000 | 20000 | 20000 | 0 | 0 | 125000 | 125000 | 138655.12 | 138655.12 | 25000 | 25000
| Note | Note Details
3.31.23 | - | Changes for further expansion to the schools
3.31.24 | - | Please enter AED 22,500,000 in the price field
3.31.25 | - | Please enter the percentage as per the example (Example: if 8% please enter it as 0.08)
| Item Code | Description | Item Remarks | Unit of Measurement | Quantity/Base Price |  | Unit Price/Discount % | Total | Unit Price/Discount % | Total | Unit Price/Discount % | Total | Unit Price/Discount % | Total | Unit Price/Discount % | Total | Unit Price/Discount % | Total | Unit Price/Discount % | Total | Unit Price/Discount % | Total
3.31.26 | 5.12 | (*) Allow a provisional sum value of AED 22,500,000 to address for the changes due to client requirement, for additional parking and a raised outdoor field, expansion to the building related to the sports areas to be executed within the contract period.(The changes would be reflected in IFCs) |  | sum | 1 |  | 22500000 | 22500000 | 22500000 | 22500000 | 22500000 | 22500000 | 22500000 | 22500000 | 22500000 | 22500000 | 22500000 | 22500000 | 22500000 | 22500000
3.31.27 | 5.13 | (*) Allow for main contractor's overhead and profit. |  | % | 22500000 |  | 0.08 | 1800000 | 0.15 | 3375000 | 0.05 | 1125000 | 0.06 | 1350000 | 0.1 | 2250000 | 0.07 | 1575000 | 0.1 | 2250000
3.31.28 | 5.14 | (*) Allow for main contractor's attendance. |  | item | 1 |  | 1125000 | 1125000 | 2250000 | 2250000 | 20000 | 20000 | 0 | 0 | 1200000 | 1200000 | 1247896.12 | 1247896.12 | 1125000 | 1125000
3.32 MUSANADA IT REQUIREMENTS | [7 empty] | 688106.4 |  | 908681.88 |  | 627503.2 |  | 633818.64 |  | 895282.4 |  | 778589.28 |  | 1071931.6
| Note | Note Details
3.32.1 | - | Operational IT Requirements and Projects Systems Requirements
3.32.2 | - | Each of the below item shall be executed in whole or in part upon receipt of written instruction from the Employer/Engineer of the Project.
3.32.3 | - | All technical requirements are as per the IT Requirements stated in the Tender Documents
| Item Code | Description | Item Remarks | Unit of Measurement | Quantity/Base Price |  | Unit Price/Discount % | Total | Unit Price/Discount % | Total | Unit Price/Discount % | Total | Unit Price/Discount % | Total | Unit Price/Discount % | Total | Unit Price/Discount % | Total | Unit Price/Discount % | Total | Unit Price/Discount % | Total
3.32.4 | IT.1 | (*) 40 Mbps internet business line |  | No. | 1 |  | 37584 | 37584 | 430039 | 430039 | 26000 | 26000 | 33000 | 33000 | 35000 | 35000 | 443696.4 | 443696.4 | 150000 | 150000
3.32.5 | IT.2 | (*) WS-C3560E-8PC-S POE Cisco switch |  | No. | 1 |  | 17400 | 17400 | 0 | 0 | 25000 | 25000 | 3400.1 | 3400.1 | 15000 | 15000 | 0 | 0 | 7500 | 7500
3.32.6 | IT.3 | (*) WS-C3560E-24-PS-S POE Cisco switch |  | No. | 1 |  | 17400 | 17400 | 0 | 0 | 5000 | 5000 | 6600 | 6600 | 15000 | 15000 | 0 | 0 | 18000 | 18000
3.32.7 | IT.4 | (*) Cisco wireless access point |  | No. | 1 |  | 1392 | 1392 | 0 | 0 | 2000 | 2000 | 3740 | 3740 | 12000 | 12000 | 0 | 0 | 2500 | 2500
3.32.8 | IT.5 | (*) Attendance system |  | No. | 1 |  | 232 | 232 | 0 | 0 | 10350 | 10350 | 2750 | 2750 | 15000 | 15000 | 0 | 0 | 15000 | 15000
3.32.9 | IT.6 | (*) Printer (MDF mutli-functional colored printers, scanners, copiers / network & wireless enabled. Minimum speed required is 40 PPM (page per minute) |  | No. | 1 |  | 17400 | 17400 | 0 | 0 | 30000 | 30000 | 984.5 | 984.5 | 45000 | 45000 | 0 | 0 | 16000 | 16000
3.32.10 | IT.7 | (*) HP laptop |  | No. | 10 |  | 2900 | 29000 | 0 | 0 | 5500 | 55000 | 2860 | 28600 | 7000 | 70000 | 0 | 0 | 6600 | 66000
3.32.11 | IT.8 | (*) Windows 7 enterprise license |  | No. | 10 |  | 580 | 5800 | 0 | 0 | 600 | 6000 | 770 | 7700 | 5000 | 50000 | 0 | 0 | 1000 | 10000
3.32.12 | IT.9 | (*) Microsoft Office 2013 professional |  | No. | 10 |  | 1392 | 13920 | 0 | 0 | 1300 | 13000 | 1650 | 16500 | 3500 | 35000 | 0 | 0 | 3500 | 35000
3.32.13 | IT.10 | (*) Adobe acrobat XI 11 professional |  | No. | 2 |  | 928 | 1856 | 0 | 0 | 1900 | 3800 | 495 | 990 | 10000 | 20000 | 0 | 0 | 2500 | 5000
3.32.14 | IT.11 | (*) Primavera P6 Enterprise Project Portfolio Management – Network License |  | No. | 2 |  | 10440 | 20880 | 0 | 0 | 8860 | 17720 | 10560 | 21120 | 14000 | 28000 | 0 | 0 | 15000 | 30000
3.32.15 | IT.12 | (*) Autodesk AutoCAD Architecture– Network License |  | No. | 2 |  | 6380 | 12760 | 0 | 0 | 9300 | 18600 | 15053.5 | 30107 | 14000 | 28000 | 0 | 0 | 10000 | 20000
3.32.16 | IT.13 | (*) Autodesk AutoCAD Civil 3D – Network License |  | No. | 2 |  | 6380 | 12760 | 0 | 0 | 11700 | 23400 | 17050 | 34100 | 14000 | 28000 | 0 | 0 | 12000 | 24000
3.32.17 | IT.14 | (*) HP BL660c Gen9 server (full group of configuration) |  | No. | 1 |  | 89320 | 89320 | 0 | 0 | 30000 | 30000 | 61160 | 61160 | 25000 | 25000 | 0 | 0 | 125000 | 125000
3.32.18 | IT.15 | (*) EMC storage HDDs (full group of configuration) |  | No. | 1 |  | 23200 | 23200 | 0 | 0 | 18000 | 18000 | 2794 | 2794 | 35000 | 35000 | 0 | 0 | 140000 | 140000
3.32.19 | IT.16 | (*) Windows server 2012 r2 datacenter license |  | No. | 1 |  | 20880 | 20880 | 0 | 0 | 5000 | 5000 | 16940 | 16940 | 15000 | 15000 | 0 | 0 | 12000 | 12000
3.32.20 | IT.17 | (*) System center server 2012 r2 datacenter license |  | No. | 1 |  | 15080 | 15080 | 0 | 0 | 5000 | 5000 | 15070 | 15070 | 35000 | 35000 | 0 | 0 | 30000 | 30000
3.32.21 | IT.18 | (*) Symantec Netbackup License for Vmware host |  | No. | 1 |  | 6960 | 6960 | 143750 | 143750 | 5000 | 5000 | 16500 | 16500 | 45000 | 45000 | 0 | 0 | 6000 | 6000
| Note | Note Details
3.32.22 | - | PROVISIONAL SUM
3.32.23 | - | Note: The Provisional Sums given in the Bill of Quantities may be used in whole or in part, or not at all, on the instruction of the Employer/Engineer.
3.32.24 | - | Licenses, Professional Services and Training for Collaboration Tool
3.32.25 | - | Please enter AED 207,000.00 in the price field
| Item Code | Description | Item Remarks | Unit of Measurement | Quantity/Base Price |  | Unit Price/Discount % | Total | Unit Price/Discount % | Total | Unit Price/Discount % | Total | Unit Price/Discount % | Total | Unit Price/Discount % | Total | Unit Price/Discount % | Total | Unit Price/Discount % | Total | Unit Price/Discount % | Total
3.32.26 | IT/PS.1 | (*) Allow a Provisional Sum for providing Licenses, Professional Services and Training for Collaboration Tool as per the IT Requirements called for in the policies in the Tender Documents |  | SUM | 1 |  | 207000 | 207000 | 207000 | 207000 | 207000 | 207000 | 207000 | 207000 | 207000 | 207000 | 207000 | 207000 | 207000 | 207000
| Note | Note Details
3.32.27 | - | Please enter the percentage as per the example (Example: if 10% please enter it as 0.10)
| Item Code | Description | Item Remarks | Unit of Measurement | Quantity/Base Price |  | Unit Price/Discount % | Total | Unit Price/Discount % | Total | Unit Price/Discount % | Total | Unit Price/Discount % | Total | Unit Price/Discount % | Total | Unit Price/Discount % | Total | Unit Price/Discount % | Total | Unit Price/Discount % | Total
3.32.28 | IT/PS.2 | (*) Allow for Main Contractor's Overhead and Profit |  | % | 207000 |  | 0.1 | 20700 | 0.07 | 14490 | 0.05 | 10350 | 0.06 | 12420 | 0.1 | 20700 | 0.07 | 14490 | 0.15 | 31050
| Note | Note Details
3.32.29 | - | Onsite Support Services
3.32.30 | - | Please enter AED 105,984.00 in the price field
| Item Code | Description | Item Remarks | Unit of Measurement | Quantity/Base Price |  | Unit Price/Discount % | Total | Unit Price/Discount % | Total | Unit Price/Discount % | Total | Unit Price/Discount % | Total | Unit Price/Discount % | Total | Unit Price/Discount % | Total | Unit Price/Discount % | Total | Unit Price/Discount % | Total
3.32.31 | IT/PS.3 | (*) Allow a provisional sum for providing Onsite Support Services as per the IT Requirements called for in the policies in the Tender Documents |  | SUM | 1 |  | 105984 | 105984 | 105984 | 105984 | 105984 | 105984 | 105984 | 105984 | 105984 | 105984 | 105984 | 105984 | 105984 | 105984
| Note | Note Details
3.32.32 | - | Please enter the percentage as per the example (Example: if 10% please enter it as 0.10)
| Item Code | Description | Item Remarks | Unit of Measurement | Quantity/Base Price |  | Unit Price/Discount % | Total | Unit Price/Discount % | Total | Unit Price/Discount % | Total | Unit Price/Discount % | Total | Unit Price/Discount % | Total | Unit Price/Discount % | Total | Unit Price/Discount % | Total | Unit Price/Discount % | Total
3.32.33 | IT/PS.4 | (*) Allow for Main Contractor's Overhead and Profit |  | % | 105984 |  | 0.1 | 10598.4 | 0.07 | 7418.88 | 0.05 | 5299.2 | 0.06 | 6359.04 | 0.1 | 10598.4 | 0.07 | 7418.88 | 0.15 | 15897.6
3.33 Additional Attachments Area | [6 empty] | Attachments: 1 |  | Attachments: 0 |  | Attachments: 6 |  | Attachments: 2 |  | Attachments: 0 |  | Attachments: 1 |  | Attachments: 1
[7 empty] | Additional Items (Section H).pdf |  |  |  | Part 1 - BOQ - Option 1...pdf Part 2 - BOQ - Option 1...pdf Part 3 - BOQ - Option 1...pdf Part 4 - BOQ - Option 1...pdf Part 5 - BOQ - Option 1...pdf Tender Schedule 1 - Form of Tender.pdf |  | Alternate Proposal- D &B.pdf Attachments.pdf |  |  |  | Tender Assumptions & Exclusions - Tender No. P276-T-BPS-1212-135-17.pdf |  | Form of Tender.pdf
Reject on Commercial Response | [6 empty] | No |  | No |  | No |  | No |  | No |  | No |  | No
Official Reject/Accept Notes