## Scenario Analysis
Exported on: 24/01/2019 12:35 GMT + 4:00
Project Code |  | tender_2454
Project Title |  | Abu Dhabi Future School Program Phase 7 Package 5
Reference |  | P276-T/BPS/1541/147/18
RFP Code |  | rfp_2470
RFP Title |  | P276-T/BPS/1541/147/18 Abu Dhabi Future School Program Phase 7 Package 5
RFP Status |  | Commercial Evaluation
[6 empty] | TEEJAN TRADING & CONTRACTING L.L.C. - ABU DHBAI |  |  | Al Dhafra International Projects Group |  |  | GHANTOOT TRANSPORT & GENERAL CONTRACTING L.L.C. - Building Division |  |  | Civil Power general Contracting L.L.C |  |  | Emirates Link Maltauro |  |  | Nael General Contracting Est |  |  | Al Dhabi Contracting LLC |  |  | Orient House for Development & Construction Co. LLC |  |  | Al Mezin General Contracting |  |  | Al Geemi & Partners Contracting Co. L.L.C. |  |  | Tornado General Contracting |  |  | FORCE10 UNITED ARAB EMIRATES LLC |  |  | Nexcon Development & Construction L.L.C. |  | Ranya Contracting Establishment |  | Terna S.A. - Abu Dhabi
Displayed in Event Currency (AED) | [5 empty] | Response Date : 05/12/2018 11:05:02 |  |  | Response Date : 05/12/2018 12:36:16 |  |  | Response Date : 05/12/2018 12:37:10 |  |  | Response Date : 05/12/2018 13:44:38 |  |  | Response Date : 05/12/2018 11:12:56 |  |  | Response Date : 05/12/2018 10:51:26 |  |  | Response Date : 05/12/2018 13:13:00 |  |  | Response Date : 05/12/2018 10:48:36 |  |  | Response Date : 05/12/2018 13:34:40 |  |  | Response Date : 05/12/2018 12:49:24 |  |  | Response Date : 05/12/2018 13:25:35 |  |  | Response Date : 05/12/2018 11:40:25 |  |  | Response Date : 05/12/2018 13:51:48 |  | Response Date : 05/12/2018 12:37:34 |  | Response Date : 05/12/2018 13:06:22
3 Commercial Envelope | [5 empty] | Questions Answered | Total |  | Questions Answered | Total |  | Questions Answered | Total |  | Questions Answered | Total |  | Questions Answered | Total |  | Questions Answered | Total |  | Questions Answered | Total |  | Questions Answered | Total |  | Questions Answered | Total |  | Questions Answered | Total |  | Questions Answered | Total |  | Questions Answered | Total |  | Questions Answered | Total | Questions Answered | Total | Questions Answered | Total
[6 empty] | 1,510 (out of 1,510) | 145602000 |  | 1,510 (out of 1,510) | 155990000 |  | 1,510 (out of 1,510) | 156764977 |  | 1,510 (out of 1,510) | 159000000.661 |  | 1,510 (out of 1,510) | 162500000 |  | 1,510 (out of 1,510) | 166800000 |  | 1,510 (out of 1,510) | 171890745.25 |  | 1,510 (out of 1,510) | 174879342.6 |  | 1,510 (out of 1,510) | 174953000 |  | 1,510 (out of 1,510) | 177000000 |  | 1,510 (out of 1,510) | 182650308.32 |  | --- |  |  | --- |  | --- |  | ---
3.1 Notes | [5 empty] | 0 (out of 0) | 0 |  | 0 (out of 0) | 0 |  | 0 (out of 0) | 0 |  | 0 (out of 0) | 0 |  | 0 (out of 0) | 0 |  | 0 (out of 0) | 0 |  | 0 (out of 0) | 0 |  | 0 (out of 0) | 0 |  | 0 (out of 0) | 0 |  | 0 (out of 0) | 0 |  | 0 (out of 0) | 0
| Note | Note Details
3.1.1 | Note | Any price inserted as "0" shall be considered as "included". Hence the Tenderers are encouraged to price all items
3.1.2 | Important Note | Please attach the signed and stamped Form of Tender in Additional Attachments Area (Do Not Edit the Form)
3.1.3 | Important Note | The BOQ does not allow for discount to be inserted on the Total Bill and hence the pricing should be done considering this
3.2 AL RAHBA SCHOOL - Boys | [5 empty] | 0 (out of 0) | 0 |  | 0 (out of 0) | 0 |  | 0 (out of 0) | 0 |  | 0 (out of 0) | 0 |  | 0 (out of 0) | 0 |  | 0 (out of 0) | 0 |  | 0 (out of 0) | 0 |  | 0 (out of 0) | 0 |  | 0 (out of 0) | 0 |  | 0 (out of 0) | 0 |  | 0 (out of 0) | 0
3.3 Bill No. 01: PRELIMINARIES / GENERAL REQUIREMENTS | [5 empty] | 61 (out of 61) | 130568500 |  | 61 (out of 61) | 10555860 |  | 61 (out of 61) | 15111163.9 |  | 61 (out of 61) | 13039219.5 |  | 61 (out of 61) | 17282158.445 |  | 61 (out of 61) | 6929907.61 |  | 61 (out of 61) | 19654352 |  | 61 (out of 61) | 17812925 |  | 61 (out of 61) | 9399050.56 |  | 61 (out of 61) | 22401997 |  | 61 (out of 61) | 16356601.955
| Note | Note Details
3.3.1 | - | General Notes on General Requirements
3.3.2 | - | These General Requirements are applicable to the whole of the Works. The Contractor shall price each of the lump sum contained herein individually. The Tenderer shall not enter any lump sum covering more than one or all lumpsum Where any lump sum of the General Requirements has not been priced, it will be deemed that the value of such lump sum is included elsewhere in the Bill of Quantities.
3.3.3 | - | The Contractor is referred to the requirements of the Contract/Tender Documents.
3.3.4 | - | The Contractor shall price herein any obligations contained in the following for which he has not included elsewhere and wishes to price separately.
3.3.5 | - | The Contractor is responsible for the design, construction, maintenance and removal of all temporary works. The Contractor is to submit to the Engineer his proposals for all temporary works for approval. The Engineer’s approval will no way relieve the Contractor of his responsibility for the safety of the works, operatives, adjoining property, structure or services and compliance with appropriate regulations and Codes of Practice.
3.3.6 | - | Pricing Generally
3.3.7 | - | The Contractor shall satisfy himself as to the meaning of every item in the Bills of Quantities and the rates and prices inserted by him will be deemed to cover all his obligations under the Contract and all matters and things necessary for the proper construction and completion of the Works including, but not by any way of limitation, all temporary work required (including any that may be required by subcontractors, whether nominated or otherwise).
3.3.8 | - | The prices shall include for all materials and labour and for the provision and use of all plant whether mechanical or non-mechanical required for the expeditious carrying out of the Works in their proper sequence - for shifting, altering and adapting such temporary work and plant as may be required during the progress of the Works and removing at completion and making good any surfaces disturbed and if not included in the prices inserted against the Conditions of Contract clauses above; (continued)
3.3.9 | - | (continuation) for the costs of preparing a tender; for the work in connection with measurements and the final account, for profit and for all other establishment charges and on costs of whatever nature. No claim for additional payment will be allowed for any error or misunderstanding by the contractor in these respects.
3.3.10 | - | All accommodation required for the safety, health and welfare facilities including adequate shelter from inclement weather, accommodation for the storage and drying of clothes, taking of meals and sanitary and washing facilities for all people employed on the site, first aid facilities, (continued)
3.3.11 | - | (continuation) fire fighting equipment and drinking water facilities, including all necessary service connections, etc., all in accordance with the Specification, the laws and regulations of relevant UAE authorities and compliance with Estidama requirements for livable conditions.
3.3.12 | - | Contract Insurances
| Item Code | Description | Item Remarks | Unit of Measurement | Quantity/Base Price | Unit Price/Discount % (Excluding VAT) | Total |  | Unit Price/Discount % (Excluding VAT) | Total |  | Unit Price/Discount % (Excluding VAT) | Total |  | Unit Price/Discount % (Excluding VAT) | Total |  | Unit Price/Discount % (Excluding VAT) | Total |  | Unit Price/Discount % (Excluding VAT) | Total |  | Unit Price/Discount % (Excluding VAT) | Total |  | Unit Price/Discount % (Excluding VAT) | Total |  | Unit Price/Discount % (Excluding VAT) | Total |  | Unit Price/Discount % (Excluding VAT) | Total |  | Unit Price/Discount % (Excluding VAT) | Total |  | Unit Price/Discount % (Excluding VAT) | Total |  | Unit Price/Discount % (Excluding VAT) | Total | Unit Price/Discount % (Excluding VAT) | Total | Unit Price/Discount % (Excluding VAT) | Total
3.3.13 | B1.1 | (*) The Contractor should allow for provision of all the contract insurances in accordance with the Conditions of Contract. The contract insurances shall be from an approved insurance company in the Abu Dhabi Emirate and to the approval of the Engineer and the Employer. |  | Item | 1 | 130568500 | 130568500 |  | 80000 | 80000 |  | 15111163.9 | 15111163.9 |  | 13039219.5 | 13039219.5 |  | 17282158.445 | 17282158.445 |  | 200000 | 200000 |  | 735000 | 735000 |  | 524600 | 524600 |  | 9399050.56 | 9399050.56 |  | 400000 | 400000 |  | 0 | 0
| Note | Note Details
3.3.14 | - | Bonds
| Item Code | Description | Item Remarks | Unit of Measurement | Quantity/Base Price | Unit Price/Discount % (Excluding VAT) | Total |  | Unit Price/Discount % (Excluding VAT) | Total |  | Unit Price/Discount % (Excluding VAT) | Total |  | Unit Price/Discount % (Excluding VAT) | Total |  | Unit Price/Discount % (Excluding VAT) | Total |  | Unit Price/Discount % (Excluding VAT) | Total |  | Unit Price/Discount % (Excluding VAT) | Total |  | Unit Price/Discount % (Excluding VAT) | Total |  | Unit Price/Discount % (Excluding VAT) | Total |  | Unit Price/Discount % (Excluding VAT) | Total |  | Unit Price/Discount % (Excluding VAT) | Total |  | Unit Price/Discount % (Excluding VAT) | Total |  | Unit Price/Discount % (Excluding VAT) | Total | Unit Price/Discount % (Excluding VAT) | Total | Unit Price/Discount % (Excluding VAT) | Total
3.3.15 | B1.2 | (*) The Contractor should allow for all bonds including performance security in accordance with the Conditions of Contract. The Bonds be from an approved bank/finance institute in the Abu Dhabi Emirate and to the approval of the Engineer and the Employer. |  | Item | 1 | 0 | 0 |  | 1000000 | 1000000 |  | 0 | 0 |  | 0 | 0 |  | 0 | 0 |  | 200000 | 200000 |  | 936000 | 936000 |  | 887750 | 887750 |  | 0 | 0 |  | 300000 | 300000 |  | 0 | 0
| Note | Note Details
3.3.16 | - | Guarantees & Warrantees
| Item Code | Description | Item Remarks | Unit of Measurement | Quantity/Base Price | Unit Price/Discount % (Excluding VAT) | Total |  | Unit Price/Discount % (Excluding VAT) | Total |  | Unit Price/Discount % (Excluding VAT) | Total |  | Unit Price/Discount % (Excluding VAT) | Total |  | Unit Price/Discount % (Excluding VAT) | Total |  | Unit Price/Discount % (Excluding VAT) | Total |  | Unit Price/Discount % (Excluding VAT) | Total |  | Unit Price/Discount % (Excluding VAT) | Total |  | Unit Price/Discount % (Excluding VAT) | Total |  | Unit Price/Discount % (Excluding VAT) | Total |  | Unit Price/Discount % (Excluding VAT) | Total |  | Unit Price/Discount % (Excluding VAT) | Total |  | Unit Price/Discount % (Excluding VAT) | Total | Unit Price/Discount % (Excluding VAT) | Total | Unit Price/Discount % (Excluding VAT) | Total
3.3.17 | B1.3 | (*) The Contractor should allow for provision of all necessary contract warranties in accordance with the Conditions of Contract and Specification. The guarantee's shall be to the approval of the Engineer and the Employer. |  | Item | 1 | 0 | 0 |  | 50000 | 50000 |  | 0 | 0 |  | 0 | 0 |  | 0 | 0 |  | 1000 | 1000 |  | 535000 | 535000 |  | 100000 | 100000 |  | 0 | 0 |  | 250000 | 250000 |  | 0 | 0
| Note | Note Details
3.3.18 | - | Permits, Statutory Approvals and Co-ordination
| Item Code | Description | Item Remarks | Unit of Measurement | Quantity/Base Price | Unit Price/Discount % (Excluding VAT) | Total |  | Unit Price/Discount % (Excluding VAT) | Total |  | Unit Price/Discount % (Excluding VAT) | Total |  | Unit Price/Discount % (Excluding VAT) | Total |  | Unit Price/Discount % (Excluding VAT) | Total |  | Unit Price/Discount % (Excluding VAT) | Total |  | Unit Price/Discount % (Excluding VAT) | Total |  | Unit Price/Discount % (Excluding VAT) | Total |  | Unit Price/Discount % (Excluding VAT) | Total |  | Unit Price/Discount % (Excluding VAT) | Total |  | Unit Price/Discount % (Excluding VAT) | Total |  | Unit Price/Discount % (Excluding VAT) | Total |  | Unit Price/Discount % (Excluding VAT) | Total | Unit Price/Discount % (Excluding VAT) | Total | Unit Price/Discount % (Excluding VAT) | Total
3.3.19 | B1.4 | (*) The Contractor shall be responsible for coordinating with all relevant Government Departments and obtaining all necessary approvals, certificates and permits including building permits from the relevant Government Departments, the Police, local Service Authorities and Institutions (i.e. Electricity & Water Authority, Etisalat, Civil Defense, etc.) as required in the performance of this Contract. |  | Item | 1 | 0 | 0 |  | 150000 | 150000 |  | 0 | 0 |  | 0 | 0 |  | 0 | 0 |  | 20000 | 20000 |  | 470000 | 470000 |  | 100000 | 100000 |  | 0 | 0 |  | 75000 | 75000 |  | 20000 | 20000
| Note | Note Details
3.3.20 | - | Transportation
| Item Code | Description | Item Remarks | Unit of Measurement | Quantity/Base Price | Unit Price/Discount % (Excluding VAT) | Total |  | Unit Price/Discount % (Excluding VAT) | Total |  | Unit Price/Discount % (Excluding VAT) | Total |  | Unit Price/Discount % (Excluding VAT) | Total |  | Unit Price/Discount % (Excluding VAT) | Total |  | Unit Price/Discount % (Excluding VAT) | Total |  | Unit Price/Discount % (Excluding VAT) | Total |  | Unit Price/Discount % (Excluding VAT) | Total |  | Unit Price/Discount % (Excluding VAT) | Total |  | Unit Price/Discount % (Excluding VAT) | Total |  | Unit Price/Discount % (Excluding VAT) | Total |  | Unit Price/Discount % (Excluding VAT) | Total |  | Unit Price/Discount % (Excluding VAT) | Total | Unit Price/Discount % (Excluding VAT) | Total | Unit Price/Discount % (Excluding VAT) | Total
3.3.21 | B1.5 | (*) The Contractor shall provide one vehicle 4WD Toyota Land Cruiser, VXR full option or equivalent including fuel, insurance, registration, all wear and tear, maintenance, replacement in case of breakdown, |  | Item | 1 | 0 | 0 |  | 288200 | 288200 |  | 0 | 0 |  | 0 | 0 |  | 0 | 0 |  | 200000 | 200000 |  | 175000 | 175000 |  | 245350 | 245350 |  | 0 | 0 |  | 191200 | 191200 |  | 250000 | 250000
3.3.22 | B1.6 | (*) The Contractor shall provide one vehicle 4WD Toyota Prado full option or equivalent including fuel, insurance, registration, all wear and tear, maintenance, replacement in case of breakdown, |  | Item | 1 | 0 | 0 |  | 238700 | 238700 |  | 0 | 0 |  | 0 | 0 |  | 0 | 0 |  | 150000 | 150000 |  | 150000 | 150000 |  | 134600 | 134600 |  | 0 | 0 |  | 144250 | 144250 |  | 210000 | 210000
| Note | Note Details
3.3.23 | - | Office Facilities for the Staff of Employer and the Engineer
3.3.24 | - | The Contractor shall provide, maintain and remove temporary site offices for the staff of the Employer and Engineer along with welfare facilities (pantry, toilets, etc.), utility services, office furniture, computers, photocopy machines, IT, telephone & fax services, vehicle parking facilities, etc., acceptable to the Employer/Engineer and as per the specification and drawings. (continued)
3.3.25 | - | (Continuation) The contractor shall ensure that all facilities shall be in full compliance with Abu Dhabi Civil Defense requirements. The facilities shall include the protective clothing, safety accessories and equipment (PPE) with Musanada logo as required for the personnel.
| Item Code | Description | Item Remarks | Unit of Measurement | Quantity/Base Price | Unit Price/Discount % (Excluding VAT) | Total |  | Unit Price/Discount % (Excluding VAT) | Total |  | Unit Price/Discount % (Excluding VAT) | Total |  | Unit Price/Discount % (Excluding VAT) | Total |  | Unit Price/Discount % (Excluding VAT) | Total |  | Unit Price/Discount % (Excluding VAT) | Total |  | Unit Price/Discount % (Excluding VAT) | Total |  | Unit Price/Discount % (Excluding VAT) | Total |  | Unit Price/Discount % (Excluding VAT) | Total |  | Unit Price/Discount % (Excluding VAT) | Total |  | Unit Price/Discount % (Excluding VAT) | Total |  | Unit Price/Discount % (Excluding VAT) | Total |  | Unit Price/Discount % (Excluding VAT) | Total | Unit Price/Discount % (Excluding VAT) | Total | Unit Price/Discount % (Excluding VAT) | Total
3.3.26 | B1.7 | (*) Establishment of site offices and equipment |  | Item | 1 | 0 | 0 |  | 661100 | 661100 |  | 0 | 0 |  | 0 | 0 |  | 0 | 0 |  | 150000 | 150000 |  | 280000 | 280000 |  | 536600 | 536600 |  | 0 | 0 |  | 895975 | 895975 |  | 50000 | 50000
3.3.27 | B1.8 | (*) Maintenance of the site offices and equipment including pay all electricity, water and Etisalat charges for the duration of the construction period. |  | Item | 1 | 0 | 0 |  | 49500 | 49500 |  | 0 | 0 |  | 0 | 0 |  | 0 | 0 |  | 10000 | 10000 |  | 210000 | 210000 |  | 117000 | 117000 |  | 0 | 0 |  | 354600 | 354600 |  | 600000 | 600000
3.3.28 | B1.9 | (*) Removal of site offices and equipment |  | Item | 1 | 0 | 0 |  | 27500 | 27500 |  | 0 | 0 |  | 0 | 0 |  | 0 | 0 |  | 2000 | 2000 |  | 30000 | 30000 |  | 25000 | 25000 |  | 0 | 0 |  | 20000 | 20000 |  | 35000 | 35000
3.3.29 | B1.10 | (*) Provide all consumables and refreshments for use within the site offices, as required. |  | Item | 1 | 0 | 0 |  | 39600 | 39600 |  | 0 | 0 |  | 0 | 0 |  | 0 | 0 |  | 40000 | 40000 |  | 125000 | 125000 |  | 108000 | 108000 |  | 0 | 0 |  | 264600 | 264600 |  | 66000 | 66000
| Note | Note Details
3.3.30 | - | All technical requirements for Engineer's office and Employer representative office
| Item Code | Description | Item Remarks | Unit of Measurement | Quantity/Base Price | Unit Price/Discount % (Excluding VAT) | Total |  | Unit Price/Discount % (Excluding VAT) | Total |  | Unit Price/Discount % (Excluding VAT) | Total |  | Unit Price/Discount % (Excluding VAT) | Total |  | Unit Price/Discount % (Excluding VAT) | Total |  | Unit Price/Discount % (Excluding VAT) | Total |  | Unit Price/Discount % (Excluding VAT) | Total |  | Unit Price/Discount % (Excluding VAT) | Total |  | Unit Price/Discount % (Excluding VAT) | Total |  | Unit Price/Discount % (Excluding VAT) | Total |  | Unit Price/Discount % (Excluding VAT) | Total |  | Unit Price/Discount % (Excluding VAT) | Total |  | Unit Price/Discount % (Excluding VAT) | Total | Unit Price/Discount % (Excluding VAT) | Total | Unit Price/Discount % (Excluding VAT) | Total
3.3.31 | B1.A | (*) 40 Mbps internet business line |  | item | 1 | 0 | 0 |  | 29700 | 29700 |  | 0 | 0 |  | 0 | 0 |  | 0 | 0 |  | 120000 | 120000 |  | 150000 | 150000 |  | 25000 | 25000 |  | 0 | 0 |  | 76176 | 76176 |  | 20000 | 20000
3.3.32 | B1.B | (*) WS-C3560E-8PC-S POE Cisco switch |  | item | 1 | 0 | 0 |  | 3850 | 3850 |  | 0 | 0 |  | 0 | 0 |  | 0 | 0 |  | 6000 | 6000 |  | 4500 | 4500 |  | 15000 | 15000 |  | 0 | 0 |  | 5218 | 5218 |  | 3500 | 3500
3.3.33 | B1.C | (*) WS-C3560E-24-PS-S POE Cisco switch |  | item | 1 | 0 | 0 |  | 11000 | 11000 |  | 0 | 0 |  | 0 | 0 |  | 0 | 0 |  | 15000 | 15000 |  | 12000 | 12000 |  | 12000 | 12000 |  | 0 | 0 |  | 26088 | 26088 |  | 8500 | 8500
3.3.34 | B1.D | (*) Cisco wireless access point |  | item | 1 | 0 | 0 |  | 11000 | 11000 |  | 0 | 0 |  | 0 | 0 |  | 0 | 0 |  | 2000 | 2000 |  | 4000 | 4000 |  | 10000 | 10000 |  | 0 | 0 |  | 2087 | 2087 |  | 2000 | 2000
3.3.35 | B1.E | (*) Required licenses for softwares for the project |  | item | 1 | 0 | 0 |  | 22000 | 22000 |  | 0 | 0 |  | 0 | 0 |  | 0 | 0 |  | 160000 | 160000 |  | 30000 | 30000 |  | 20000 | 20000 |  | 0 | 0 |  | 133067 | 133067 |  | 100000 | 100000
| Note | Note Details
3.3.36 | - | Offices and Facilities of the Contractor
3.3.37 | - | Offices and Facilities of the Contractor
3.3.38 | - | The Contractor is to provide, in positions to be approved by the Engineer, all necessary furnished offices for his site staff and the site staff of all sub-contractors all in accordance with the drawings and Specification.
| Item Code | Description | Item Remarks | Unit of Measurement | Quantity/Base Price | Unit Price/Discount % (Excluding VAT) | Total |  | Unit Price/Discount % (Excluding VAT) | Total |  | Unit Price/Discount % (Excluding VAT) | Total |  | Unit Price/Discount % (Excluding VAT) | Total |  | Unit Price/Discount % (Excluding VAT) | Total |  | Unit Price/Discount % (Excluding VAT) | Total |  | Unit Price/Discount % (Excluding VAT) | Total |  | Unit Price/Discount % (Excluding VAT) | Total |  | Unit Price/Discount % (Excluding VAT) | Total |  | Unit Price/Discount % (Excluding VAT) | Total |  | Unit Price/Discount % (Excluding VAT) | Total |  | Unit Price/Discount % (Excluding VAT) | Total |  | Unit Price/Discount % (Excluding VAT) | Total | Unit Price/Discount % (Excluding VAT) | Total | Unit Price/Discount % (Excluding VAT) | Total
3.3.39 | B1.11 | (*) Establishment charge (fixed cost) |  | Item | 1 | 0 | 0 |  | 162800 | 162800 |  | 0 | 0 |  | 0 | 0 |  | 0 | 0 |  | 330000 | 330000 |  | 400000 | 400000 |  | 396000 | 396000 |  | 0 | 0 |  | 549510 | 549510 |  | 55000 | 55000
3.3.40 | B1.12 | (*) Maintenance charge (Fixed cost) |  | Item | 1 | 0 | 0 |  | 39600 | 39600 |  | 0 | 0 |  | 0 | 0 |  | 0 | 0 |  | 100000 | 100000 |  | 214000 | 214000 |  | 288000 | 288000 |  | 0 | 0 |  | 429300 | 429300 |  | 600000 | 600000
3.3.41 | B1.13 | (*) Removal charge (fixed cost) |  | Item | 1 | 0 | 0 |  | 11000 | 11000 |  | 0 | 0 |  | 0 | 0 |  | 0 | 0 |  | 2000 | 2000 |  | 40000 | 40000 |  | 25000 | 25000 |  | 0 | 0 |  | 15000 | 15000 |  | 36000 | 36000
3.3.42 | B1.14 | (*) The Contractor is to provide and maintain weatherproof lock-up sheds, workshops and stores for the storage and protection of materials, tools and plant, all in accordance with the Specification and project requirements. |  | Item | 1 | 0 | 0 |  | 39600 | 39600 |  | 0 | 0 |  | 0 | 0 |  | 0 | 0 |  | 150000 | 150000 |  | 200000 | 200000 |  | 220000 | 220000 |  | 0 | 0 |  | 70000 | 70000 |  | 133000 | 133000
| Note | Note Details
3.3.43 | - | Contractor's Plants and Equipment
3.3.44 | - | The Contractor shall provide all constructional plant, lifting equipment, transport facilities, tools and services, etc. required for the proper execution of the Works. This responsibility shall include shipment, customs clearance, off-loading, loading and handling and transportation to the site. The facilities shall include the protective clothing and safety equipment (PPE).
| Item Code | Description | Item Remarks | Unit of Measurement | Quantity/Base Price | Unit Price/Discount % (Excluding VAT) | Total |  | Unit Price/Discount % (Excluding VAT) | Total |  | Unit Price/Discount % (Excluding VAT) | Total |  | Unit Price/Discount % (Excluding VAT) | Total |  | Unit Price/Discount % (Excluding VAT) | Total |  | Unit Price/Discount % (Excluding VAT) | Total |  | Unit Price/Discount % (Excluding VAT) | Total |  | Unit Price/Discount % (Excluding VAT) | Total |  | Unit Price/Discount % (Excluding VAT) | Total |  | Unit Price/Discount % (Excluding VAT) | Total |  | Unit Price/Discount % (Excluding VAT) | Total |  | Unit Price/Discount % (Excluding VAT) | Total |  | Unit Price/Discount % (Excluding VAT) | Total | Unit Price/Discount % (Excluding VAT) | Total | Unit Price/Discount % (Excluding VAT) | Total
3.3.45 | B1.15 | (*) Mobilisation charges (fixed cost) |  | Item | 1 | 0 | 0 |  | 1766710 | 1766710 |  | 0 | 0 |  | 0 | 0 |  | 0 | 0 |  | 1300000 | 1300000 |  | 270000 | 270000 |  | 1250000 | 1250000 |  | 0 | 0 |  | 0 | 0 |  | 5244866.665 | 5244866.665
3.3.46 | B1.16 | (*) Maintenance charge (Fixed cost) |  | Item | 1 | 0 | 0 |  | 50000 | 50000 |  | 0 | 0 |  | 0 | 0 |  | 0 | 0 |  | 200000 | 200000 |  | 1200000 | 1200000 |  | 1050000 | 1050000 |  | 0 | 0 |  | 5441450 | 5441450 |  | 100000 | 100000
3.3.47 | B1.17 | (*) De-mobilisation charges (fixed cost) |  | Item | 1 | 0 | 0 |  | 15000 | 15000 |  | 0 | 0 |  | 0 | 0 |  | 0 | 0 |  | 2000 | 2000 |  | 26000 | 26000 |  | 10000 | 10000 |  | 0 | 0 |  | 0 | 0 |  | 50000 | 50000
| Note | Note Details
3.3.48 | - | Temporary Water and Electricity Services for the Construction Works
3.3.49 | - | The Contractor shall provide and maintain temporary water and electricity services required for the Works including that required by the sub-contractors. Pay all charges and bear all costs for the necessary temporary installation including pipe work, pumps, water tankers, storage tanks, generating equipment, etc., and remove on completion and make good all work disturbed.
| Item Code | Description | Item Remarks | Unit of Measurement | Quantity/Base Price | Unit Price/Discount % (Excluding VAT) | Total |  | Unit Price/Discount % (Excluding VAT) | Total |  | Unit Price/Discount % (Excluding VAT) | Total |  | Unit Price/Discount % (Excluding VAT) | Total |  | Unit Price/Discount % (Excluding VAT) | Total |  | Unit Price/Discount % (Excluding VAT) | Total |  | Unit Price/Discount % (Excluding VAT) | Total |  | Unit Price/Discount % (Excluding VAT) | Total |  | Unit Price/Discount % (Excluding VAT) | Total |  | Unit Price/Discount % (Excluding VAT) | Total |  | Unit Price/Discount % (Excluding VAT) | Total |  | Unit Price/Discount % (Excluding VAT) | Total |  | Unit Price/Discount % (Excluding VAT) | Total | Unit Price/Discount % (Excluding VAT) | Total | Unit Price/Discount % (Excluding VAT) | Total
3.3.50 | B1.18 | (*) Establishment charge (fixed cost) |  | Item | 1 | 0 | 0 |  | 38500 | 38500 |  | 0 | 0 |  | 0 | 0 |  | 0 | 0 |  | 300000 | 300000 |  | 130000 | 130000 |  | 633040 | 633040 |  | 0 | 0 |  | 198600 | 198600 |  | 2000 | 2000
3.3.51 | B1.19 | (*) Maintenance charge (fixed cost) |  | Item | 1 | 0 | 0 |  | 221100 | 221100 |  | 0 | 0 |  | 0 | 0 |  | 0 | 0 |  | 50000 | 50000 |  | 1070000 | 1070000 |  | 485000 | 485000 |  | 0 | 0 |  | 463300 | 463300 |  | 455000 | 455000
3.3.52 | B1.20 | (*) Removal charge (fixed cost) |  | Item | 1 | 0 | 0 |  | 3300 | 3300 |  | 0 | 0 |  | 0 | 0 |  | 0 | 0 |  | 2000 | 2000 |  | 70000 | 70000 |  | 25360 | 25360 |  | 0 | 0 |  | 5000 | 5000 |  | 500 | 500
| Note | Note Details
3.3.53 | - | Site Administration and Supervision
| Item Code | Description | Item Remarks | Unit of Measurement | Quantity/Base Price | Unit Price/Discount % (Excluding VAT) | Total |  | Unit Price/Discount % (Excluding VAT) | Total |  | Unit Price/Discount % (Excluding VAT) | Total |  | Unit Price/Discount % (Excluding VAT) | Total |  | Unit Price/Discount % (Excluding VAT) | Total |  | Unit Price/Discount % (Excluding VAT) | Total |  | Unit Price/Discount % (Excluding VAT) | Total |  | Unit Price/Discount % (Excluding VAT) | Total |  | Unit Price/Discount % (Excluding VAT) | Total |  | Unit Price/Discount % (Excluding VAT) | Total |  | Unit Price/Discount % (Excluding VAT) | Total |  | Unit Price/Discount % (Excluding VAT) | Total |  | Unit Price/Discount % (Excluding VAT) | Total | Unit Price/Discount % (Excluding VAT) | Total | Unit Price/Discount % (Excluding VAT) | Total
3.3.54 | B1.21 | (*) The Contractor is to allow in his tender for his all site administration and supervision costs. |  | Item | 1 | 0 | 0 |  | 3823080 | 3823080 |  | 0 | 0 |  | 0 | 0 |  | 0 | 0 |  | 1100000 | 1100000 |  | 5300000 | 5300000 |  | 6115000 | 6115000 |  | 0 | 0 |  | 7415800 | 7415800 |  | 7179735.29 | 7179735.29
| Note | Note Details
3.3.55 | - | Labour Camp / Accommodation
| Item Code | Description | Item Remarks | Unit of Measurement | Quantity/Base Price | Unit Price/Discount % (Excluding VAT) | Total |  | Unit Price/Discount % (Excluding VAT) | Total |  | Unit Price/Discount % (Excluding VAT) | Total |  | Unit Price/Discount % (Excluding VAT) | Total |  | Unit Price/Discount % (Excluding VAT) | Total |  | Unit Price/Discount % (Excluding VAT) | Total |  | Unit Price/Discount % (Excluding VAT) | Total |  | Unit Price/Discount % (Excluding VAT) | Total |  | Unit Price/Discount % (Excluding VAT) | Total |  | Unit Price/Discount % (Excluding VAT) | Total |  | Unit Price/Discount % (Excluding VAT) | Total |  | Unit Price/Discount % (Excluding VAT) | Total |  | Unit Price/Discount % (Excluding VAT) | Total | Unit Price/Discount % (Excluding VAT) | Total | Unit Price/Discount % (Excluding VAT) | Total
3.3.56 | B1.22 | (*) Allow for Labour Accommodation. Watchman and security staff only may be accommodated on site. No labour camp will be permitted on Site. |  | Item | 1 | 0 | 0 |  | 20900 | 20900 |  | 0 | 0 |  | 0 | 0 |  | 0 | 0 |  | 1340000 | 1340000 |  | 575852 | 575852 |  | 2130000 | 2130000 |  | 0 | 0 |  | 0 | 0 |  | 0 | 0
| Note | Note Details
3.3.57 | - | Security Arrangements at Site
3.3.58 | - | Provide and maintain necessary security arrangements including watchmen, all lighting requirements required to safeguard the Site, plant, equipment, public and adjoining properties, etc. The Contractor shall be liable for any claims arising from loss or damages suffered and for reinstating and making good after any damage or theft.
| Item Code | Description | Item Remarks | Unit of Measurement | Quantity/Base Price | Unit Price/Discount % (Excluding VAT) | Total |  | Unit Price/Discount % (Excluding VAT) | Total |  | Unit Price/Discount % (Excluding VAT) | Total |  | Unit Price/Discount % (Excluding VAT) | Total |  | Unit Price/Discount % (Excluding VAT) | Total |  | Unit Price/Discount % (Excluding VAT) | Total |  | Unit Price/Discount % (Excluding VAT) | Total |  | Unit Price/Discount % (Excluding VAT) | Total |  | Unit Price/Discount % (Excluding VAT) | Total |  | Unit Price/Discount % (Excluding VAT) | Total |  | Unit Price/Discount % (Excluding VAT) | Total |  | Unit Price/Discount % (Excluding VAT) | Total |  | Unit Price/Discount % (Excluding VAT) | Total | Unit Price/Discount % (Excluding VAT) | Total | Unit Price/Discount % (Excluding VAT) | Total
3.3.59 | B1.23 | (*) Establishment charge (fixed cost) |  | Item | 1 | 0 | 0 |  | 11000 | 11000 |  | 0 | 0 |  | 0 | 0 |  | 0 | 0 |  | 60000 | 60000 |  | 134000 | 134000 |  | 320000 | 320000 |  | 0 | 0 |  | 49300 | 49300 |  | 90000 | 90000
3.3.60 | B1.24 | (*) Maintenance charge (fixed cos) |  | Item | 1 | 0 | 0 |  | 128700 | 128700 |  | 0 | 0 |  | 0 | 0 |  | 0 | 0 |  | 10000 | 10000 |  | 334000 | 334000 |  | 108000 | 108000 |  | 0 | 0 |  | 55800 | 55800 |  | 0 | 0
3.3.61 | B1.25 | (*) Removal charge (fixed cost) |  | Item | 1 | 0 | 0 |  | 5500 | 5500 |  | 0 | 0 |  | 0 | 0 |  | 0 | 0 |  | 1000 | 1000 |  | 40000 | 40000 |  | 5000 | 5000 |  | 0 | 0 |  | 3000 | 3000 |  | 0 | 0
| Note | Note Details
3.3.62 | - | Protection
| Item Code | Description | Item Remarks | Unit of Measurement | Quantity/Base Price | Unit Price/Discount % (Excluding VAT) | Total |  | Unit Price/Discount % (Excluding VAT) | Total |  | Unit Price/Discount % (Excluding VAT) | Total |  | Unit Price/Discount % (Excluding VAT) | Total |  | Unit Price/Discount % (Excluding VAT) | Total |  | Unit Price/Discount % (Excluding VAT) | Total |  | Unit Price/Discount % (Excluding VAT) | Total |  | Unit Price/Discount % (Excluding VAT) | Total |  | Unit Price/Discount % (Excluding VAT) | Total |  | Unit Price/Discount % (Excluding VAT) | Total |  | Unit Price/Discount % (Excluding VAT) | Total |  | Unit Price/Discount % (Excluding VAT) | Total |  | Unit Price/Discount % (Excluding VAT) | Total | Unit Price/Discount % (Excluding VAT) | Total | Unit Price/Discount % (Excluding VAT) | Total
3.3.63 | B1.26 | (*) Adequate protection against any form of damage or deterioration shall be provided for all sections of the Works. |  | Item | 1 | 0 | 0 |  | 22000 | 22000 |  | 0 | 0 |  | 0 | 0 |  | 0 | 0 |  | 2000 | 2000 |  | 70000 | 70000 |  | 197000 | 197000 |  | 0 | 0 |  | 50000 | 50000 |  | 0 | 0
3.3.64 | B1.27 | (*) The Contractor shall take all necessary precautions to protect existing buildings, fences, roads, passages, culverts and other apparatus, if found, and he shall not demolish or remove any of these works except according to specific instructions by the Engineer. |  | Item | 1 | 0 | 0 |  | 11000 | 11000 |  | 0 | 0 |  | 0 | 0 |  | 0 | 0 |  | 2000 | 2000 |  | 136000 | 136000 |  | 10000 | 10000 |  | 0 | 0 |  | 50000 | 50000 |  | 0 | 0
| Note | Note Details
3.3.65 | - | A condition survey of adjacent structures shall be carried out by the Contractor in the presence of the Engineer both before and after the provision of supports. The Contractor shall be responsible for the reinstatement or repair of any adjacent structures damaged as a result of the execution of the Works.
3.3.66 | - | Site Hoarding
3.3.67 | - | The Contractor shall be responsible for the complete installation, maintenance and removal of the site hoarding including make good where necessary and clean the site as per the specification, drawings and Authorities requirements and to the satisfaction of the Engineer.
| Item Code | Description | Item Remarks | Unit of Measurement | Quantity/Base Price | Unit Price/Discount % (Excluding VAT) | Total |  | Unit Price/Discount % (Excluding VAT) | Total |  | Unit Price/Discount % (Excluding VAT) | Total |  | Unit Price/Discount % (Excluding VAT) | Total |  | Unit Price/Discount % (Excluding VAT) | Total |  | Unit Price/Discount % (Excluding VAT) | Total |  | Unit Price/Discount % (Excluding VAT) | Total |  | Unit Price/Discount % (Excluding VAT) | Total |  | Unit Price/Discount % (Excluding VAT) | Total |  | Unit Price/Discount % (Excluding VAT) | Total |  | Unit Price/Discount % (Excluding VAT) | Total |  | Unit Price/Discount % (Excluding VAT) | Total |  | Unit Price/Discount % (Excluding VAT) | Total | Unit Price/Discount % (Excluding VAT) | Total | Unit Price/Discount % (Excluding VAT) | Total
3.3.68 | B1.28 | (*) Establishment charge |  | Item | 1 | 0 | 0 |  | 412150 | 412150 |  | 0 | 0 |  | 0 | 0 |  | 0 | 0 |  | 309000 | 309000 |  | 134000 | 134000 |  | 347500 | 347500 |  | 0 | 0 |  | 245475 | 245475 |  | 235000 | 235000
3.3.69 | B1.29 | (*) Maintenance charge |  | Item | 1 | 0 | 0 |  | 9900 | 9900 |  | 0 | 0 |  | 0 | 0 |  | 0 | 0 |  | 50000 | 50000 |  | 40000 | 40000 |  | 11000 | 11000 |  | 0 | 0 |  | 70800 | 70800 |  | 5000 | 5000
3.3.70 | B1.30 | (*) Removal charge |  | Item | 1 | 0 | 0 |  | 5500 | 5500 |  | 0 | 0 |  | 0 | 0 |  | 0 | 0 |  | 5000 | 5000 |  | 26000 | 26000 |  | 5000 | 5000 |  | 0 | 0 |  | 5000 | 5000 |  | 5000 | 5000
| Note | Note Details
3.3.71 | - | Project Sign Boards
3.3.72 | - | The Contractor is to allow for supply, installation and maintenance and removal including make good where necessary of Project Sign Board throughout the construction period, in accordance with the specification and drawings. No other sign boards or advertisements on or around the site will be permitted unless approved in writing by the Engineer.
| Item Code | Description | Item Remarks | Unit of Measurement | Quantity/Base Price | Unit Price/Discount % (Excluding VAT) | Total |  | Unit Price/Discount % (Excluding VAT) | Total |  | Unit Price/Discount % (Excluding VAT) | Total |  | Unit Price/Discount % (Excluding VAT) | Total |  | Unit Price/Discount % (Excluding VAT) | Total |  | Unit Price/Discount % (Excluding VAT) | Total |  | Unit Price/Discount % (Excluding VAT) | Total |  | Unit Price/Discount % (Excluding VAT) | Total |  | Unit Price/Discount % (Excluding VAT) | Total |  | Unit Price/Discount % (Excluding VAT) | Total |  | Unit Price/Discount % (Excluding VAT) | Total |  | Unit Price/Discount % (Excluding VAT) | Total |  | Unit Price/Discount % (Excluding VAT) | Total | Unit Price/Discount % (Excluding VAT) | Total | Unit Price/Discount % (Excluding VAT) | Total
3.3.73 | B1.31 | (*) Establishment charge (fixed cost) |  | Item | 1 | 0 | 0 |  | 106700 | 106700 |  | 0 | 0 |  | 0 | 0 |  | 0 | 0 |  | 50000 | 50000 |  | 80000 | 80000 |  | 126000 | 126000 |  | 0 | 0 |  | 10611 | 10611 |  | 20000 | 20000
3.3.74 | B1.32 | (*) Maintenance charge (Fixed cost) |  | Item | 1 | 0 | 0 |  | 3960 | 3960 |  | 0 | 0 |  | 0 | 0 |  | 0 | 0 |  | 5000 | 5000 |  | 14000 | 14000 |  | 9000 | 9000 |  | 0 | 0 |  | 14760 | 14760 |  | 1500 | 1500
3.3.75 | B1.33 | (*) Removal charge (fixed cost) |  | Item | 1 | 0 | 0 |  | 5500 | 5500 |  | 0 | 0 |  | 0 | 0 |  | 0 | 0 |  | 2000 | 2000 |  | 13000 | 13000 |  | 5000 | 5000 |  | 0 | 0 |  | 1500 | 1500 |  | 1000 | 1000
| Note | Note Details
3.3.76 | - | Tests
| Item Code | Description | Item Remarks | Unit of Measurement | Quantity/Base Price | Unit Price/Discount % (Excluding VAT) | Total |  | Unit Price/Discount % (Excluding VAT) | Total |  | Unit Price/Discount % (Excluding VAT) | Total |  | Unit Price/Discount % (Excluding VAT) | Total |  | Unit Price/Discount % (Excluding VAT) | Total |  | Unit Price/Discount % (Excluding VAT) | Total |  | Unit Price/Discount % (Excluding VAT) | Total |  | Unit Price/Discount % (Excluding VAT) | Total |  | Unit Price/Discount % (Excluding VAT) | Total |  | Unit Price/Discount % (Excluding VAT) | Total |  | Unit Price/Discount % (Excluding VAT) | Total |  | Unit Price/Discount % (Excluding VAT) | Total |  | Unit Price/Discount % (Excluding VAT) | Total | Unit Price/Discount % (Excluding VAT) | Total | Unit Price/Discount % (Excluding VAT) | Total
3.3.77 | B1.34 | (*) The Contractor shall allow for all requirements, obligations, etc., with regard to all tests that are to be carried out by an approved independent Abu Dhabi Municipality accredited laboratory. |  | Item | 1 | 0 | 0 |  | 165000 | 165000 |  | 0 | 0 |  | 0 | 0 |  | 0 | 0 |  | 2000 | 2000 |  | 134000 | 134000 |  | 100000 | 100000 |  | 0 | 0 |  | 250000 | 250000 |  | 200000 | 200000
| Note | Note Details
3.3.78 | - | Works Free From Water
| Item Code | Description | Item Remarks | Unit of Measurement | Quantity/Base Price | Unit Price/Discount % (Excluding VAT) | Total |  | Unit Price/Discount % (Excluding VAT) | Total |  | Unit Price/Discount % (Excluding VAT) | Total |  | Unit Price/Discount % (Excluding VAT) | Total |  | Unit Price/Discount % (Excluding VAT) | Total |  | Unit Price/Discount % (Excluding VAT) | Total |  | Unit Price/Discount % (Excluding VAT) | Total |  | Unit Price/Discount % (Excluding VAT) | Total |  | Unit Price/Discount % (Excluding VAT) | Total |  | Unit Price/Discount % (Excluding VAT) | Total |  | Unit Price/Discount % (Excluding VAT) | Total |  | Unit Price/Discount % (Excluding VAT) | Total |  | Unit Price/Discount % (Excluding VAT) | Total | Unit Price/Discount % (Excluding VAT) | Total | Unit Price/Discount % (Excluding VAT) | Total
3.3.79 | B1.35 | (*) Except where underwater construction is required, the Contractor shall execute all works in the dry condition and shall construct any temporary drains, water courses and other works that may be necessary for the purpose. |  | Item | 1 | 0 | 0 |  | 11000 | 11000 |  | 0 | 0 |  | 0 | 0 |  | 0 | 0 |  | 100 | 100 |  | 134000 | 134000 |  | 130000 | 130000 |  | 0 | 0 |  | 0 | 0 |  | 0 | 0
| Note | Note Details
3.3.80 | - | Abatement of Nuisance from Noise, Pollution, Dust, etc.
| Item Code | Description | Item Remarks | Unit of Measurement | Quantity/Base Price | Unit Price/Discount % (Excluding VAT) | Total |  | Unit Price/Discount % (Excluding VAT) | Total |  | Unit Price/Discount % (Excluding VAT) | Total |  | Unit Price/Discount % (Excluding VAT) | Total |  | Unit Price/Discount % (Excluding VAT) | Total |  | Unit Price/Discount % (Excluding VAT) | Total |  | Unit Price/Discount % (Excluding VAT) | Total |  | Unit Price/Discount % (Excluding VAT) | Total |  | Unit Price/Discount % (Excluding VAT) | Total |  | Unit Price/Discount % (Excluding VAT) | Total |  | Unit Price/Discount % (Excluding VAT) | Total |  | Unit Price/Discount % (Excluding VAT) | Total |  | Unit Price/Discount % (Excluding VAT) | Total | Unit Price/Discount % (Excluding VAT) | Total | Unit Price/Discount % (Excluding VAT) | Total
3.3.81 | B1.36 | (*) The Contractor shall take precautions to minimise nuisance arising from noise, dust, etc. The Contractor shall be held responsible for any nuisance caused by his workmanship, noise, pollution, dust, etc. The Contractor is to submit to the Engineer his proposals for approval. |  | Item | 1 | 0 | 0 |  | 16500 | 16500 |  | 0 | 0 |  | 0 | 0 |  | 0 | 0 |  | 1000 | 1000 |  | 400000 | 400000 |  | 83125 | 83125 |  | 0 | 0 |  | 218790 | 218790 |  | 0 | 0
| Note | Note Details
3.3.82 | - | Surveying Equipment
| Item Code | Description | Item Remarks | Unit of Measurement | Quantity/Base Price | Unit Price/Discount % (Excluding VAT) | Total |  | Unit Price/Discount % (Excluding VAT) | Total |  | Unit Price/Discount % (Excluding VAT) | Total |  | Unit Price/Discount % (Excluding VAT) | Total |  | Unit Price/Discount % (Excluding VAT) | Total |  | Unit Price/Discount % (Excluding VAT) | Total |  | Unit Price/Discount % (Excluding VAT) | Total |  | Unit Price/Discount % (Excluding VAT) | Total |  | Unit Price/Discount % (Excluding VAT) | Total |  | Unit Price/Discount % (Excluding VAT) | Total |  | Unit Price/Discount % (Excluding VAT) | Total |  | Unit Price/Discount % (Excluding VAT) | Total |  | Unit Price/Discount % (Excluding VAT) | Total | Unit Price/Discount % (Excluding VAT) | Total | Unit Price/Discount % (Excluding VAT) | Total
3.3.83 | B1.37 | (*) The Contractor shall provide at all times for the duration of the Contract, all such chainmen, staff and survey instruments as may be required for the proper construction of and completion of the works. |  | Item | 1 | 0 | 0 |  | 160600 | 160600 |  | 0 | 0 |  | 0 | 0 |  | 0 | 0 |  | 2000 | 2000 |  | 230000 | 230000 |  | 25000 | 25000 |  | 0 | 0 |  | 135740 | 135740 |  | 20000 | 20000
| Note | Note Details
3.3.84 | - | Public and Private Roads Adjacent to the Site
| Item Code | Description | Item Remarks | Unit of Measurement | Quantity/Base Price | Unit Price/Discount % (Excluding VAT) | Total |  | Unit Price/Discount % (Excluding VAT) | Total |  | Unit Price/Discount % (Excluding VAT) | Total |  | Unit Price/Discount % (Excluding VAT) | Total |  | Unit Price/Discount % (Excluding VAT) | Total |  | Unit Price/Discount % (Excluding VAT) | Total |  | Unit Price/Discount % (Excluding VAT) | Total |  | Unit Price/Discount % (Excluding VAT) | Total |  | Unit Price/Discount % (Excluding VAT) | Total |  | Unit Price/Discount % (Excluding VAT) | Total |  | Unit Price/Discount % (Excluding VAT) | Total |  | Unit Price/Discount % (Excluding VAT) | Total |  | Unit Price/Discount % (Excluding VAT) | Total | Unit Price/Discount % (Excluding VAT) | Total | Unit Price/Discount % (Excluding VAT) | Total
3.3.85 | B1.38 | (*) The Contractor shall take all reasonable and proper steps for protection and maintenance of all public and private roads adjacent to the Site which can be affected due to the performance of the Works in accordance with the Engineer's instructions. The roads shall be kept free for access at all times. |  | Item | 1 | 0 | 0 |  | 16500 | 16500 |  | 0 | 0 |  | 0 | 0 |  | 0 | 0 |  | 1000 | 1000 |  | 200000 | 200000 |  | 40000 | 40000 |  | 0 | 0 |  | 75000 | 75000 |  | 0 | 0
| Note | Note Details
3.3.86 | - | Traffic Regulations
3.3.87 | - | The Contractor is to observe and allow for all requirements, obligations, etc., with regard to traffic regulations, including safety, control and any temporary diversion of traffic, including the loading and unloading of or waiting of the Contractor's and Sub-contractors' vehicles on public highways, (continued)..
3.3.88 | - | (Continuation).. construction of temporary detours' pavement layers, traffic signs, road marking, safety measure, etc. as per specifications and authorities' regulations and the Contract Sum is deemed to include for the strict compliance therewith.
| Item Code | Description | Item Remarks | Unit of Measurement | Quantity/Base Price | Unit Price/Discount % (Excluding VAT) | Total |  | Unit Price/Discount % (Excluding VAT) | Total |  | Unit Price/Discount % (Excluding VAT) | Total |  | Unit Price/Discount % (Excluding VAT) | Total |  | Unit Price/Discount % (Excluding VAT) | Total |  | Unit Price/Discount % (Excluding VAT) | Total |  | Unit Price/Discount % (Excluding VAT) | Total |  | Unit Price/Discount % (Excluding VAT) | Total |  | Unit Price/Discount % (Excluding VAT) | Total |  | Unit Price/Discount % (Excluding VAT) | Total |  | Unit Price/Discount % (Excluding VAT) | Total |  | Unit Price/Discount % (Excluding VAT) | Total |  | Unit Price/Discount % (Excluding VAT) | Total | Unit Price/Discount % (Excluding VAT) | Total | Unit Price/Discount % (Excluding VAT) | Total
3.3.89 | B1.39 | (*) Establishment charge (fixed cost) |  | Item | 1 | 0 | 0 |  | 16500 | 16500 |  | 0 | 0 |  | 0 | 0 |  | 0 | 0 |  | 1000 | 1000 |  | 53000 | 53000 |  | 30000 | 30000 |  | 0 | 0 |  | 133700 | 133700 |  | 2500 | 2500
3.3.90 | B1.40 | (*) Maintenance charge (fixed cost) |  | Item | 1 | 0 | 0 |  | 3960 | 3960 |  | 0 | 0 |  | 0 | 0 |  | 0 | 0 |  | 500 | 500 |  | 13000 | 13000 |  | 18000 | 18000 |  | 0 | 0 |  | 127600 | 127600 |  | 75000 | 75000
3.3.91 | B1.41 | (*) Removal charge (fixed cost) |  | Item | 1 | 0 | 0 |  | 5500 | 5500 |  | 0 | 0 |  | 0 | 0 |  | 0 | 0 |  | 500 | 500 |  | 8000 | 8000 |  | 3000 | 3000 |  | 0 | 0 |  | 5000 | 5000 |  | 500 | 500
| Note | Note Details
3.3.92 | - | Samples according to Specification and Drawings (As per Engineer/Employer's requirements)
| Item Code | Description | Item Remarks | Unit of Measurement | Quantity/Base Price | Unit Price/Discount % (Excluding VAT) | Total |  | Unit Price/Discount % (Excluding VAT) | Total |  | Unit Price/Discount % (Excluding VAT) | Total |  | Unit Price/Discount % (Excluding VAT) | Total |  | Unit Price/Discount % (Excluding VAT) | Total |  | Unit Price/Discount % (Excluding VAT) | Total |  | Unit Price/Discount % (Excluding VAT) | Total |  | Unit Price/Discount % (Excluding VAT) | Total |  | Unit Price/Discount % (Excluding VAT) | Total |  | Unit Price/Discount % (Excluding VAT) | Total |  | Unit Price/Discount % (Excluding VAT) | Total |  | Unit Price/Discount % (Excluding VAT) | Total |  | Unit Price/Discount % (Excluding VAT) | Total | Unit Price/Discount % (Excluding VAT) | Total | Unit Price/Discount % (Excluding VAT) | Total
3.3.93 | B1.42 | (*) The Contractor shall provide samples of all materials and manufacturers of materials proposed to be used / incorporated in the works, all samples, goods, literature and the like. |  | Item | 1 | 0 | 0 |  | 16500 | 16500 |  | 0 | 0 |  | 0 | 0 |  | 0 | 0 |  | 1800 | 1800 |  | 40000 | 40000 |  | 10000 | 10000 |  | 0 | 0 |  | 30000 | 30000 |  | 0 | 0
| Note | Note Details
3.3.94 | - | Labour and Materials and Assistance to the Engineer
| Item Code | Description | Item Remarks | Unit of Measurement | Quantity/Base Price | Unit Price/Discount % (Excluding VAT) | Total |  | Unit Price/Discount % (Excluding VAT) | Total |  | Unit Price/Discount % (Excluding VAT) | Total |  | Unit Price/Discount % (Excluding VAT) | Total |  | Unit Price/Discount % (Excluding VAT) | Total |  | Unit Price/Discount % (Excluding VAT) | Total |  | Unit Price/Discount % (Excluding VAT) | Total |  | Unit Price/Discount % (Excluding VAT) | Total |  | Unit Price/Discount % (Excluding VAT) | Total |  | Unit Price/Discount % (Excluding VAT) | Total |  | Unit Price/Discount % (Excluding VAT) | Total |  | Unit Price/Discount % (Excluding VAT) | Total |  | Unit Price/Discount % (Excluding VAT) | Total | Unit Price/Discount % (Excluding VAT) | Total | Unit Price/Discount % (Excluding VAT) | Total
3.3.95 | B1.43 | (*) The Contractor shall provide for the exclusive use of the Engineer all necessary assistance.The Contractor shall provide such labour, materials and transport as the Engineer's representative may require to assist him in carrying out tests and checks on materials and workmanship and setting out and measurement of works and for any other attendance on the Engineer. |  | Item | 1 | 0 | 0 |  | 29700 | 29700 |  | 0 | 0 |  | 0 | 0 |  | 0 | 0 |  | 2000 | 2000 |  | 26000 | 26000 |  | 27000 | 27000 |  | 0 | 0 |  | 63600 | 63600 |  | 0 | 0
| Note | Note Details
3.3.96 | - | Programme of Works
| Item Code | Description | Item Remarks | Unit of Measurement | Quantity/Base Price | Unit Price/Discount % (Excluding VAT) | Total |  | Unit Price/Discount % (Excluding VAT) | Total |  | Unit Price/Discount % (Excluding VAT) | Total |  | Unit Price/Discount % (Excluding VAT) | Total |  | Unit Price/Discount % (Excluding VAT) | Total |  | Unit Price/Discount % (Excluding VAT) | Total |  | Unit Price/Discount % (Excluding VAT) | Total |  | Unit Price/Discount % (Excluding VAT) | Total |  | Unit Price/Discount % (Excluding VAT) | Total |  | Unit Price/Discount % (Excluding VAT) | Total |  | Unit Price/Discount % (Excluding VAT) | Total |  | Unit Price/Discount % (Excluding VAT) | Total |  | Unit Price/Discount % (Excluding VAT) | Total | Unit Price/Discount % (Excluding VAT) | Total | Unit Price/Discount % (Excluding VAT) | Total
3.3.97 | B1.44 | (*) The Contractor shall submit to the Engineer for approval a Critical Path Programme, in both hard and electronic format, and other supporting documentation of the works within the time stipulated in the Conditions of Contract together with details of equipment, procedures and method of work which the Contractor intends to utilize and to follow. |  | Item | 1 | 0 | 0 |  | 5500 | 5500 |  | 0 | 0 |  | 0 | 0 |  | 0 | 0 |  | 3000 | 3000 |  | 26000 | 26000 |  | 36000 | 36000 |  | 0 | 0 |  | 503100 | 503100 |  | 0 | 0
| Note | Note Details
3.3.98 | - | Method Statements
| Item Code | Description | Item Remarks | Unit of Measurement | Quantity/Base Price | Unit Price/Discount % (Excluding VAT) | Total |  | Unit Price/Discount % (Excluding VAT) | Total |  | Unit Price/Discount % (Excluding VAT) | Total |  | Unit Price/Discount % (Excluding VAT) | Total |  | Unit Price/Discount % (Excluding VAT) | Total |  | Unit Price/Discount % (Excluding VAT) | Total |  | Unit Price/Discount % (Excluding VAT) | Total |  | Unit Price/Discount % (Excluding VAT) | Total |  | Unit Price/Discount % (Excluding VAT) | Total |  | Unit Price/Discount % (Excluding VAT) | Total |  | Unit Price/Discount % (Excluding VAT) | Total |  | Unit Price/Discount % (Excluding VAT) | Total |  | Unit Price/Discount % (Excluding VAT) | Total | Unit Price/Discount % (Excluding VAT) | Total | Unit Price/Discount % (Excluding VAT) | Total
3.3.99 | B1.45 | (*) The Contractor shall compile and submit a detailed schedule of method statements, as specified and as required by the Engineer. |  | Item | 1 | 0 | 0 |  | 5500 | 5500 |  | 0 | 0 |  | 0 | 0 |  | 0 | 0 |  | 500 | 500 |  | 300000 | 300000 |  | 36000 | 36000 |  | 0 | 0 |  | 272700 | 272700 |  | 0 | 0
| Note | Note Details
3.3.100 | - | Progress Photographs
| Item Code | Description | Item Remarks | Unit of Measurement | Quantity/Base Price | Unit Price/Discount % (Excluding VAT) | Total |  | Unit Price/Discount % (Excluding VAT) | Total |  | Unit Price/Discount % (Excluding VAT) | Total |  | Unit Price/Discount % (Excluding VAT) | Total |  | Unit Price/Discount % (Excluding VAT) | Total |  | Unit Price/Discount % (Excluding VAT) | Total |  | Unit Price/Discount % (Excluding VAT) | Total |  | Unit Price/Discount % (Excluding VAT) | Total |  | Unit Price/Discount % (Excluding VAT) | Total |  | Unit Price/Discount % (Excluding VAT) | Total |  | Unit Price/Discount % (Excluding VAT) | Total |  | Unit Price/Discount % (Excluding VAT) | Total |  | Unit Price/Discount % (Excluding VAT) | Total | Unit Price/Discount % (Excluding VAT) | Total | Unit Price/Discount % (Excluding VAT) | Total
3.3.101 | B1.46 | (*) The Contractor shall arrange for monthly record photographs of Works as directed and specified by the Engineer. |  | Item | 1 | 0 | 0 |  | 5500 | 5500 |  | 0 | 0 |  | 0 | 0 |  | 0 | 0 |  | 4000 | 4000 |  | 70000 | 70000 |  | 18000 | 18000 |  | 0 | 0 |  | 200000 | 200000 |  | 15000 | 15000
| Note | Note Details
3.3.102 | - | Documents
| Item Code | Description | Item Remarks | Unit of Measurement | Quantity/Base Price | Unit Price/Discount % (Excluding VAT) | Total |  | Unit Price/Discount % (Excluding VAT) | Total |  | Unit Price/Discount % (Excluding VAT) | Total |  | Unit Price/Discount % (Excluding VAT) | Total |  | Unit Price/Discount % (Excluding VAT) | Total |  | Unit Price/Discount % (Excluding VAT) | Total |  | Unit Price/Discount % (Excluding VAT) | Total |  | Unit Price/Discount % (Excluding VAT) | Total |  | Unit Price/Discount % (Excluding VAT) | Total |  | Unit Price/Discount % (Excluding VAT) | Total |  | Unit Price/Discount % (Excluding VAT) | Total |  | Unit Price/Discount % (Excluding VAT) | Total |  | Unit Price/Discount % (Excluding VAT) | Total | Unit Price/Discount % (Excluding VAT) | Total | Unit Price/Discount % (Excluding VAT) | Total
3.3.103 | B1.47 | (*) The Contractor shall supply all the Testing and Commissioning Certificates; Training materials; Health and Safety Plan; As Built Drawings; Keys and any necessary passwords or codes and any other documentation required in accordance with the Contract. |  | Item | 1 | 0 | 0 |  | 11000 | 11000 |  | 0 | 0 |  | 0 | 0 |  | 0 | 0 |  | 500 | 500 |  | 24000 | 24000 |  | 18000 | 18000 |  | 0 | 0 |  | 447200 | 447200 |  | 0 | 0
| Note | Note Details
3.3.104 | - | Reports and Records
| Item Code | Description | Item Remarks | Unit of Measurement | Quantity/Base Price | Unit Price/Discount % (Excluding VAT) | Total |  | Unit Price/Discount % (Excluding VAT) | Total |  | Unit Price/Discount % (Excluding VAT) | Total |  | Unit Price/Discount % (Excluding VAT) | Total |  | Unit Price/Discount % (Excluding VAT) | Total |  | Unit Price/Discount % (Excluding VAT) | Total |  | Unit Price/Discount % (Excluding VAT) | Total |  | Unit Price/Discount % (Excluding VAT) | Total |  | Unit Price/Discount % (Excluding VAT) | Total |  | Unit Price/Discount % (Excluding VAT) | Total |  | Unit Price/Discount % (Excluding VAT) | Total |  | Unit Price/Discount % (Excluding VAT) | Total |  | Unit Price/Discount % (Excluding VAT) | Total | Unit Price/Discount % (Excluding VAT) | Total | Unit Price/Discount % (Excluding VAT) | Total
3.3.105 | B1.48 | (*) During the progress of the Works, records of all details and dimensions of the Works as constructed and shall at any time, submit such records to the Engineer as he may require. |  | Item | 1 | 0 | 0 |  | 11000 | 11000 |  | 0 | 0 |  | 0 | 0 |  | 0 | 0 |  | 500 | 500 |  | 10000 | 10000 |  | 18000 | 18000 |  | 0 | 0 |  | 312000 | 312000 |  | 0 | 0
| Note | Note Details
3.3.106 | - | In addition to those records which are specifically required by the Specification (e.g. test cubes of concrete, air temperature, etc.,) a site record shall be kept of the completion dates of the various works in each trade, with particular reference to work which requires time for drying out, such as solid backgrounds which receive in-situ screeds and finishing's, including the completion time of the individual layers of each application. (continued)
| Item Code | Description | Item Remarks | Unit of Measurement | Quantity/Base Price | Unit Price/Discount % (Excluding VAT) | Total |  | Unit Price/Discount % (Excluding VAT) | Total |  | Unit Price/Discount % (Excluding VAT) | Total |  | Unit Price/Discount % (Excluding VAT) | Total |  | Unit Price/Discount % (Excluding VAT) | Total |  | Unit Price/Discount % (Excluding VAT) | Total |  | Unit Price/Discount % (Excluding VAT) | Total |  | Unit Price/Discount % (Excluding VAT) | Total |  | Unit Price/Discount % (Excluding VAT) | Total |  | Unit Price/Discount % (Excluding VAT) | Total |  | Unit Price/Discount % (Excluding VAT) | Total |  | Unit Price/Discount % (Excluding VAT) | Total |  | Unit Price/Discount % (Excluding VAT) | Total | Unit Price/Discount % (Excluding VAT) | Total | Unit Price/Discount % (Excluding VAT) | Total
3.3.107 | B1.49 | (*) (continuation) The Contractor shall arrange for the original to be signed by the Engineer each calendar month, and for a copy to be issued to the Engineer at site meetings. |  | Item | 1 | 0 | 0 |  | 5500 | 5500 |  | 0 | 0 |  | 0 | 0 |  | 0 | 0 |  | 500 | 500 |  | 26000 | 26000 |  | 18000 | 18000 |  | 0 | 0 |  | 272300 | 272300 |  | 0 | 0
| Note | Note Details
3.3.108 | - | Contract Documents
| Item Code | Description | Item Remarks | Unit of Measurement | Quantity/Base Price | Unit Price/Discount % (Excluding VAT) | Total |  | Unit Price/Discount % (Excluding VAT) | Total |  | Unit Price/Discount % (Excluding VAT) | Total |  | Unit Price/Discount % (Excluding VAT) | Total |  | Unit Price/Discount % (Excluding VAT) | Total |  | Unit Price/Discount % (Excluding VAT) | Total |  | Unit Price/Discount % (Excluding VAT) | Total |  | Unit Price/Discount % (Excluding VAT) | Total |  | Unit Price/Discount % (Excluding VAT) | Total |  | Unit Price/Discount % (Excluding VAT) | Total |  | Unit Price/Discount % (Excluding VAT) | Total |  | Unit Price/Discount % (Excluding VAT) | Total |  | Unit Price/Discount % (Excluding VAT) | Total | Unit Price/Discount % (Excluding VAT) | Total | Unit Price/Discount % (Excluding VAT) | Total
3.3.109 | B1.50 | (*) The Contractor shall submit to Engineer / Employer with 3 sets (colored) hard copy and 5 CDs of scanned copy of the complete Contract Documents within 5 days of receipt of the fully signed Contract. |  | Item | 1 | 0 | 0 |  | 22000 | 22000 |  | 0 | 0 |  | 0 | 0 |  | 0 | 0 |  | 507.61 | 507.61 |  | 14000 | 14000 |  | 15000 | 15000 |  | 0 | 0 |  | 30000 | 30000 |  | 0 | 0
| Note | Note Details
3.3.110 | - | Preventive Maintenance During Defects Notification Period
| Item Code | Description | Item Remarks | Unit of Measurement | Quantity/Base Price | Unit Price/Discount % (Excluding VAT) | Total |  | Unit Price/Discount % (Excluding VAT) | Total |  | Unit Price/Discount % (Excluding VAT) | Total |  | Unit Price/Discount % (Excluding VAT) | Total |  | Unit Price/Discount % (Excluding VAT) | Total |  | Unit Price/Discount % (Excluding VAT) | Total |  | Unit Price/Discount % (Excluding VAT) | Total |  | Unit Price/Discount % (Excluding VAT) | Total |  | Unit Price/Discount % (Excluding VAT) | Total |  | Unit Price/Discount % (Excluding VAT) | Total |  | Unit Price/Discount % (Excluding VAT) | Total |  | Unit Price/Discount % (Excluding VAT) | Total |  | Unit Price/Discount % (Excluding VAT) | Total | Unit Price/Discount % (Excluding VAT) | Total | Unit Price/Discount % (Excluding VAT) | Total
3.3.111 | B1.51 | (*) Allow for complete preventive maintenance during Defects Notification Period for all Civil & Electro-Mechanical works as per the Contract. |  | Item | 1 | 0 | 0 |  | 184800 | 184800 |  | 0 | 0 |  | 0 | 0 |  | 0 | 0 |  | 2000 | 2000 |  | 270000 | 270000 |  | 180000 | 180000 |  | 0 | 0 |  | 150000 | 150000 |  | 300000 | 300000
| Note | Note Details
3.3.112 | - | Geotechnical Investigation
| Item Code | Description | Item Remarks | Unit of Measurement | Quantity/Base Price | Unit Price/Discount % (Excluding VAT) | Total |  | Unit Price/Discount % (Excluding VAT) | Total |  | Unit Price/Discount % (Excluding VAT) | Total |  | Unit Price/Discount % (Excluding VAT) | Total |  | Unit Price/Discount % (Excluding VAT) | Total |  | Unit Price/Discount % (Excluding VAT) | Total |  | Unit Price/Discount % (Excluding VAT) | Total |  | Unit Price/Discount % (Excluding VAT) | Total |  | Unit Price/Discount % (Excluding VAT) | Total |  | Unit Price/Discount % (Excluding VAT) | Total |  | Unit Price/Discount % (Excluding VAT) | Total |  | Unit Price/Discount % (Excluding VAT) | Total |  | Unit Price/Discount % (Excluding VAT) | Total | Unit Price/Discount % (Excluding VAT) | Total | Unit Price/Discount % (Excluding VAT) | Total
3.3.113 | B1.52 | (*) The contractor shall be responsible for conducting on-site evaluation and geotechnical investigations as per the specification and as required by the Engineer, including but not limited to test boring, site samples etc. The contractor shall supply all reports, documents, samples, etc. relevant to this work to the Engineer according to Specification and Drawings. |  | Item | 1 | 0 | 0 |  | 29150 | 29150 |  | 0 | 0 |  | 0 | 0 |  | 0 | 0 |  | 50000 | 50000 |  | 63000 | 63000 |  | 95000 | 95000 |  | 0 | 0 |  | 82000 | 82000 |  | 0 | 0
| Note | Note Details
3.3.114 | - | Estidama Compliance
| Item Code | Description | Item Remarks | Unit of Measurement | Quantity/Base Price | Unit Price/Discount % (Excluding VAT) | Total |  | Unit Price/Discount % (Excluding VAT) | Total |  | Unit Price/Discount % (Excluding VAT) | Total |  | Unit Price/Discount % (Excluding VAT) | Total |  | Unit Price/Discount % (Excluding VAT) | Total |  | Unit Price/Discount % (Excluding VAT) | Total |  | Unit Price/Discount % (Excluding VAT) | Total |  | Unit Price/Discount % (Excluding VAT) | Total |  | Unit Price/Discount % (Excluding VAT) | Total |  | Unit Price/Discount % (Excluding VAT) | Total |  | Unit Price/Discount % (Excluding VAT) | Total |  | Unit Price/Discount % (Excluding VAT) | Total |  | Unit Price/Discount % (Excluding VAT) | Total | Unit Price/Discount % (Excluding VAT) | Total | Unit Price/Discount % (Excluding VAT) | Total
3.3.115 | B1.54 | (*) The Contractor should comply with all requirements to ensure the achievement of required Pearl certification level using the Estidama Pearl Building Rating system. This requires that the Contractor be familiar with the mandatory and targeted credit requirements through the Estidama Design Rating submission. Estidama Design rating documentation to be furnished upon award of the Contract. The Contractor is responsible for all documentation required as part of the Estidama Construction Rating submission. |  | Item | 1 | 0 | 0 |  | 132000 | 132000 |  | 0 | 0 |  | 0 | 0 |  | 0 | 0 |  | 200000 | 200000 |  | 0 | 0 |  | 246000 | 246000 |  | 0 | 0 |  | 750000 | 750000 |  | 150000 | 150000
| Note | Note Details
3.3.116 | - | Contractor's Adjustment
| Item Code | Description | Item Remarks | Unit of Measurement | Quantity/Base Price | Unit Price/Discount % (Excluding VAT) | Total |  | Unit Price/Discount % (Excluding VAT) | Total |  | Unit Price/Discount % (Excluding VAT) | Total |  | Unit Price/Discount % (Excluding VAT) | Total |  | Unit Price/Discount % (Excluding VAT) | Total |  | Unit Price/Discount % (Excluding VAT) | Total |  | Unit Price/Discount % (Excluding VAT) | Total |  | Unit Price/Discount % (Excluding VAT) | Total |  | Unit Price/Discount % (Excluding VAT) | Total |  | Unit Price/Discount % (Excluding VAT) | Total |  | Unit Price/Discount % (Excluding VAT) | Total |  | Unit Price/Discount % (Excluding VAT) | Total |  | Unit Price/Discount % (Excluding VAT) | Total | Unit Price/Discount % (Excluding VAT) | Total | Unit Price/Discount % (Excluding VAT) | Total
3.3.117 | B1.55 | (*) Allow for 3rd Party Road Safety Audit after completion of external Construction works. |  | Item | 1 | 0 | 0 |  | 110000 | 110000 |  | 0 | 0 |  | 0 | 0 |  | 0 | 0 |  | 0 | 0 |  | 150000 | 150000 |  | 10000 | 10000 |  | 0 | 0 |  | 50000 | 50000 |  | 10000 | 10000
| Note | Note Details
3.3.118 | - | Smart Attendance Devices for the use of the Employer and their Representatives
| Item Code | Description | Item Remarks | Unit of Measurement | Quantity/Base Price | Unit Price/Discount % (Excluding VAT) | Total |  | Unit Price/Discount % (Excluding VAT) | Total |  | Unit Price/Discount % (Excluding VAT) | Total |  | Unit Price/Discount % (Excluding VAT) | Total |  | Unit Price/Discount % (Excluding VAT) | Total |  | Unit Price/Discount % (Excluding VAT) | Total |  | Unit Price/Discount % (Excluding VAT) | Total |  | Unit Price/Discount % (Excluding VAT) | Total |  | Unit Price/Discount % (Excluding VAT) | Total |  | Unit Price/Discount % (Excluding VAT) | Total |  | Unit Price/Discount % (Excluding VAT) | Total |  | Unit Price/Discount % (Excluding VAT) | Total |  | Unit Price/Discount % (Excluding VAT) | Total | Unit Price/Discount % (Excluding VAT) | Total | Unit Price/Discount % (Excluding VAT) | Total
3.3.119 | B1.55 | (*) Allow for Smart Attendance Devices for the use of the Employer and their representatives as required by the Employer and linked to Musanada Central system. The Contractor has to provide internet connection for its functioning of this device until issuance of Taking Over Certificate |  | Item | 1 | 0 | 0 |  | 16500 | 16500 |  | 0 | 0 |  | 0 | 0 |  | 0 | 0 |  | 8500 | 8500 |  | 100000 | 100000 |  | 25000 | 25000 |  | 0 | 0 |  | 10800 | 10800 |  | 5000 | 5000
3.3.120 | B1.57 | (*) Contractor may price here any items which has been shown in the drawings or any other documents but overlooked or not specifically mentioned in the schedule of items and is necessary for the satisfactory completion of the Works. Should the Contractor fail to insert any item here, it will be deemed that Lump Sum Contract Price includes all such items and no claims for additional items will be entertained. |  | Item | 1 | 0 | 0 |  | 0 | 0 |  | 0 | 0 |  | 0 | 0 |  | 0 | 0 |  | 0 | 0 |  | 3000000 | 3000000 |  | 0 | 0 |  | 0 | 0 |  | 0 | 0 |  | 0 | 0
| Note | Note Details
3.3.121 | - | Please attach one PDF file to be named "Additional Items for (insert bill no/name & Section No/name)" for the details of these additional items in the additional attachment area at the end of the BOQ.
3.4 SECTION B - SITE WORK | [5 empty] | 8 (out of 8) | 0 |  | 8 (out of 8) | 1112851.445 |  | 8 (out of 8) | 1082965 |  | 8 (out of 8) | 1969537.4 |  | 8 (out of 8) | 2129866 |  | 8 (out of 8) | 879151 |  | 8 (out of 8) | 837317 |  | 8 (out of 8) | 2242035 |  | 8 (out of 8) | 3190823 |  | 8 (out of 8) | 2114334 |  | 8 (out of 8) | 1899873.31
| Note | Note Details
3.4.1 | - | The Contractor is referred to the Drawings and Specification for all details related to this section of the Works and he is to include for complying with all the requirements contained therein, whether or not they are specifically mentioned within the item descriptions
| Item Code | Description | Item Remarks | Unit of Measurement | Quantity/Base Price | Unit Price/Discount % (Excluding VAT) | Total |  | Unit Price/Discount % (Excluding VAT) | Total |  | Unit Price/Discount % (Excluding VAT) | Total |  | Unit Price/Discount % (Excluding VAT) | Total |  | Unit Price/Discount % (Excluding VAT) | Total |  | Unit Price/Discount % (Excluding VAT) | Total |  | Unit Price/Discount % (Excluding VAT) | Total |  | Unit Price/Discount % (Excluding VAT) | Total |  | Unit Price/Discount % (Excluding VAT) | Total |  | Unit Price/Discount % (Excluding VAT) | Total |  | Unit Price/Discount % (Excluding VAT) | Total |  | Unit Price/Discount % (Excluding VAT) | Total |  | Unit Price/Discount % (Excluding VAT) | Total | Unit Price/Discount % (Excluding VAT) | Total | Unit Price/Discount % (Excluding VAT) | Total
3.4.2 | 2B.01 | (*) Trial pits and trenches; Excavate trial pits and trenches by hand as specified and as necessary to locate existing services within the plot area |  | Item | 1 | 0 | 0 |  | 5001.445 | 5001.445 |  | 66000 | 66000 |  | 0 | 0 |  | 11500 | 11500 |  | 948 | 948 |  | 0 | 0 |  | 210000 | 210000 |  | 14100 | 14100 |  | 5218 | 5218 |  | 11000 | 11000
| Note | Note Details
3.4.3 | - | Earthworks including excavation in all materials, backfilling, compaction, and removal of surplus excavated materials from site
| Item Code | Description | Item Remarks | Unit of Measurement | Quantity/Base Price | Unit Price/Discount % (Excluding VAT) | Total |  | Unit Price/Discount % (Excluding VAT) | Total |  | Unit Price/Discount % (Excluding VAT) | Total |  | Unit Price/Discount % (Excluding VAT) | Total |  | Unit Price/Discount % (Excluding VAT) | Total |  | Unit Price/Discount % (Excluding VAT) | Total |  | Unit Price/Discount % (Excluding VAT) | Total |  | Unit Price/Discount % (Excluding VAT) | Total |  | Unit Price/Discount % (Excluding VAT) | Total |  | Unit Price/Discount % (Excluding VAT) | Total |  | Unit Price/Discount % (Excluding VAT) | Total |  | Unit Price/Discount % (Excluding VAT) | Total |  | Unit Price/Discount % (Excluding VAT) | Total | Unit Price/Discount % (Excluding VAT) | Total | Unit Price/Discount % (Excluding VAT) | Total
3.4.4 | 2B.02 | (*) Excavation for building foundations |  | m3 | 35699 | 0 | 0 |  | 9 | 321291 |  | 11 | 392689 |  | 27.6 | 985292.4 |  | 12 | 428388 |  | 9 | 321291 |  | 11 | 392689 |  | 15 | 535485 |  | 28 | 999572 |  | 24 | 856776 |  | 27.5 | 981722.5
3.4.5 | 2B.03 | (*) Backfilling with excavated materials |  | m3 | 21333 | 0 | 0 |  | 25 | 533325 |  | 22 | 469326 |  | 35 | 746655 |  | 18 | 383994 |  | 14 | 298662 |  | 16 | 341328 |  | 50 | 1066650 |  | 47 | 1002651 |  | 45 | 959985 |  | 22 | 469326
3.4.6 | 2B.04 | (*) Allow for termite control treatment horizontally, vertically & perimeter of building etc |  | m2 | 51650 | 0 | 0 |  | 4 | 206600 |  | 3 | 154950 |  | 4.6 | 237590 |  | 6 | 309900 |  | 5 | 258250 |  | 2 | 103300 |  | 6 | 309900 |  | 10 | 516500 |  | 4.2 | 216930 |  | 2.75 | 142037.5
3.4.7 | 2B.05 | (*) Dewatering, provide suitable system for dewatering and keeping the surface free from ground or surface water and maintain up to completion of structures and placement of structural backfill up to finished ground level and prior approval is obtained from the Engineer |  | Item | 1 | 0 | 0 |  | 11000 | 11000 |  | 0 | 0 |  | 0 | 0 |  | 0 | 0 |  | 0 | 0 |  | 0 | 0 |  | 120000 | 120000 |  | 188000 | 188000 |  | 14588 | 14588 |  | 0 | 0
3.4.8 | 2B.06 | (*) Removal, protection if necessary of existing underground utilities such as Electrical cable, sewerage etc….and cart away to store / disposal area as instructed by the Client/ Engineer |  | Item | 1 | 0 | 0 |  | 11000 | 11000 |  | 0 | 0 |  | 0 | 0 |  | 0 | 0 |  | 0 | 0 |  | 0 | 0 |  | 0 | 0 |  | 188000 | 188000 |  | 26088 | 26088 |  | 27500 | 27500
3.4.9 | 2B.07 | (*) Remove the manholes inside the plot and part plug the existing sewerage line as per the concerned authority. |  | Item | 1 | 0 | 0 |  | 24634 | 24634 |  | 0 | 0 |  | 0 | 0 |  | 0 | 0 |  | 0 | 0 |  | 0 | 0 |  | 0 | 0 |  | 282000 | 282000 |  | 34749 | 34749 |  | 27500 | 27500
| Note | Note Details
3.4.10 | - | Contractor's Adjustment
| Item Code | Description | Item Remarks | Unit of Measurement | Quantity/Base Price | Unit Price/Discount % (Excluding VAT) | Total |  | Unit Price/Discount % (Excluding VAT) | Total |  | Unit Price/Discount % (Excluding VAT) | Total |  | Unit Price/Discount % (Excluding VAT) | Total |  | Unit Price/Discount % (Excluding VAT) | Total |  | Unit Price/Discount % (Excluding VAT) | Total |  | Unit Price/Discount % (Excluding VAT) | Total |  | Unit Price/Discount % (Excluding VAT) | Total |  | Unit Price/Discount % (Excluding VAT) | Total |  | Unit Price/Discount % (Excluding VAT) | Total |  | Unit Price/Discount % (Excluding VAT) | Total |  | Unit Price/Discount % (Excluding VAT) | Total |  | Unit Price/Discount % (Excluding VAT) | Total | Unit Price/Discount % (Excluding VAT) | Total | Unit Price/Discount % (Excluding VAT) | Total
3.4.11 | 2B.08 | (*) Contractor may price here any items which has been shown in the drawings or any other documents but overlooked or not specifically mentioned in the schedule of items and is necessary for the satisfactory completion of the Works. Should the Contractor fail to insert any item here, it will be deemed that Lump Sum Contract Price includes all such items and no claims for additional items will be entertained. |  | Item | 1 | 0 | 0 |  | 0 | 0 |  | 0 | 0 |  | 0 | 0 |  | 996084 | 996084 |  | 0 | 0 |  | 0 | 0 |  | 0 | 0 |  | 0 | 0 |  | 0 | 0 |  | 240787.31 | 240787.31
| Note | Note Details
3.4.12 | - | Please attach one PDF file to be named "Additional Items for (insert bill no/name & Section No/name)" for the details of these additional items in the additional attachment area at the end of the BOQ.
3.5 SECTION C - CONCRETE WORK | [5 empty] | 32 (out of 32) | 0 |  | 32 (out of 32) | 26944477 |  | 32 (out of 32) | 29361650 |  | 32 (out of 32) | 35938970.93 |  | 32 (out of 32) | 37241731 |  | 32 (out of 32) | 35479358 |  | 32 (out of 32) | 33178637 |  | 32 (out of 32) | 36608107 |  | 32 (out of 32) | 34159326 |  | 32 (out of 32) | 30337710 |  | 32 (out of 32) | 36843668.98
| Note | Note Details
3.5.1 | - | The Contractor is referred to the Drawings and Specification for all details related to this section of the Works and he is to include for complying with all the requirements contained therein, whether or not they are specifically mentioned within the item descriptions
3.5.2 | - | Substructure
3.5.3 | - | Blinding concrete grade 20/20 including formwork and additives
| Item Code | Description | Item Remarks | Unit of Measurement | Quantity/Base Price | Unit Price/Discount % (Excluding VAT) | Total |  | Unit Price/Discount % (Excluding VAT) | Total |  | Unit Price/Discount % (Excluding VAT) | Total |  | Unit Price/Discount % (Excluding VAT) | Total |  | Unit Price/Discount % (Excluding VAT) | Total |  | Unit Price/Discount % (Excluding VAT) | Total |  | Unit Price/Discount % (Excluding VAT) | Total |  | Unit Price/Discount % (Excluding VAT) | Total |  | Unit Price/Discount % (Excluding VAT) | Total |  | Unit Price/Discount % (Excluding VAT) | Total |  | Unit Price/Discount % (Excluding VAT) | Total |  | Unit Price/Discount % (Excluding VAT) | Total |  | Unit Price/Discount % (Excluding VAT) | Total | Unit Price/Discount % (Excluding VAT) | Total | Unit Price/Discount % (Excluding VAT) | Total
3.5.4 | 2C.01 | (*) 75 mm thick blinding (including sheds footings) |  | m2 | 29682 | 0 | 0 |  | 28 | 831096 |  | 27 | 801414 |  | 27.49 | 815958.18 |  | 33 | 979506 |  | 24 | 712368 |  | 35 | 1038870 |  | 41 | 1216962 |  | 28 | 831096 |  | 27 | 801414 |  | 25.37 | 753032.34
3.5.5 | 2C.01 | (*) 50 mm thick blinding |  | m2 | 1684 | 0 | 0 |  | 21 | 35364 |  | 18 | 30312 |  | 18.32 | 30850.88 |  | 22 | 37048 |  | 16 | 26944 |  | 25 | 42100 |  | 30 | 50520 |  | 33 | 55572 |  | 20 | 33680 |  | 16.91 | 28476.44
| Note | Note Details
3.5.6 | - | Reinforced concrete grade 40/20 including formwork, deformed high yield steel, water stops, construction joints, joint filler, sealants and additives
| Item Code | Description | Item Remarks | Unit of Measurement | Quantity/Base Price | Unit Price/Discount % (Excluding VAT) | Total |  | Unit Price/Discount % (Excluding VAT) | Total |  | Unit Price/Discount % (Excluding VAT) | Total |  | Unit Price/Discount % (Excluding VAT) | Total |  | Unit Price/Discount % (Excluding VAT) | Total |  | Unit Price/Discount % (Excluding VAT) | Total |  | Unit Price/Discount % (Excluding VAT) | Total |  | Unit Price/Discount % (Excluding VAT) | Total |  | Unit Price/Discount % (Excluding VAT) | Total |  | Unit Price/Discount % (Excluding VAT) | Total |  | Unit Price/Discount % (Excluding VAT) | Total |  | Unit Price/Discount % (Excluding VAT) | Total |  | Unit Price/Discount % (Excluding VAT) | Total | Unit Price/Discount % (Excluding VAT) | Total | Unit Price/Discount % (Excluding VAT) | Total
3.5.7 | 2C.02 | (*) Footing (including sheds footings) |  | m3 | 15100 | 0 | 0 |  | 686 | 10358600 |  | 840 | 12684000 |  | 979.46 | 14789846 |  | 1222 | 18452200 |  | 995 | 15024500 |  | 940 | 14194000 |  | 1015 | 15326500 |  | 940 | 14194000 |  | 870 | 13137000 |  | 953.29 | 14394679
3.5.8 | 2C.03 | (*) Columns and walls neck |  | m3 | 322 | 0 | 0 |  | 1296 | 417312 |  | 1886 | 607292 |  | 2478.71 | 798144.62 |  | 1428 | 459816 |  | 2616 | 842352 |  | 940 | 302680 |  | 1584 | 510048 |  | 1100 | 354200 |  | 1112 | 358064 |  | 2411.94 | 776644.68
3.5.9 | 2C.04 | (*) Ground beams |  | m3 | 950 | 0 | 0 |  | 1096 | 1041200 |  | 1131 | 1074450 |  | 1599.72 | 1519734 |  | 1377 | 1308150 |  | 1327 | 1260650 |  | 940 | 893000 |  | 1340 | 1273000 |  | 1128 | 1071600 |  | 1112 | 1056400 |  | 1386.46 | 1317137
3.5.10 | 2C.05 | (*) 150mm thick ground Slab |  | m3 | 1700 | 0 | 0 |  | 579 | 984300 |  | 715 | 1215500 |  | 1050 | 1785000 |  | 982 | 1669400 |  | 569 | 967300 |  | 940 | 1598000 |  | 832 | 1414400 |  | 799 | 1358300 |  | 766 | 1302200 |  | 624.5 | 1061650
3.5.11 | 2C.06 | (*) Ramps & steps |  | m3 | 205 | 0 | 0 |  | 894 | 183270 |  | 983 | 201515 |  | 979.46 | 200789.3 |  | 1063 | 217915 |  | 1043 | 213815 |  | 940 | 192700 |  | 1015 | 208075 |  | 1034 | 211970 |  | 1112 | 227960 |  | 619 | 126895
| Note | Note Details
3.5.12 | - | Superstructure
3.5.13 | - | Reinforced concrete grade 40/20 including formwork, deformed high yield steel, water stops, construction joints, joint filler, sealants and additives
| Item Code | Description | Item Remarks | Unit of Measurement | Quantity/Base Price | Unit Price/Discount % (Excluding VAT) | Total |  | Unit Price/Discount % (Excluding VAT) | Total |  | Unit Price/Discount % (Excluding VAT) | Total |  | Unit Price/Discount % (Excluding VAT) | Total |  | Unit Price/Discount % (Excluding VAT) | Total |  | Unit Price/Discount % (Excluding VAT) | Total |  | Unit Price/Discount % (Excluding VAT) | Total |  | Unit Price/Discount % (Excluding VAT) | Total |  | Unit Price/Discount % (Excluding VAT) | Total |  | Unit Price/Discount % (Excluding VAT) | Total |  | Unit Price/Discount % (Excluding VAT) | Total |  | Unit Price/Discount % (Excluding VAT) | Total |  | Unit Price/Discount % (Excluding VAT) | Total | Unit Price/Discount % (Excluding VAT) | Total | Unit Price/Discount % (Excluding VAT) | Total
3.5.14 | 2C.07 | (*) Columns & Walls |  | m3 | 2736 | 0 | 0 |  | 1144 | 3129984 |  | 1669 | 4566384 |  | 2055.95 | 5625079.2 |  | 1403 | 3838608 |  | 1650 | 4514400 |  | 1345 | 3679920 |  | 1584 | 4333824 |  | 1128 | 3086208 |  | 1156 | 3162816 |  | 1784.61 | 4882692.96
| Note | Note Details
3.5.15 | - | Horizontal suspended slabs, as per detail drawing and specification With thickness :
| Item Code | Description | Item Remarks | Unit of Measurement | Quantity/Base Price | Unit Price/Discount % (Excluding VAT) | Total |  | Unit Price/Discount % (Excluding VAT) | Total |  | Unit Price/Discount % (Excluding VAT) | Total |  | Unit Price/Discount % (Excluding VAT) | Total |  | Unit Price/Discount % (Excluding VAT) | Total |  | Unit Price/Discount % (Excluding VAT) | Total |  | Unit Price/Discount % (Excluding VAT) | Total |  | Unit Price/Discount % (Excluding VAT) | Total |  | Unit Price/Discount % (Excluding VAT) | Total |  | Unit Price/Discount % (Excluding VAT) | Total |  | Unit Price/Discount % (Excluding VAT) | Total |  | Unit Price/Discount % (Excluding VAT) | Total |  | Unit Price/Discount % (Excluding VAT) | Total | Unit Price/Discount % (Excluding VAT) | Total | Unit Price/Discount % (Excluding VAT) | Total
3.5.16 | 2C.08 | (*) 140 mm thick |  | m3 | 22 | 0 | 0 |  | 974 | 21428 |  | 1028 | 22616 |  | 1649.77 | 36294.94 |  | 1274 | 28028 |  | 1308 | 28776 |  | 1345 | 29590 |  | 1292 | 28424 |  | 1081 | 23782 |  | 1042 | 22924 |  | 1760.92 | 38740.24
3.5.17 | 2c | (*) 150 mm thick |  | m3 | 59 | 0 | 0 |  | 1012 | 59708 |  | 1086 | 64074 |  | 1649.77 | 97336.43 |  | 1274 | 75166 |  | 1308 | 77172 |  | 1345 | 79355 |  | 1292 | 76228 |  | 1081 | 63779 |  | 1042 | 61478 |  | 1760.92 | 103894.28
3.5.18 | 2C.09 | (*) 160 mm thick |  | m3 | 156 | 0 | 0 |  | 933 | 145548 |  | 1028 | 160368 |  | 1568.27 | 244650.12 |  | 1274 | 198744 |  | 1413 | 220428 |  | 1345 | 209820 |  | 1292 | 201552 |  | 1081 | 168636 |  | 1042 | 162552 |  | 1760.92 | 274703.52
3.5.19 | 2C.10 | (*) 175 mm thick |  | m3 | 168 | 0 | 0 |  | 1066 | 179088 |  | 1036 | 174048 |  | 1499.42 | 251902.56 |  | 1274 | 214032 |  | 1612 | 270816 |  | 1345 | 225960 |  | 1292 | 217056 |  | 1081 | 181608 |  | 1042 | 175056 |  | 1760.92 | 295834.56
3.5.20 | 2C.11 | (*) 180 mm thick |  | m3 | 103 | 0 | 0 |  | 1005 | 103515 |  | 1075 | 110725 |  | 1443.21 | 148650.63 |  | 1274 | 131222 |  | 1659 | 170877 |  | 1345 | 138535 |  | 1292 | 133076 |  | 1081 | 111343 |  | 1042 | 107326 |  | 1760.92 | 181374.76
3.5.21 | 2C.12 | (*) 200 mm thick |  | m3 | 263 | 0 | 0 |  | 901 | 236963 |  | 948 | 249324 |  | 1422.77 | 374188.51 |  | 1274 | 335062 |  | 1242 | 326646 |  | 1345 | 353735 |  | 1292 | 339796 |  | 1081 | 284303 |  | 1042 | 274046 |  | 1760.92 | 463121.96
3.5.22 | 2C.13 | (*) 220 mm thick |  | m3 | 167 | 0 | 0 |  | 896 | 149632 |  | 1062 | 177354 |  | 1371.67 | 229068.89 |  | 1274 | 212758 |  | 1725 | 288075 |  | 1345 | 224615 |  | 1280 | 213760 |  | 1081 | 180527 |  | 1042 | 174014 |  | 1760.92 | 294073.64
3.5.23 | 2C.14 | (*) 250 mm thick |  | m3 | 354 | 0 | 0 |  | 1090 | 385860 |  | 1153 | 408162 |  | 1320.58 | 467485.32 |  | 1274 | 450996 |  | 1422 | 503388 |  | 1345 | 476130 |  | 1280 | 453120 |  | 1081 | 382674 |  | 1042 | 368868 |  | 1760.92 | 623365.68
3.5.24 | 2C.15 | (*) 300 mm thick |  | m3 | 78 | 0 | 0 |  | 1015 | 79170 |  | 1094 | 85332 |  | 1252.52 | 97696.56 |  | 1274 | 99372 |  | 1517 | 118326 |  | 1345 | 104910 |  | 1300 | 101400 |  | 1081 | 84318 |  | 1042 | 81276 |  | 1760.92 | 137351.76
3.5.25 | 2C.16 | (*) Mechanical equipment Pad (300 mm) |  | m3 | 147 | 0 | 0 |  | 989 | 145383 |  | 644 | 94668 |  | 979.46 | 143980.62 |  | 1222 | 179634 |  | 1564 | 229908 |  | 1345 | 197715 |  | 1000 | 147000 |  | 1081 | 158907 |  | 1042 | 153174 |  | 1760.92 | 258855.24
3.5.26 | 2C.17 | (*) Beams |  | m3 | 2350 | 0 | 0 |  | 1071 | 2516850 |  | 1409 | 3311150 |  | 1961.35 | 4609172.5 |  | 1377 | 3235950 |  | 1991 | 4678850 |  | 1345 | 3160750 |  | 1580 | 3713000 |  | 1081 | 2540350 |  | 1307 | 3071450 |  | 1680.56 | 3949316
| Note | Note Details
3.5.27 | - | Hollow core
| Item Code | Description | Item Remarks | Unit of Measurement | Quantity/Base Price | Unit Price/Discount % (Excluding VAT) | Total |  | Unit Price/Discount % (Excluding VAT) | Total |  | Unit Price/Discount % (Excluding VAT) | Total |  | Unit Price/Discount % (Excluding VAT) | Total |  | Unit Price/Discount % (Excluding VAT) | Total |  | Unit Price/Discount % (Excluding VAT) | Total |  | Unit Price/Discount % (Excluding VAT) | Total |  | Unit Price/Discount % (Excluding VAT) | Total |  | Unit Price/Discount % (Excluding VAT) | Total |  | Unit Price/Discount % (Excluding VAT) | Total |  | Unit Price/Discount % (Excluding VAT) | Total |  | Unit Price/Discount % (Excluding VAT) | Total |  | Unit Price/Discount % (Excluding VAT) | Total | Unit Price/Discount % (Excluding VAT) | Total | Unit Price/Discount % (Excluding VAT) | Total
3.5.28 | 2C.18 | (*) Slab 200mm thick |  | m2 | 1772 | 0 | 0 |  | 177 | 313644 |  | 133 | 235676 |  | 179.33 | 317772.76 |  | 148 | 262256 |  | 166 | 294152 |  | 214 | 379208 |  | 227 | 402244 |  | 263 | 466036 |  | 197 | 349084 |  | 174.6 | 309391.2
3.5.29 | 2C.19 | (*) Slab 265mm thick |  | m2 | 6070 | 0 | 0 |  | 203 | 1232210 |  | 154 | 934780 |  | 204.63 | 1242104.1 |  | 171 | 1037970 |  | 190 | 1153300 |  | 251 | 1523570 |  | 260 | 1578200 |  | 306 | 1857420 |  | 234 | 1420380 |  | 196.6 | 1193362
3.5.30 | 2C.20 | (*) Slab 320mm thick |  | m2 | 3198 | 0 | 0 |  | 224 | 716352 |  | 169 | 540462 |  | 218.43 | 698539.14 |  | 192 | 614016 |  | 213 | 681174 |  | 273 | 873054 |  | 292 | 933816 |  | 306 | 978588 |  | 249 | 796302 |  | 213.1 | 681493.8
3.5.31 | 2C.21 | (*) Slab 400mm thick |  | m2 | 4013 | 0 | 0 |  | 269 | 1079497 |  | 194 | 778522 |  | 258.68 | 1038082.84 |  | 218 | 874834 |  | 246 | 987198 |  | 295 | 1183835 |  | 335 | 1344355 |  | 404 | 1621252 |  | 299 | 1199887 |  | 251.6 | 1009670.8
3.5.32 | 2C.22 | (*) Slab 500mm thick |  | m2 | 481 | 0 | 0 |  | 312 | 150072 |  | 274 | 131794 |  | 356.43 | 171442.83 |  | 252 | 121212 |  | 265 | 127465 |  | 320 | 153920 |  | 443 | 213083 |  | 470 | 226070 |  | 357 | 171717 |  | 295.6 | 142183.6
| Note | Note Details
3.5.33 | - | Tanks
| Item Code | Description | Item Remarks | Unit of Measurement | Quantity/Base Price | Unit Price/Discount % (Excluding VAT) | Total |  | Unit Price/Discount % (Excluding VAT) | Total |  | Unit Price/Discount % (Excluding VAT) | Total |  | Unit Price/Discount % (Excluding VAT) | Total |  | Unit Price/Discount % (Excluding VAT) | Total |  | Unit Price/Discount % (Excluding VAT) | Total |  | Unit Price/Discount % (Excluding VAT) | Total |  | Unit Price/Discount % (Excluding VAT) | Total |  | Unit Price/Discount % (Excluding VAT) | Total |  | Unit Price/Discount % (Excluding VAT) | Total |  | Unit Price/Discount % (Excluding VAT) | Total |  | Unit Price/Discount % (Excluding VAT) | Total |  | Unit Price/Discount % (Excluding VAT) | Total | Unit Price/Discount % (Excluding VAT) | Total | Unit Price/Discount % (Excluding VAT) | Total
3.5.34 | 2C.23 | (*) Foundation |  | m3 | 242 | 0 | 0 |  | 870 | 210540 |  | 861 | 208362 |  | 0 | 0 |  | 1280 | 309760 |  | 0 | 0 |  | 1345 | 325490 |  | 1015 | 245630 |  | 1166 | 282172 |  | 922 | 223124 |  | 953.29 | 230696.18
3.5.35 | 2C.24 | (*) Walls |  | m3 | 178 | 0 | 0 |  | 1153 | 205234 |  | 1334 | 237452 |  | 0 | 0 |  | 1305 | 232290 |  | 0 | 0 |  | 1345 | 239410 |  | 1584 | 281952 |  | 1166 | 207548 |  | 1164 | 207192 |  | 2411.94 | 429325.32
3.5.36 | 2C.25 | (*) Slabs |  | m3 | 94 | 0 | 0 |  | 942 | 88548 |  | 932 | 87608 |  | 0 | 0 |  | 1280 | 120320 |  | 0 | 0 |  | 1345 | 126430 |  | 1280 | 120320 |  | 1166 | 109604 |  | 1042 | 97948 |  | 1760.92 | 165526.48
| Note | Note Details
3.5.37 | - | Swimming Pools
| Item Code | Description | Item Remarks | Unit of Measurement | Quantity/Base Price | Unit Price/Discount % (Excluding VAT) | Total |  | Unit Price/Discount % (Excluding VAT) | Total |  | Unit Price/Discount % (Excluding VAT) | Total |  | Unit Price/Discount % (Excluding VAT) | Total |  | Unit Price/Discount % (Excluding VAT) | Total |  | Unit Price/Discount % (Excluding VAT) | Total |  | Unit Price/Discount % (Excluding VAT) | Total |  | Unit Price/Discount % (Excluding VAT) | Total |  | Unit Price/Discount % (Excluding VAT) | Total |  | Unit Price/Discount % (Excluding VAT) | Total |  | Unit Price/Discount % (Excluding VAT) | Total |  | Unit Price/Discount % (Excluding VAT) | Total |  | Unit Price/Discount % (Excluding VAT) | Total | Unit Price/Discount % (Excluding VAT) | Total | Unit Price/Discount % (Excluding VAT) | Total
3.5.38 | 2C.26 | (*) Raft & Walls |  | m3 | 114 | 0 | 0 |  | 1471 | 167694 |  | 1069 | 121866 |  | 1800 | 205200 |  | 1292 | 147288 |  | 1185 | 135090 |  | 1140 | 129960 |  | 1584 | 180576 |  | 1166 | 132924 |  | 1164 | 132696 |  | 2411.94 | 274961.16
| Note | Note Details
3.5.39 | - | Boundary Wall
| Item Code | Description | Item Remarks | Unit of Measurement | Quantity/Base Price | Unit Price/Discount % (Excluding VAT) | Total |  | Unit Price/Discount % (Excluding VAT) | Total |  | Unit Price/Discount % (Excluding VAT) | Total |  | Unit Price/Discount % (Excluding VAT) | Total |  | Unit Price/Discount % (Excluding VAT) | Total |  | Unit Price/Discount % (Excluding VAT) | Total |  | Unit Price/Discount % (Excluding VAT) | Total |  | Unit Price/Discount % (Excluding VAT) | Total |  | Unit Price/Discount % (Excluding VAT) | Total |  | Unit Price/Discount % (Excluding VAT) | Total |  | Unit Price/Discount % (Excluding VAT) | Total |  | Unit Price/Discount % (Excluding VAT) | Total |  | Unit Price/Discount % (Excluding VAT) | Total | Unit Price/Discount % (Excluding VAT) | Total | Unit Price/Discount % (Excluding VAT) | Total
3.5.40 | 2C.27 | (*) 75 mm thick blinding |  | m2 | 1720 | 0 | 0 |  | 28 | 48160 |  | 27 | 46440 |  | 0 | 0 |  | 33 | 56760 |  | 24 | 41280 |  | 35 | 60200 |  | 42 | 72240 |  | 940 | 1616800 |  | 27 | 46440 |  | 25.37 | 43636.4
3.5.41 | 2C.28 | (*) Footing |  | m3 | 1069 | 0 | 0 |  | 903 | 965307 |  | 0 | 0 |  | 0 | 0 |  | 1222 | 1306318 |  | 1422 | 1520118 |  | 940 | 1004860 |  | 1150 | 1229350 |  | 1222 | 1306318 |  | 870 | 930030 |  | 953.29 | 1019067.01
3.5.42 | 2C.29 | (*) Concrete Pedestals & Entrances Columns |  | m3 | 27 | 0 | 0 |  | 1036 | 27972 |  | 0 | 0 |  | 0 | 0 |  | 1300 | 35100 |  | 2370 | 63990 |  | 1345 | 36315 |  | 1800 | 48600 |  | 423 | 11421 |  | 1156 | 31212 |  | 2411.94 | 65122.38
| Note | Note Details
3.5.43 | - | Contractor's Adjustment
| Item Code | Description | Item Remarks | Unit of Measurement | Quantity/Base Price | Unit Price/Discount % (Excluding VAT) | Total |  | Unit Price/Discount % (Excluding VAT) | Total |  | Unit Price/Discount % (Excluding VAT) | Total |  | Unit Price/Discount % (Excluding VAT) | Total |  | Unit Price/Discount % (Excluding VAT) | Total |  | Unit Price/Discount % (Excluding VAT) | Total |  | Unit Price/Discount % (Excluding VAT) | Total |  | Unit Price/Discount % (Excluding VAT) | Total |  | Unit Price/Discount % (Excluding VAT) | Total |  | Unit Price/Discount % (Excluding VAT) | Total |  | Unit Price/Discount % (Excluding VAT) | Total |  | Unit Price/Discount % (Excluding VAT) | Total |  | Unit Price/Discount % (Excluding VAT) | Total | Unit Price/Discount % (Excluding VAT) | Total | Unit Price/Discount % (Excluding VAT) | Total
3.5.44 | 2C.31 | (*) Contractor may price here any items which has been shown in the drawings or any other documents but overlooked or not specifically mentioned in the schedule of items and is necessary for the satisfactory completion of the Works. Should the Contractor fail to insert any item here, it will be deemed that Lump Sum Contract Price includes all such items and no claims for additional items will be entertained. |  | Item | 1 | 0 | 0 |  | 734976 | 734976 |  | 0 | 0 |  | 0 | 0 |  | 0 | 0 |  | 0 | 0 |  | 0 | 0 |  | 0 | 0 |  | 0 | 0 |  | 0 | 0 |  | 1317393.59 | 1317393.59
| Note | Note Details
3.5.45 | - | Please attach one PDF file to be named "Additional Items for (insert bill no/name & Section No/name)" for the details of these additional items in the additional attachment area at the end of the BOQ.
3.6 SECTION D - MASONRY WORK | [5 empty] | 15 (out of 15) | 0 |  | 15 (out of 15) | 3015677 |  | 15 (out of 15) | 3599131 |  | 15 (out of 15) | 3856848.98 |  | 15 (out of 15) | 3244190 |  | 15 (out of 15) | 3028087 |  | 15 (out of 15) | 2917371 |  | 15 (out of 15) | 4454015 |  | 15 (out of 15) | 4406532 |  | 15 (out of 15) | 3629558 |  | 15 (out of 15) | 2798678.35
| Note | Note Details
3.6.1 | - | The Contractor is referred to the Drawings and Specification for all details related to this section of the Works and he is to include for complying with all the requirements contained therein, whether or not they are specifically mentioned within the item descriptions
3.6.2 | - | Masonry including all mortar, anchors and accessories, steel/concrete lintels, sills etc as per structure notes
| Item Code | Description | Item Remarks | Unit of Measurement | Quantity/Base Price | Unit Price/Discount % (Excluding VAT) | Total |  | Unit Price/Discount % (Excluding VAT) | Total |  | Unit Price/Discount % (Excluding VAT) | Total |  | Unit Price/Discount % (Excluding VAT) | Total |  | Unit Price/Discount % (Excluding VAT) | Total |  | Unit Price/Discount % (Excluding VAT) | Total |  | Unit Price/Discount % (Excluding VAT) | Total |  | Unit Price/Discount % (Excluding VAT) | Total |  | Unit Price/Discount % (Excluding VAT) | Total |  | Unit Price/Discount % (Excluding VAT) | Total |  | Unit Price/Discount % (Excluding VAT) | Total |  | Unit Price/Discount % (Excluding VAT) | Total |  | Unit Price/Discount % (Excluding VAT) | Total | Unit Price/Discount % (Excluding VAT) | Total | Unit Price/Discount % (Excluding VAT) | Total
3.6.3 | 2D.01 | (*) Type W01 |  | m2 | 8090 | 0 | 0 |  | 60 | 485400 |  | 84 | 679560 |  | 88.72 | 717744.8 |  | 81 | 655290 |  | 66 | 533940 |  | 75 | 606750 |  | 88 | 711920 |  | 113 | 914170 |  | 78 | 631020 |  | 63.47 | 513472.3
3.6.4 | 2D.02 | (*) Type W02 |  | m2 | 2490 | 0 | 0 |  | 69 | 171810 |  | 84 | 209160 |  | 88.72 | 220912.8 |  | 81 | 201690 |  | 66 | 164340 |  | 75 | 186750 |  | 88 | 219120 |  | 113 | 281370 |  | 78 | 194220 |  | 63.47 | 158040.3
3.6.5 | 2D.03 | (*) Type W03 |  | m2 | 2210 | 0 | 0 |  | 76 | 167960 |  | 98 | 216580 |  | 107.62 | 237840.2 |  | 98 | 216580 |  | 90 | 198900 |  | 88 | 194480 |  | 135 | 298350 |  | 127 | 280670 |  | 106 | 234260 |  | 74.91 | 165551.1
3.6.6 | 2D.04 | (*) Type W04 |  | m2 | 335 | 0 | 0 |  | 76 | 25460 |  | 98 | 32830 |  | 107.62 | 36052.7 |  | 98 | 32830 |  | 90 | 30150 |  | 88 | 29480 |  | 135 | 45225 |  | 127 | 42545 |  | 106 | 35510 |  | 74.91 | 25094.85
3.6.7 | 2D.05 | (*) Type W05 |  | m2 | 2150 | 0 | 0 |  | 75 | 161250 |  | 77 | 165550 |  | 84.58 | 181847 |  | 77 | 165550 |  | 62 | 133300 |  | 73 | 156950 |  | 80 | 172000 |  | 103 | 221450 |  | 72 | 154800 |  | 58.25 | 125237.5
3.6.8 | 2D.06 | (*) Type W06 |  | m2 | 2155 | 0 | 0 |  | 55 | 118525 |  | 77 | 165935 |  | 84.58 | 182269.9 |  | 77 | 165935 |  | 62 | 133610 |  | 73 | 157315 |  | 80 | 172400 |  | 118 | 254290 |  | 72 | 155160 |  | 58.25 | 125528.75
3.6.9 | 180 | (*) Type W07 |  | m2 | 180 | 0 | 0 |  | 65 | 11700 |  | 91 | 16380 |  | 97.26 | 17506.8 |  | 90 | 16200 |  | 81 | 14580 |  | 88 | 15840 |  | 120 | 21600 |  | 118 | 21240 |  | 90 | 16200 |  | 69.69 | 12544.2
3.6.10 | 2D.08 | (*) Type W08 |  | m2 | 610 | 0 | 0 |  | 65 | 39650 |  | 91 | 55510 |  | 97.26 | 59328.6 |  | 90 | 54900 |  | 81 | 49410 |  | 88 | 53680 |  | 120 | 73200 |  | 169 | 103090 |  | 90 | 54900 |  | 69.69 | 42510.9
3.6.11 | 2D.09 | (*) Type W09 |  | m2 | 6850 | 0 | 0 |  | 153 | 1048050 |  | 229 | 1568650 |  | 224.24 | 1536044 |  | 175 | 1198750 |  | 180 | 1233000 |  | 140 | 959000 |  | 290 | 1986500 |  | 202 | 1383700 |  | 242 | 1657700 |  | 161.04 | 1103124
3.6.12 | 2D.10 | (*) Type W10 |  | m2 | 320 | 0 | 0 |  | 153 | 48960 |  | 229 | 73280 |  | 224.24 | 71756.8 |  | 175 | 56000 |  | 180 | 57600 |  | 140 | 44800 |  | 290 | 92800 |  | 202 | 64640 |  | 242 | 77440 |  | 161.04 | 51532.8
3.6.13 | 2D.11 | (*) Type W11 |  | m2 | 45 | 0 | 0 |  | 166 | 7470 |  | 246 | 11070 |  | 231.43 | 10414.35 |  | 209 | 9405 |  | 185 | 8325 |  | 150 | 6750 |  | 300 | 13500 |  | 188 | 8460 |  | 247 | 11115 |  | 166.27 | 7482.15
3.6.14 | 2D.12 | (*) Type W12 |  | m2 | 2530 | 0 | 0 |  | 84 | 212520 |  | 108 | 273240 |  | 169.16 | 427974.8 |  | 103 | 260590 |  | 133 | 336490 |  | 146 | 369380 |  | 160 | 404800 |  | 216 | 546480 |  | 112 | 283360 |  | 89.27 | 225853.1
3.6.15 | 2D.12 | (*) Type W13 |  | m2 | 370 | 0 | 0 |  | 106 | 39220 |  | 137 | 50690 |  | 194.53 | 71976.1 |  | 103 | 38110 |  | 175 | 64750 |  | 150 | 55500 |  | 160 | 59200 |  | 221 | 81770 |  | 139 | 51430 |  | 110.72 | 40966.4
3.6.16 | 2D.12 | (*) Type W14 |  | m2 | 917 | 0 | 0 |  | 57 | 52269 |  | 88 | 80696 |  | 92.89 | 85180.13 |  | 80 | 73360 |  | 76 | 69692 |  | 88 | 80696 |  | 200 | 183400 |  | 221 | 202657 |  | 79 | 72443 |  | 220 | 201740
| Note | Note Details
3.6.17 | - | Contractor's Adjustment
| Item Code | Description | Item Remarks | Unit of Measurement | Quantity/Base Price | Unit Price/Discount % (Excluding VAT) | Total |  | Unit Price/Discount % (Excluding VAT) | Total |  | Unit Price/Discount % (Excluding VAT) | Total |  | Unit Price/Discount % (Excluding VAT) | Total |  | Unit Price/Discount % (Excluding VAT) | Total |  | Unit Price/Discount % (Excluding VAT) | Total |  | Unit Price/Discount % (Excluding VAT) | Total |  | Unit Price/Discount % (Excluding VAT) | Total |  | Unit Price/Discount % (Excluding VAT) | Total |  | Unit Price/Discount % (Excluding VAT) | Total |  | Unit Price/Discount % (Excluding VAT) | Total |  | Unit Price/Discount % (Excluding VAT) | Total |  | Unit Price/Discount % (Excluding VAT) | Total | Unit Price/Discount % (Excluding VAT) | Total | Unit Price/Discount % (Excluding VAT) | Total
3.6.18 | 2D.13 | (*) Contractor may price here any items which has been shown in the drawings or any other documents but overlooked or not specifically mentioned in the schedule of items and is necessary for the satisfactory completion of the Works. Should the Contractor fail to insert any item here, it will be deemed that Lump Sum Contract Price includes all such items and no claims for additional items will be entertained. |  | Item | 1 | 0 | 0 |  | 425433 | 425433 |  | 0 | 0 |  | 0 | 0 |  | 99000 | 99000 |  | 0 | 0 |  | 0 | 0 |  | 0 | 0 |  | 0 | 0 |  | 0 | 0 |  | 0 | 0
| Note | Note Details
3.6.19 | - | Please attach one PDF file to be named "Additional Items for (insert bill no/name & Section No/name)" for the details of these additional items in the additional attachment area at the end of the BOQ.
3.7 SECTION E - METAL WORK | [5 empty] | 8 (out of 8) | 0 |  | 8 (out of 8) | 2866069 |  | 8 (out of 8) | 3851600 |  | 8 (out of 8) | 2917548.6 |  | 8 (out of 8) | 2752872 |  | 8 (out of 8) | 3552380 |  | 8 (out of 8) | 2997523 |  | 8 (out of 8) | 4871900 |  | 8 (out of 8) | 4565980 |  | 8 (out of 8) | 3967182 |  | 8 (out of 8) | 3003075
| Note | Note Details
3.7.1 | - | The Contractor is referred to the Drawings and Specification for all details related to this section of the Works and he is to include for complying with all the requirements contained therein, whether or not they are specifically mentioned within the item descriptions
3.7.2 | - | Structural steelwork and framing including, but not limited to, fixings, plates, bracing, anchor bolts, bolts, nuts, washers, cutting, welding, priming, painting.
| Item Code | Description | Item Remarks | Unit of Measurement | Quantity/Base Price | Unit Price/Discount % (Excluding VAT) | Total |  | Unit Price/Discount % (Excluding VAT) | Total |  | Unit Price/Discount % (Excluding VAT) | Total |  | Unit Price/Discount % (Excluding VAT) | Total |  | Unit Price/Discount % (Excluding VAT) | Total |  | Unit Price/Discount % (Excluding VAT) | Total |  | Unit Price/Discount % (Excluding VAT) | Total |  | Unit Price/Discount % (Excluding VAT) | Total |  | Unit Price/Discount % (Excluding VAT) | Total |  | Unit Price/Discount % (Excluding VAT) | Total |  | Unit Price/Discount % (Excluding VAT) | Total |  | Unit Price/Discount % (Excluding VAT) | Total |  | Unit Price/Discount % (Excluding VAT) | Total | Unit Price/Discount % (Excluding VAT) | Total | Unit Price/Discount % (Excluding VAT) | Total
3.7.3 | 2E.01 | (*) 1100mm height stainless steell balustrade 20mm diameter posts and handrail with 60mm diameter horizontal stainless steel rails equally spaced. colour as per engineer approval. |  | m | 170 | 0 | 0 |  | 1546 | 262820 |  | 1650 | 280500 |  | 1100 | 187000 |  | 848 | 144160 |  | 3318 | 564060 |  | 1000 | 170000 |  | 4300 | 731000 |  | 1880 | 319600 |  | 1670 | 283900 |  | 935 | 158950
| Note | Note Details
3.7.4 | - | 1100mm height powder coated aluminuml balustrade 20mm diameter posts and handrail with 60mm diameter horizontal stainless steel rails equally spaced. colour as per engineer approval.
| Item Code | Description | Item Remarks | Unit of Measurement | Quantity/Base Price | Unit Price/Discount % (Excluding VAT) | Total |  | Unit Price/Discount % (Excluding VAT) | Total |  | Unit Price/Discount % (Excluding VAT) | Total |  | Unit Price/Discount % (Excluding VAT) | Total |  | Unit Price/Discount % (Excluding VAT) | Total |  | Unit Price/Discount % (Excluding VAT) | Total |  | Unit Price/Discount % (Excluding VAT) | Total |  | Unit Price/Discount % (Excluding VAT) | Total |  | Unit Price/Discount % (Excluding VAT) | Total |  | Unit Price/Discount % (Excluding VAT) | Total |  | Unit Price/Discount % (Excluding VAT) | Total |  | Unit Price/Discount % (Excluding VAT) | Total |  | Unit Price/Discount % (Excluding VAT) | Total | Unit Price/Discount % (Excluding VAT) | Total | Unit Price/Discount % (Excluding VAT) | Total
3.7.5 | 2E.01 | (*) Handrails for internal stairs |  | m | 237 | 0 | 0 |  | 1216 | 288192 |  | 1650 | 391050 |  | 690 | 163530 |  | 530 | 125610 |  | 1479 | 350523 |  | 850 | 201450 |  | 1800 | 426600 |  | 1880 | 445560 |  | 991 | 234867 |  | 825 | 195525
3.7.6 | 2E.02 | (*) Handrails for external stairs |  | m | 13 | 0 | 0 |  | 1216 | 15808 |  | 1650 | 21450 |  | 621 | 8073 |  | 636 | 8268 |  | 749 | 9737 |  | 550 | 7150 |  | 2600 | 33800 |  | 1880 | 24440 |  | 1148 | 14924 |  | 825 | 10725
3.7.7 | 2E.03 | (*) Steel ladder with dimensions as per Drawing No. (55830-TD-00-ARH-AR-8001-0H) and specifications. Ladder shall include all accessories as per drawings and specification |  | nr | 1 | 0 | 0 |  | 13013 | 13013 |  | 5500 | 5500 |  | 6900 | 6900 |  | 8480 | 8480 |  | 47400 | 47400 |  | 1423 | 1423 |  | 100000 | 100000 |  | 23500 | 23500 |  | 6261 | 6261 |  | 3300 | 3300
| Note | Note Details
3.7.8 | - | The steel design is indicative only, hence this estimation is for guidance only and the contractor to re-estimate this value after consulting steel specialist. As per the local authority requirements, it is the contractor responsibility to design all the steel structures and it’s connections details from a specialist steel structure designer and get it approved from the concerned authority
| Item Code | Description | Item Remarks | Unit of Measurement | Quantity/Base Price | Unit Price/Discount % (Excluding VAT) | Total |  | Unit Price/Discount % (Excluding VAT) | Total |  | Unit Price/Discount % (Excluding VAT) | Total |  | Unit Price/Discount % (Excluding VAT) | Total |  | Unit Price/Discount % (Excluding VAT) | Total |  | Unit Price/Discount % (Excluding VAT) | Total |  | Unit Price/Discount % (Excluding VAT) | Total |  | Unit Price/Discount % (Excluding VAT) | Total |  | Unit Price/Discount % (Excluding VAT) | Total |  | Unit Price/Discount % (Excluding VAT) | Total |  | Unit Price/Discount % (Excluding VAT) | Total |  | Unit Price/Discount % (Excluding VAT) | Total |  | Unit Price/Discount % (Excluding VAT) | Total | Unit Price/Discount % (Excluding VAT) | Total | Unit Price/Discount % (Excluding VAT) | Total
3.7.9 | 2E.04 | (*) Roof truss and framing including Connections ; Multi purpose gym. |  | Kg | 81300 | 0 | 0 |  | 13.5 | 1097550 |  | 19 | 1544700 |  | 16 | 1300800 |  | 7.5 | 609750 |  | 17 | 1382100 |  | 15 | 1219500 |  | 21 | 1707300 |  | 24 | 1951200 |  | 21.5 | 1747950 |  | 16.91 | 1374783
3.7.10 | 2E.05 | (*) Roof truss and framing including Connections ; Lunch area |  | Kg | 65200 | 0 | 0 |  | 13.5 | 880200 |  | 19 | 1238800 |  | 16 | 1043200 |  | 7.5 | 489000 |  | 17 | 1108400 |  | 15 | 978000 |  | 21 | 1369200 |  | 24 | 1564800 |  | 21.5 | 1401800 |  | 16.96 | 1105792
3.7.11 | 2E.06 | (*) Solid aluminum screen per Drawing No. (55830-TD-00-ARH-AR-2001-00) |  | m2 | 280 | 0 | 0 |  | 814 | 227920 |  | 1320 | 369600 |  | 743.02 | 208045.6 |  | 636 | 178080 |  | 322 | 90160 |  | 1500 | 420000 |  | 1800 | 504000 |  | 846 | 236880 |  | 991 | 277480 |  | 550 | 154000
| Note | Note Details
3.7.12 | - | Contractor's Adjustment
| Item Code | Description | Item Remarks | Unit of Measurement | Quantity/Base Price | Unit Price/Discount % (Excluding VAT) | Total |  | Unit Price/Discount % (Excluding VAT) | Total |  | Unit Price/Discount % (Excluding VAT) | Total |  | Unit Price/Discount % (Excluding VAT) | Total |  | Unit Price/Discount % (Excluding VAT) | Total |  | Unit Price/Discount % (Excluding VAT) | Total |  | Unit Price/Discount % (Excluding VAT) | Total |  | Unit Price/Discount % (Excluding VAT) | Total |  | Unit Price/Discount % (Excluding VAT) | Total |  | Unit Price/Discount % (Excluding VAT) | Total |  | Unit Price/Discount % (Excluding VAT) | Total |  | Unit Price/Discount % (Excluding VAT) | Total |  | Unit Price/Discount % (Excluding VAT) | Total | Unit Price/Discount % (Excluding VAT) | Total | Unit Price/Discount % (Excluding VAT) | Total
3.7.13 | 2E.07 | (*) Contractor may price here any items which has been shown in the drawings or any other documents but overlooked or not specifically mentioned in the schedule of items and is necessary for the satisfactory completion of the Works. Should the Contractor fail to insert any item here, it will be deemed that Lump Sum Contract Price includes all such items and no claims for additional items will be entertained. |  | Item | 1 | 0 | 0 |  | 80566 | 80566 |  | 0 | 0 |  | 0 | 0 |  | 1189524 | 1189524 |  | 0 | 0 |  | 0 | 0 |  | 0 | 0 |  | 0 | 0 |  | 0 | 0 |  | 0 | 0
| Note | Note Details
3.7.14 | - | Please attach one PDF file to be named "Additional Items for (insert bill no/name & Section No/name)" for the details of these additional items in the additional attachment area at the end of the BOQ.
3.8 SECTION F - WOOD WORK | [5 empty] | 2 (out of 2) | 0 |  | 2 (out of 2) | 126720 |  | 2 (out of 2) | 99000 |  | 2 (out of 2) | 54000 |  | 2 (out of 2) | 95400 |  | 2 (out of 2) | 53370 |  | 2 (out of 2) | 121500 |  | 2 (out of 2) | 288000 |  | 2 (out of 2) | 93060 |  | 2 (out of 2) | 187830 |  | 2 (out of 2) | 49500
| Note | Note Details
3.8.1 | - | The Contractor is referred to the Drawings and Specification for all details related to this section of the Works and he is to include for complying with all the requirements contained therein, whether or not they are specifically mentioned within the item descriptions
| Item Code | Description | Item Remarks | Unit of Measurement | Quantity/Base Price | Unit Price/Discount % (Excluding VAT) | Total |  | Unit Price/Discount % (Excluding VAT) | Total |  | Unit Price/Discount % (Excluding VAT) | Total |  | Unit Price/Discount % (Excluding VAT) | Total |  | Unit Price/Discount % (Excluding VAT) | Total |  | Unit Price/Discount % (Excluding VAT) | Total |  | Unit Price/Discount % (Excluding VAT) | Total |  | Unit Price/Discount % (Excluding VAT) | Total |  | Unit Price/Discount % (Excluding VAT) | Total |  | Unit Price/Discount % (Excluding VAT) | Total |  | Unit Price/Discount % (Excluding VAT) | Total |  | Unit Price/Discount % (Excluding VAT) | Total |  | Unit Price/Discount % (Excluding VAT) | Total | Unit Price/Discount % (Excluding VAT) | Total | Unit Price/Discount % (Excluding VAT) | Total
3.8.2 | 2F.01 | (*) Type WD-3 |  | m2 | 90 | 0 | 0 |  | 1408 | 126720 |  | 1100 | 99000 |  | 600 | 54000 |  | 1060 | 95400 |  | 593 | 53370 |  | 1350 | 121500 |  | 3200 | 288000 |  | 1034 | 93060 |  | 2087 | 187830 |  | 550 | 49500
| Note | Note Details
3.8.3 | - | Contractor's Adjustment
| Item Code | Description | Item Remarks | Unit of Measurement | Quantity/Base Price | Unit Price/Discount % (Excluding VAT) | Total |  | Unit Price/Discount % (Excluding VAT) | Total |  | Unit Price/Discount % (Excluding VAT) | Total |  | Unit Price/Discount % (Excluding VAT) | Total |  | Unit Price/Discount % (Excluding VAT) | Total |  | Unit Price/Discount % (Excluding VAT) | Total |  | Unit Price/Discount % (Excluding VAT) | Total |  | Unit Price/Discount % (Excluding VAT) | Total |  | Unit Price/Discount % (Excluding VAT) | Total |  | Unit Price/Discount % (Excluding VAT) | Total |  | Unit Price/Discount % (Excluding VAT) | Total |  | Unit Price/Discount % (Excluding VAT) | Total |  | Unit Price/Discount % (Excluding VAT) | Total | Unit Price/Discount % (Excluding VAT) | Total | Unit Price/Discount % (Excluding VAT) | Total
3.8.4 | 2F.03 | (*) Contractor may price here any items which has been shown in the drawings or any other documents but overlooked or not specifically mentioned in the schedule of items and is necessary for the satisfactory completion of the Works. Should the Contractor fail to insert any item here, it will be deemed that Lump Sum Contract Price includes all such items and no claims for additional items will be entertained. |  | Item | 1 | 0 | 0 |  | 0 | 0 |  | 0 | 0 |  | 0 | 0 |  | 0 | 0 |  | 0 | 0 |  | 0 | 0 |  | 0 | 0 |  | 0 | 0 |  | 0 | 0 |  | 0 | 0
| Note | Note Details
3.8.5 | - | Please attach one PDF file to be named "Additional Items for (insert bill no/name & Section No/name)" for the details of these additional items in the additional attachment area at the end of the BOQ.
3.9 SECTION G - THERMAL AND MOISTURE PROTECTION | [5 empty] | 11 (out of 11) | 0 |  | 11 (out of 11) | 4324497 |  | 11 (out of 11) | 2970826 |  | 11 (out of 11) | 2583459.6 |  | 11 (out of 11) | 3322575 |  | 11 (out of 11) | 1884476 |  | 11 (out of 11) | 3024510 |  | 11 (out of 11) | 3607460 |  | 11 (out of 11) | 4615050 |  | 11 (out of 11) | 3246352 |  | 11 (out of 11) | 2292296.84
| Note | Note Details
3.9.1 | - | The Contractor is referred to the Drawings and Specification for all details related to this section of the Works and he is to include for complying with all the requirements contained therein, whether or not they are specifically mentioned within the item descriptions
| Item Code | Description | Item Remarks | Unit of Measurement | Quantity/Base Price | Unit Price/Discount % (Excluding VAT) | Total |  | Unit Price/Discount % (Excluding VAT) | Total |  | Unit Price/Discount % (Excluding VAT) | Total |  | Unit Price/Discount % (Excluding VAT) | Total |  | Unit Price/Discount % (Excluding VAT) | Total |  | Unit Price/Discount % (Excluding VAT) | Total |  | Unit Price/Discount % (Excluding VAT) | Total |  | Unit Price/Discount % (Excluding VAT) | Total |  | Unit Price/Discount % (Excluding VAT) | Total |  | Unit Price/Discount % (Excluding VAT) | Total |  | Unit Price/Discount % (Excluding VAT) | Total |  | Unit Price/Discount % (Excluding VAT) | Total |  | Unit Price/Discount % (Excluding VAT) | Total | Unit Price/Discount % (Excluding VAT) | Total | Unit Price/Discount % (Excluding VAT) | Total
3.9.2 | 2G.01 | (*) Damp proof membrane 1000 gauge polythene sheet to footings and grade slab: in horizontal direction as per specification (pool and tank) |  | m2 | 24000 | 0 | 0 |  | 4 | 96000 |  | 9 | 216000 |  | 3.81 | 91440 |  | 5 | 120000 |  | 7 | 168000 |  | 2 | 48000 |  | 5 | 120000 |  | 9 | 216000 |  | 3.2 | 76800 |  | 3.3 | 79200
3.9.3 | 2G.02 | (*) Brush clean and apply 2 coats of bituminous paint on ground beams, footings, substructure, column and block work in vertical direction as per specification (pool and tank) |  | m2 | 27650 | 0 | 0 |  | 34 | 940100 |  | 22 | 608300 |  | 26.4 | 729960 |  | 15 | 414750 |  | 6 | 165900 |  | 25 | 691250 |  | 22 | 608300 |  | 43 | 1188950 |  | 25 | 691250 |  | 11 | 304150
3.9.4 | 2G.03 | (*) Damp proof membrane 1000 gauge polythene sheet to footings and grade slab: in horizontal direction as per specification (pool and tank) |  | m2 | 360 | 0 | 0 |  | 7 | 2520 |  | 9 | 3240 |  | 3.81 | 1371.6 |  | 5 | 1800 |  | 7 | 2520 |  | 2 | 720 |  | 5 | 1800 |  | 9 | 3240 |  | 3 | 1080 |  | 3.3 | 1188
3.9.5 | 2G.04 | (*) Brush clean and apply 2 layers of torch applied 4mm thickness on footings and walls in vertical and horizontal direction as per specification (pool and tank) |  | m2 | 533 | 0 | 0 |  | 109 | 58097 |  | 22 | 11726 |  | 72 | 38376 |  | 15 | 7995 |  | 82 | 43706 |  | 60 | 31980 |  | 120 | 63960 |  | 80 | 42640 |  | 94 | 50102 |  | 61.6 | 32832.8
3.9.6 | 2G.05 | (*) For wet areas |  | m2 | 1170 | 0 | 0 |  | 124 | 145080 |  | 28 | 32760 |  | 33.6 | 39312 |  | 39 | 45630 |  | 25 | 29250 |  | 28 | 32760 |  | 120 | 140400 |  | 56 | 65520 |  | 42 | 49140 |  | 38.5 | 45045
3.9.7 | 2G.06 | (*) Minimum 50mm thick sand-cement screed (1:2) laid to fall and across falls towards the nearest rain water outlets |  | m2 | 9900 | 0 | 0 |  | 270 | 2673000 |  | 23 | 227700 |  | 0 | 0 |  | 0 | 0 |  | 30 | 297000 |  | 0 | 0 |  | 35 | 346500 |  | 313 | 3098700 |  | 48 | 475200 |  | 38.36 | 379764
3.9.8 | 2G.07 | (*) Polyurethane foam average thickness of 150 mm over the entire roof area including the up stand to a height of max 200mm |  | m2 | 9900 | 0 | 0 |  | 0 | 0 |  | 189 | 1871100 |  | 170 | 1683000 |  | 276 | 2732400 |  | 100 | 990000 |  | 162 | 1603800 |  | 175 | 1732500 |  | 0 | 0 |  | 104 | 1029600 |  | 66 | 653400
3.9.9 | 2G.08 | (*) Acrylic liquid UV protection coating over the entire foam area |  | m2 | 9900 | 0 | 0 |  | 0 | 0 |  | 0 | 0 |  | 0 | 0 |  | 0 | 0 |  | 9 | 89100 |  | 0 | 0 |  | 30 | 297000 |  | 0 | 0 |  | 42 | 415800 |  | 25.3 | 250470
3.9.10 | 2G.09 | (*) Geotextile (120gsm) membrane shall be laid as a protection layer over the entire roof area |  | m2 | 9900 | 0 | 0 |  | 0 | 0 |  | 0 | 0 |  | 0 | 0 |  | 0 | 0 |  | 5 | 49500 |  | 0 | 0 |  | 5 | 49500 |  | 0 | 0 |  | 4.2 | 41580 |  | 7.15 | 70785
3.9.11 | 2G.10 | (*) Cementitious coating including up stands to form a uniform coating of maximum thickness 1000 microns |  | m2 | 9900 | 0 | 0 |  | 0 | 0 |  | 0 | 0 |  | 0 | 0 |  | 0 | 0 |  | 5 | 49500 |  | 0 | 0 |  | 25 | 247500 |  | 0 | 0 |  | 42 | 415800 |  | 26.4 | 261360
| Note | Note Details
3.9.12 | - | External aluminum cladding including fixation and supporting system as per drawings and specification
3.9.13 | - | Contractor's Adjustment
| Item Code | Description | Item Remarks | Unit of Measurement | Quantity/Base Price | Unit Price/Discount % (Excluding VAT) | Total |  | Unit Price/Discount % (Excluding VAT) | Total |  | Unit Price/Discount % (Excluding VAT) | Total |  | Unit Price/Discount % (Excluding VAT) | Total |  | Unit Price/Discount % (Excluding VAT) | Total |  | Unit Price/Discount % (Excluding VAT) | Total |  | Unit Price/Discount % (Excluding VAT) | Total |  | Unit Price/Discount % (Excluding VAT) | Total |  | Unit Price/Discount % (Excluding VAT) | Total |  | Unit Price/Discount % (Excluding VAT) | Total |  | Unit Price/Discount % (Excluding VAT) | Total |  | Unit Price/Discount % (Excluding VAT) | Total |  | Unit Price/Discount % (Excluding VAT) | Total | Unit Price/Discount % (Excluding VAT) | Total | Unit Price/Discount % (Excluding VAT) | Total
3.9.14 | 2G.11 | (*) Contractor may price here any items which has been shown in the drawings or any other documents but overlooked or not specifically mentioned in the schedule of items and is necessary for the satisfactory completion of the Works. Should the Contractor fail to insert any item here, it will be deemed that Lump Sum Contract Price includes all such items and no claims for additional items will be entertained. |  | Item | 1 | 0 | 0 |  | 409700 | 409700 |  | 0 | 0 |  | 0 | 0 |  | 0 | 0 |  | 0 | 0 |  | 616000 | 616000 |  | 0 | 0 |  | 0 | 0 |  | 0 | 0 |  | 214102.04 | 214102.04
| Note | Note Details
3.9.15 | - | Please attach one PDF file to be named "Additional Items for (insert bill no/name & Section No/name)" for the details of these additional items in the additional attachment area at the end of the BOQ.
3.10 SECTION H - DOORS AND WINDOWS | [5 empty] | 77 (out of 77) | 0 |  | 77 (out of 77) | 6357885 |  | 77 (out of 77) | 8327309 |  | 77 (out of 77) | 4836084.53 |  | 77 (out of 77) | 5353521 |  | 77 (out of 77) | 6253975 |  | 77 (out of 77) | 5666750 |  | 77 (out of 77) | 9278037 |  | 77 (out of 77) | 4891745 |  | 77 (out of 77) | 6484631 |  | 77 (out of 77) | 7068264.49
| Note | Note Details
3.10.1 | - | The Contractor is referred to the Drawings and Specification for all details related to this section of the Works and he is to include for complying with all the requirements contained therein, whether or not they are specifically mentioned within the item descriptions
3.10.2 | - | Powder coated aluminum section approval need to be taken for aluminum section powder coated colour, glazing colour. All accessories including all ironmongery approval need to be taken .all cost of ironmongery shall be included in below price.
3.10.3 | - | All aluminum works shall confirm to specification complete with ironmongery neoprene gaskets, fixings, glazing, sealing with mastic packings and finishes aluminum framed doors and windows drawings & finishes schedule for details
| Item Code | Description | Item Remarks | Unit of Measurement | Quantity/Base Price | Unit Price/Discount % (Excluding VAT) | Total |  | Unit Price/Discount % (Excluding VAT) | Total |  | Unit Price/Discount % (Excluding VAT) | Total |  | Unit Price/Discount % (Excluding VAT) | Total |  | Unit Price/Discount % (Excluding VAT) | Total |  | Unit Price/Discount % (Excluding VAT) | Total |  | Unit Price/Discount % (Excluding VAT) | Total |  | Unit Price/Discount % (Excluding VAT) | Total |  | Unit Price/Discount % (Excluding VAT) | Total |  | Unit Price/Discount % (Excluding VAT) | Total |  | Unit Price/Discount % (Excluding VAT) | Total |  | Unit Price/Discount % (Excluding VAT) | Total |  | Unit Price/Discount % (Excluding VAT) | Total | Unit Price/Discount % (Excluding VAT) | Total | Unit Price/Discount % (Excluding VAT) | Total
3.10.4 | 2H.01 | (*) Type GL-01 |  | nr | 14 | 0 | 0 |  | 11771 | 164794 |  | 58806 | 823284 |  | 10800 | 151200 |  | 10819 | 151466 |  | 8911 | 124754 |  | 11020 | 154280 |  | 28868 | 404152 |  | 0 | 0 |  | 13592 | 190288 |  | 16038 | 224532
3.10.5 | 2H.02 | (*) Type GL-02 |  | nr | 2 | 0 | 0 |  | 19360 | 38720 |  | 19360 | 38720 |  | 17280 | 34560 |  | 17808 | 35616 |  | 17111 | 34222 |  | 18140 | 36280 |  | 28512 | 57024 |  | 0 | 0 |  | 22373 | 44746 |  | 26400 | 52800
3.10.6 | 2H.03 | (*) Type GL-03 |  | nr | 1 | 0 | 0 |  | 12716 | 12716 |  | 20909 | 20909 |  | 18662.4 | 18662.4 |  | 19233 | 19233 |  | 17111 | 17111 |  | 21050 | 21050 |  | 29462 | 29462 |  | 3295273 | 3295273 |  | 25952 | 25952 |  | 30412.8 | 30412.8
3.10.7 | 2H.04 | (*) Type GL-04 |  | nr | 2 | 0 | 0 |  | 31790 | 63580 |  | 10588 | 21176 |  | 7365.6 | 14731.2 |  | 8571 | 17142 |  | 9433 | 18866 |  | 8110 | 16220 |  | 22651 | 45302 |  | 0 | 0 |  | 15339 | 30678 |  | 13552 | 27104
3.10.8 | 2H.05 | (*) Type GL-04A |  | nr | 3 | 0 | 0 |  | 9384 | 28152 |  | 10588 | 31764 |  | 7603.2 | 22809.6 |  | 8571 | 25713 |  | 7963 | 23889 |  | 8110 | 24330 |  | 22651 | 67953 |  | 0 | 0 |  | 15339 | 46017 |  | 13552 | 40656
3.10.9 | 2H.07 | (*) Type GL-06 |  | nr | 2 | 0 | 0 |  | 9384 | 18768 |  | 10588 | 21176 |  | 7840.8 | 15681.6 |  | 8571 | 17142 |  | 9433 | 18866 |  | 8730 | 17460 |  | 12196 | 24392 |  | 0 | 0 |  | 15339 | 30678 |  | 13552 | 27104
3.10.10 | 2H.08 | (*) Type GL-06A |  | nr | 1 | 0 | 0 |  | 9265 | 9265 |  | 10588 | 10588 |  | 6415.2 | 6415.2 |  | 8571 | 8571 |  | 9433 | 9433 |  | 8730 | 8730 |  | 12196 | 12196 |  | 0 | 0 |  | 15339 | 15339 |  | 13552 | 13552
3.10.11 | 2H.09 | (*) Type GL-07 |  | nr | 1 | 0 | 0 |  | 9680 | 9680 |  | 11041 | 11041 |  | 8672.4 | 8672.4 |  | 8938 | 8938 |  | 9622 | 9622 |  | 9110 | 9110 |  | 12719 | 12719 |  | 0 | 0 |  | 16007 | 16007 |  | 14132.8 | 14132.8
3.10.12 | 2H.10 | (*) Type GL-08 |  | nr | 2 | 0 | 0 |  | 10232 | 20464 |  | 10781 | 21562 |  | 9185.4 | 18370.8 |  | 9918 | 19836 |  | 7394 | 14788 |  | 9640 | 19280 |  | 22052 | 44104 |  | 0 | 0 |  | 17129 | 34258 |  | 15815.25 | 31630.5
3.10.13 | 2H.11 | (*) Type GL-09 |  | nr | 1 | 0 | 0 |  | 4400 | 4400 |  | 5596 | 5596 |  | 4395.6 | 4395.6 |  | 4531 | 4531 |  | 3508 | 3508 |  | 4620 | 4620 |  | 8058 | 8058 |  | 0 | 0 |  | 8765 | 8765 |  | 7163.2 | 7163.2
3.10.14 | 2H.14 | (*) Type GL-14 |  | nr | 80 | 0 | 0 |  | 2836 | 226880 |  | 12100 | 968000 |  | 2376 | 190080 |  | 2449 | 195920 |  | 3792 | 303360 |  | 2490 | 199200 |  | 2970 | 237600 |  | 0 | 0 |  | 2630 | 210400 |  | 3300 | 264000
3.10.15 | 2H.15 | (*) Type GL-15 |  | nr | 9 | 0 | 0 |  | 5540 | 49860 |  | 25289 | 227601 |  | 4514.4 | 40629.6 |  | 4653 | 41877 |  | 6683 | 60147 |  | 4740 | 42660 |  | 6621 | 59589 |  | 0 | 0 |  | 8765 | 78885 |  | 7356.8 | 66211.2
3.10.16 | 2H.16 | (*) Type GL-15A |  | nr | 1 | 0 | 0 |  | 5434 | 5434 |  | 5748 | 5748 |  | 4514.4 | 4514.4 |  | 4653 | 4653 |  | 6683 | 6683 |  | 4740 | 4740 |  | 6621 | 6621 |  | 0 | 0 |  | 8765 | 8765 |  | 7356.8 | 7356.8
3.10.17 | 2H.18 | (*) Type GL-16A |  | nr | 1 | 0 | 0 |  | 7151 | 7151 |  | 9583 | 9583 |  | 8553.6 | 8553.6 |  | 8815 | 8815 |  | 6731 | 6731 |  | 8980 | 8980 |  | 10193 | 10193 |  | 0 | 0 |  | 11075 | 11075 |  | 13068 | 13068
3.10.18 | 2H.19 | (*) Type GL-17 |  | nr | 13 | 0 | 0 |  | 5060 | 65780 |  | 9051 | 117663 |  | 6588 | 85644 |  | 5877 | 76401 |  | 6873 | 89349 |  | 5740 | 74620 |  | 11995 | 155935 |  | 0 | 0 |  | 7439 | 96707 |  | 9372 | 121836
3.10.19 | 2H.20 | (*) Type GL-18 |  | nr | 10 | 0 | 0 |  | 25091 | 250910 |  | 20909 | 209090 |  | 20745 | 207450 |  | 19233 | 192330 |  | 23321 | 233210 |  | 19600 | 196000 |  | 52272 | 522720 |  | 0 | 0 |  | 21248 | 212480 |  | 28512 | 285120
3.10.20 | 2H.23 | (*) Type GL-21 |  | nr | 1 | 0 | 0 |  | 6499 | 6499 |  | 0 | 0 |  | 6912 | 6912 |  | 7235 | 7235 |  | 5641 | 5641 |  | 7370 | 7370 |  | 8365 | 8365 |  | 0 | 0 |  | 9428 | 9428 |  | 10725 | 10725
3.10.21 | 2H.26 | (*) Type GL-24 |  | nr | 9 | 0 | 0 |  | 10934 | 98406 |  | 10890 | 98010 |  | 9720 | 87480 |  | 10017 | 90153 |  | 11471 | 103239 |  | 10210 | 91890 |  | 9009 | 81081 |  | 0 | 0 |  | 13054 | 117486 |  | 14850 | 133650
3.10.22 | 2H.28 | (*) Type GL-30 |  | nr | 2 | 0 | 0 |  | 6125 | 12250 |  | 5614 | 11228 |  | 2937.6 | 5875.2 |  | 5165 | 10330 |  | 10665 | 21330 |  | 5260 | 10520 |  | 9187 | 18374 |  | 0 | 0 |  | 9345 | 18690 |  | 8676.8 | 17353.6
3.10.23 | 2H.29 | (*) Type GL-31 |  | nr | 7 | 0 | 0 |  | 13295 | 93065 |  | 11347 | 79429 |  | 10126.8 | 70887.6 |  | 10463 | 73241 |  | 21994 | 153958 |  | 10630 | 74410 |  | 15206 | 106442 |  | 0 | 0 |  | 18884 | 132188 |  | 17534.06 | 122738.42
3.10.24 | 2H.30 | (*) Type GL-32 |  | nr | 8 | 0 | 0 |  | 2310 | 18480 |  | 1825 | 14600 |  | 2250 | 18000 |  | 1504 | 12032 |  | 1991 | 15928 |  | 1430 | 11440 |  | 5247 | 41976 |  | 0 | 0 |  | 1915 | 15320 |  | 2336.4 | 18691.2
3.10.25 | 2H.31 | (*) Type GL-51 |  | nr | 50 | 0 | 0 |  | 2600 | 130000 |  | 2904 | 145200 |  | 3150 | 157500 |  | 2672 | 133600 |  | 4124 | 206200 |  | 2720 | 136000 |  | 4752 | 237600 |  | 0 | 0 |  | 3481 | 174050 |  | 3960 | 198000
3.10.26 | 2H.32 | (*) Type GL-52 |  | nr | 76 | 0 | 0 |  | 3630 | 275880 |  | 3630 | 275880 |  | 3600 | 273600 |  | 3228 | 245328 |  | 4598 | 349448 |  | 3400 | 258400 |  | 4880 | 370880 |  | 0 | 0 |  | 4351 | 330676 |  | 4950 | 376200
3.10.27 | 2H.33 | (*) Type GL-53 |  | nr | 36 | 0 | 0 |  | 4290 | 154440 |  | 3300 | 118800 |  | 3150 | 113400 |  | 2672 | 96192 |  | 4313 | 155268 |  | 2720 | 97920 |  | 4752 | 171072 |  | 0 | 0 |  | 3481 | 125316 |  | 4224 | 152064
3.10.28 | 2H.34 | (*) Type GL-53A |  | nr | 13 | 0 | 0 |  | 3740 | 48620 |  | 2904 | 37752 |  | 3150 | 40950 |  | 2672 | 34736 |  | 3982 | 51766 |  | 2720 | 35360 |  | 4039 | 52507 |  | 0 | 0 |  | 3481 | 45253 |  | 3960 | 51480
3.10.29 | 2H.35 | (*) Type GL-54 |  | nr | 25 | 0 | 0 |  | 1980 | 49500 |  | 1936 | 48400 |  | 2250 | 56250 |  | 1781 | 44525 |  | 3555 | 88875 |  | 1810 | 45250 |  | 2692 | 67300 |  | 0 | 0 |  | 2321 | 58025 |  | 2640 | 66000
3.10.30 | 2H.36 | (*) Type GL-55 |  | nr | 24 | 0 | 0 |  | 2683 | 64392 |  | 14520 | 348480 |  | 3150 | 75600 |  | 2672 | 64128 |  | 4171 | 100104 |  | 2720 | 65280 |  | 4039 | 96936 |  | 0 | 0 |  | 3713 | 89112 |  | 3960 | 95040
3.10.31 | 2H.37 | (*) Type GL-56 |  | nr | 44 | 0 | 0 |  | 2420 | 106480 |  | 2420 | 106480 |  | 3150 | 138600 |  | 2226 | 97944 |  | 3839 | 168916 |  | 2270 | 99880 |  | 3366 | 148104 |  | 0 | 0 |  | 2901 | 127644 |  | 3300 | 145200
3.10.32 | 2H.38 | (*) Type GL-57 |  | nr | 40 | 0 | 0 |  | 4288 | 171520 |  | 4356 | 174240 |  | 3888 | 155520 |  | 4007 | 160280 |  | 4603 | 184120 |  | 4080 | 163200 |  | 6058 | 242320 |  | 0 | 0 |  | 5570 | 222800 |  | 5940 | 237600
3.10.33 | 2H.39 | (*) Type GL-58 |  | nr | 14 | 0 | 0 |  | 24203 | 338842 |  | 18198 | 254772 |  | 11167.2 | 156340.8 |  | 16740 | 234360 |  | 18296 | 256144 |  | 16520 | 231280 |  | 57915 | 810810 |  | 0 | 0 |  | 20221 | 283094 |  | 24816 | 347424
3.10.34 | 2H.40 | (*) Type GL-58A |  | nr | 4 | 0 | 0 |  | 50592 | 202368 |  | 18198 | 72792 |  | 16243.2 | 64972.8 |  | 16740 | 66960 |  | 18296 | 73184 |  | 17060 | 68240 |  | 43272 | 173088 |  | 0 | 0 |  | 20873 | 83492 |  | 24816 | 99264
3.10.35 | 2H.41 | (*) Type GL-59 |  | nr | 8 | 0 | 0 |  | 11326 | 90608 |  | 10805 | 86440 |  | 9644.4 | 77155.2 |  | 9940 | 79520 |  | 12040 | 96320 |  | 10130 | 81040 |  | 12097 | 96776 |  | 0 | 0 |  | 12653 | 101224 |  | 15510 | 124080
3.10.36 | 2H.43 | (*) Type GL-61 |  | nr | 65 | 0 | 0 |  | 13789 | 896285 |  | 9583 | 622895 |  | 8186.4 | 532116 |  | 8815 | 572975 |  | 8911 | 579215 |  | 8980 | 583700 |  | 10192 | 662480 |  | 0 | 0 |  | 10661 | 692965 |  | 13068 | 849420
3.10.37 | 2H.44 | (*) Type GL-62 |  | nr | 5 | 0 | 0 |  | 3300 | 16500 |  | 2795 | 13975 |  | 3150 | 15750 |  | 2572 | 12860 |  | 6541 | 32705 |  | 2620 | 13100 |  | 4573 | 22865 |  | 0 | 0 |  | 3206 | 16030 |  | 3811.5 | 19057.5
3.10.38 | 2H.45 | (*) Type GL-62A |  | nr | 1 | 0 | 0 |  | 5715 | 5715 |  | 4792 | 4792 |  | 4500 | 4500 |  | 4408 | 4408 |  | 6541 | 6541 |  | 4290 | 4290 |  | 7840 | 7840 |  | 0 | 0 |  | 5059 | 5059 |  | 6534 | 6534
3.10.39 | 2H.46 | (*) Type GL-63 |  | nr | 1 | 0 | 0 |  | 7148 | 7148 |  | 7187 | 7187 |  | 5594.4 | 5594.4 |  | 6612 | 6612 |  | 6541 | 6541 |  | 6430 | 6430 |  | 8820 | 8820 |  | 0 | 0 |  | 8616 | 8616 |  | 9801 | 9801
3.10.40 | 2H.47 | (*) Type GL-80 |  | nr | 1 | 0 | 0 |  | 31909 | 31909 |  | 23813 | 23813 |  | 20671.2 | 20671.2 |  | 21904 | 21904 |  | 27776 | 27776 |  | 22320 | 22320 |  | 29224 | 29224 |  | 0 | 0 |  | 28147 | 28147 |  | 32472 | 32472
3.10.41 | 2H.49 | (*) Type GL-82 |  | nr | 4 | 0 | 0 |  | 7971 | 31884 |  | 29403 | 117612 |  | 5248.8 | 20995.2 |  | 5410 | 21640 |  | 11186 | 44744 |  | 5510 | 22040 |  | 8179 | 32716 |  | 0 | 0 |  | 6898 | 27592 |  | 8019 | 32076
3.10.42 | 2H.50 | (*) Type GL-82A |  | nr | 1 | 0 | 0 |  | 9570 | 9570 |  | 11616 | 11616 |  | 7387.2 | 7387.2 |  | 5454 | 5454 |  | 14694 | 14694 |  | 8100 | 8100 |  | 10870 | 10870 |  | 0 | 0 |  | 9730 | 9730 |  | 12177 | 12177
3.10.43 | 2H.51 | (*) Type GL-83 |  | nr | 55 | 0 | 0 |  | 4435 | 243925 |  | 24805 | 1364275 |  | 4428 | 243540 |  | 4564 | 251020 |  | 7584 | 417120 |  | 4140 | 227700 |  | 12196 | 670780 |  | 0 | 0 |  | 8257 | 454135 |  | 7667 | 421685
3.10.44 | 2H.52 | (*) Type GL-84 |  | nr | 2 | 0 | 0 |  | 5720 | 11440 |  | 5457 | 10914 |  | 4320 | 8640 |  | 5021 | 10042 |  | 6446 | 12892 |  | 5110 | 10220 |  | 7589 | 15178 |  | 0 | 0 |  | 5391 | 10782 |  | 7441.5 | 14883
3.10.45 | 2H.53 | (*) Type GL-85 |  | nr | 1 | 0 | 0 |  | 7841 | 7841 |  | 45347 | 45347 |  | 8094.6 | 8094.6 |  | 7791 | 7791 |  | 8722 | 8722 |  | 8480 | 8480 |  | 12588 | 12588 |  | 0 | 0 |  | 15064 | 15064 |  | 12367.41 | 12367.41
3.10.46 | 2H.54 | (*) Type GL-85A |  | nr | 6 | 0 | 0 |  | 13463 | 80778 |  | 15573 | 93438 |  | 13165.2 | 78991.2 |  | 10017 | 60102 |  | 12798 | 76788 |  | 14600 | 87600 |  | 24235 | 145410 |  | 0 | 0 |  | 25920 | 155520 |  | 23215.5 | 139293
3.10.47 | 2H.56 | (*) Type GL-87 |  | nr | 16 | 0 | 0 |  | 1100 | 17600 |  | 3630 | 58080 |  | 900 | 14400 |  | 668 | 10688 |  | 664 | 10624 |  | 680 | 10880 |  | 1485 | 23760 |  | 0 | 0 |  | 789 | 12624 |  | 990 | 15840
3.10.48 | 2H.58 | (*) Type GL-89 |  | nr | 2 | 0 | 0 |  | 41800 | 83600 |  | 55660 | 111320 |  | 45000 | 90000 |  | 44520 | 89040 |  | 40954 | 81908 |  | 48630 | 97260 |  | 6682 | 13364 |  | 0 | 0 |  | 59206 | 118412 |  | 76234.54 | 152469.08
3.10.49 | 2H.59 | (*) Type GL-90 |  | nr | 1 | 0 | 0 |  | 39780 | 39780 |  | 14314 | 14314 |  | 11788.2 | 11788.2 |  | 13167 | 13167 |  | 10049 | 10049 |  | 14410 | 14410 |  | 22635 | 22635 |  | 0 | 0 |  | 16417 | 16417 |  | 19518.68 | 19518.68
3.10.50 | 2H.60 | (*) Type GL-91 |  | nr | 1 | 0 | 0 |  | 3285 | 3285 |  | 4961 | 4961 |  | 4500 | 4500 |  | 4564 | 4564 |  | 3697 | 3697 |  | 4140 | 4140 |  | 15225 | 15225 |  | 0 | 0 |  | 5391 | 5391 |  | 6765 | 6765
| Note | Note Details
3.10.51 | - | Aluminum doors including frames, architrave, accessories, fasteners, inserts, anchors, weather stripping, sealants, gaskets, hardware, mullions, transom bars, cutting, fabrication, welding, hardware reinforcement in doors and frames, filling frame with grout, louvers, finishing, repairing, testing, adjusting, cleaning, and any other required items as per Drawings and specification.
3.10.52 | - | Steel doors including frames, architrave, accessories, fasteners, inserts, anchors, weather stripping, sealants, gaskets, hardware, mullions, transom bars, cutting, fabrication, welding, hardware reinforcement in doors and frames, filling frame with grout, louvers, finishing, repairing, testing, adjusting, cleaning, and any other required items as per Drawings and specification.
| Item Code | Description | Item Remarks | Unit of Measurement | Quantity/Base Price | Unit Price/Discount % (Excluding VAT) | Total |  | Unit Price/Discount % (Excluding VAT) | Total |  | Unit Price/Discount % (Excluding VAT) | Total |  | Unit Price/Discount % (Excluding VAT) | Total |  | Unit Price/Discount % (Excluding VAT) | Total |  | Unit Price/Discount % (Excluding VAT) | Total |  | Unit Price/Discount % (Excluding VAT) | Total |  | Unit Price/Discount % (Excluding VAT) | Total |  | Unit Price/Discount % (Excluding VAT) | Total |  | Unit Price/Discount % (Excluding VAT) | Total |  | Unit Price/Discount % (Excluding VAT) | Total |  | Unit Price/Discount % (Excluding VAT) | Total |  | Unit Price/Discount % (Excluding VAT) | Total | Unit Price/Discount % (Excluding VAT) | Total | Unit Price/Discount % (Excluding VAT) | Total
3.10.53 | 2H.60 | (*) Type D6 size 900x2200 mm |  | nr | 1 | 0 | 0 |  | 3270 | 3270 |  | 2702 | 2702 |  | 3103.15 | 3103.15 |  | 1994 | 1994 |  | 2844 | 2844 |  | 2080 | 2080 |  | 8232 | 8232 |  | 0 | 0 |  | 3545 | 3545 |  | 2286.9 | 2286.9
3.10.54 | 2H.61 | (*) Type D6 size 1000x2200 mm |  | nr | 3 | 0 | 0 |  | 3380 | 10140 |  | 2932 | 8796 |  | 3103.15 | 9309.45 |  | 2216 | 6648 |  | 2844 | 8532 |  | 2310 | 6930 |  | 9147 | 27441 |  | 0 | 0 |  | 3576 | 10728 |  | 2541 | 7623
3.10.55 | 2H.61 | (*) Type D8 size 1000x2200 mm |  | nr | 1 | 0 | 0 |  | 3380 | 3380 |  | 2932 | 2932 |  | 2419.24 | 2419.24 |  | 2216 | 2216 |  | 2654 | 2654 |  | 2310 | 2310 |  | 11500 | 11500 |  | 269028 | 269028 |  | 4002 | 4002 |  | 2541 | 2541
3.10.56 | 2H.62 | (*) Type D10 size 1700x2200 mm |  | nr | 1 | 0 | 0 |  | 5181 | 5181 |  | 5789 | 5789 |  | 3913.82 | 3913.82 |  | 3767 | 3767 |  | 4598 | 4598 |  | 3930 | 3930 |  | 29403 | 29403 |  | 0 | 0 |  | 5569 | 5569 |  | 4319.7 | 4319.7
3.10.57 | 2H.63 | (*) Type D9 size 1800x2200 mm |  | nr | 1 | 0 | 0 |  | 5967 | 5967 |  | 4991 | 4991 |  | 4301.37 | 4301.37 |  | 3988 | 3988 |  | 4645 | 4645 |  | 4160 | 4160 |  | 29403 | 29403 |  | 0 | 0 |  | 6318 | 6318 |  | 4573.8 | 4573.8
3.10.58 | 2H.64 | (*) Type D9 size 1900x2200 mm |  | nr | 2 | 0 | 0 |  | 5984 | 11968 |  | 5451 | 10902 |  | 4301.37 | 8602.74 |  | 4210 | 8420 |  | 4693 | 9386 |  | 4390 | 8780 |  | 32670 | 65340 |  | 0 | 0 |  | 6364 | 12728 |  | 4827.9 | 9655.8
3.10.59 | 2H.65 | (*) Type D10 size 1800x2200 mm |  | nr | 11 | 0 | 0 |  | 5197 | 57167 |  | 5209 | 57299 |  | 3980.39 | 43784.29 |  | 4210 | 46310 |  | 4645 | 51095 |  | 4160 | 45760 |  | 29403 | 323433 |  | 0 | 0 |  | 5600 | 61600 |  | 4573.8 | 50311.8
3.10.60 | 2H.66 | (*) Type D10 size 1900x2200 mm |  | nr | 7 | 0 | 0 |  | 5197 | 36379 |  | 6370 | 44590 |  | 3980.39 | 27862.73 |  | 3988 | 27916 |  | 4693 | 32851 |  | 4160 | 29120 |  | 31036 | 217252 |  | 0 | 0 |  | 5600 | 39200 |  | 4827.9 | 33795.3
3.10.61 | 2H.67 | (*) Type D10 size 2500x3000 mm |  | nr | 2 | 0 | 0 |  | 6902 | 13804 |  | 9103 | 18206 |  | 9118.87 | 18237.74 |  | 7553 | 15106 |  | 6399 | 12798 |  | 7880 | 15760 |  | 55687 | 111374 |  | 0 | 0 |  | 8241 | 16482 |  | 8662.5 | 17325
| Note | Note Details
3.10.62 | - | Internal Doors
3.10.63 | - | Wood doors including frames, architrave, accessories, fasteners, inserts, anchors, weather stripping, sealants, gaskets, hardware, mullions, transom bars, cutting, fabrication, welding, hardware reinforcement in doors and frames, filling frame with grout, louvers, finishing, repairing, testing, adjusting, cleaning, and any other required items as per Drawings and specification.
3.10.64 | - | Internal Doors
| Item Code | Description | Item Remarks | Unit of Measurement | Quantity/Base Price | Unit Price/Discount % (Excluding VAT) | Total |  | Unit Price/Discount % (Excluding VAT) | Total |  | Unit Price/Discount % (Excluding VAT) | Total |  | Unit Price/Discount % (Excluding VAT) | Total |  | Unit Price/Discount % (Excluding VAT) | Total |  | Unit Price/Discount % (Excluding VAT) | Total |  | Unit Price/Discount % (Excluding VAT) | Total |  | Unit Price/Discount % (Excluding VAT) | Total |  | Unit Price/Discount % (Excluding VAT) | Total |  | Unit Price/Discount % (Excluding VAT) | Total |  | Unit Price/Discount % (Excluding VAT) | Total |  | Unit Price/Discount % (Excluding VAT) | Total |  | Unit Price/Discount % (Excluding VAT) | Total | Unit Price/Discount % (Excluding VAT) | Total | Unit Price/Discount % (Excluding VAT) | Total
3.10.65 | 2H.68 | (*) Type 1 size 800 x 2200 mm |  | nr | 17 | 0 | 0 |  | 3556 | 60452 |  | 1733 | 29461 |  | 2520 | 42840 |  | 2992 | 50864 |  | 3318 | 56406 |  | 3520 | 59840 |  | 4070 | 69190 |  | 0 | 0 |  | 3158 | 53686 |  | 2904 | 49368
3.10.66 | 2H.69 | (*) Type 1 size 900 x 2200 mm |  | nr | 16 | 0 | 0 |  | 3857 | 61712 |  | 1733 | 27728 |  | 2250 | 36000 |  | 2399 | 38384 |  | 2702 | 43232 |  | 3960 | 63360 |  | 4400 | 70400 |  | 0 | 0 |  | 2697 | 43152 |  | 3267 | 52272
3.10.67 | 2H.70 | (*) Type 1 size 1000 x 2200 mm |  | nr | 100 | 0 | 0 |  | 3684 | 368400 |  | 1733 | 173300 |  | 2250 | 225000 |  | 2547 | 254700 |  | 3508 | 350800 |  | 4400 | 440000 |  | 4290 | 429000 |  | 0 | 0 |  | 3184 | 318400 |  | 3630 | 363000
3.10.68 | 2H.71 | (*) Type 1 size 1100 x 2200 mm |  | nr | 10 | 0 | 0 |  | 4531 | 45310 |  | 1733 | 17330 |  | 2700 | 27000 |  | 2547 | 25470 |  | 3508 | 35080 |  | 4840 | 48400 |  | 4620 | 46200 |  | 0 | 0 |  | 3146 | 31460 |  | 3993 | 39930
3.10.69 | 2H.72 | (*) Type 1 size 1200 x 2200 mm |  | nr | 6 | 0 | 0 |  | 5407 | 32442 |  | 1733 | 10398 |  | 2520 | 15120 |  | 2547 | 15282 |  | 3176 | 19056 |  | 5280 | 31680 |  | 5115 | 30690 |  | 0 | 0 |  | 2697 | 16182 |  | 4356 | 26136
3.10.70 | 2H.73 | (*) Type 2 size 900 x 2200 mm |  | nr | 1 | 0 | 0 |  | 3508 | 3508 |  | 2160 | 2160 |  | 2250 | 2250 |  | 2399 | 2399 |  | 2797 | 2797 |  | 3960 | 3960 |  | 4455 | 4455 |  | 1229684 | 1229684 |  | 3263 | 3263 |  | 3267 | 3267
3.10.71 | 2H.74 | (*) Type 2 size 1000 x 2200 mm |  | nr | 50 | 0 | 0 |  | 3481 | 174050 |  | 2160 | 108000 |  | 2250 | 112500 |  | 2992 | 149600 |  | 3508 | 175400 |  | 4400 | 220000 |  | 4565 | 228250 |  | 0 | 0 |  | 3678 | 183900 |  | 3630 | 181500
3.10.72 | 2H.75 | (*) Type 2 size 1100 x 2200 mm |  | nr | 12 | 0 | 0 |  | 3776 | 45312 |  | 2160 | 25920 |  | 2700 | 32400 |  | 3352 | 40224 |  | 3650 | 43800 |  | 4840 | 58080 |  | 4675 | 56100 |  | 0 | 0 |  | 3715 | 44580 |  | 3993 | 47916
3.10.73 | 2H.76 | (*) Type 3 size 1700 x 2200 mm |  | nr | 1 | 0 | 0 |  | 6921 | 6921 |  | 5614 | 5614 |  | 4050 | 4050 |  | 3058 | 3058 |  | 5167 | 5167 |  | 5610 | 5610 |  | 7484 | 7484 |  | 0 | 0 |  | 5584 | 5584 |  | 6171 | 6171
3.10.74 | 2H.77 | (*) Type 3 size 1800 x 2200 mm |  | nr | 4 | 0 | 0 |  | 7930 | 31720 |  | 2707 | 10828 |  | 4500 | 18000 |  | 6348 | 25392 |  | 4076 | 16304 |  | 5940 | 23760 |  | 786 | 3144 |  | 0 | 0 |  | 5584 | 22336 |  | 6534 | 26136
3.10.75 | 2H.78 | (*) Type 4 size 1700 x 2200 mm |  | nr | 6 | 0 | 0 |  | 7227 | 43362 |  | 5614 | 33684 |  | 4050 | 24300 |  | 3058 | 18348 |  | 4550 | 27300 |  | 5610 | 33660 |  | 9130 | 54780 |  | 0 | 0 |  | 5813 | 34878 |  | 6171 | 37026
3.10.76 | 2H.79 | (*) Type 4 size 1800 x 2200 mm |  | nr | 26 | 0 | 0 |  | 7427 | 193102 |  | 3562 | 92612 |  | 4500 | 117000 |  | 3058 | 79508 |  | 4882 | 126932 |  | 5940 | 154440 |  | 9130 | 237380 |  | 0 | 0 |  | 5813 | 151138 |  | 6534 | 169884
3.10.77 | 2H.80 | (*) Type 4 size 1900 x 2200 mm |  | nr | 2 | 0 | 0 |  | 7827 | 15654 |  | 3562 | 7124 |  | 4950 | 9900 |  | 4261 | 8522 |  | 4361 | 8722 |  | 6270 | 12540 |  | 9500 | 19000 |  | 0 | 0 |  | 4857 | 9714 |  | 6897 | 13794
3.10.78 | 2H.81 | (*) Type 4 size 2000 x 2200 mm |  | nr | 2 | 0 | 0 |  | 8747 | 17494 |  | 3562 | 7124 |  | 5400 | 10800 |  | 4261 | 8522 |  | 4456 | 8912 |  | 6600 | 13200 |  | 10010 | 20020 |  | 0 | 0 |  | 4857 | 9714 |  | 7260 | 14520
3.10.79 | 2H.82 | (*) Type 7 size 900 x 2200 mm |  | nr | 6 | 0 | 0 |  | 3556 | 21336 |  | 1858 | 11148 |  | 2250 | 13500 |  | 2399 | 14394 |  | 3081 | 18486 |  | 3960 | 23760 |  | 4070 | 24420 |  | 0 | 0 |  | 2969 | 17814 |  | 3267 | 19602
3.10.80 | 2H.83 | (*) Type 7 size1000 x 2200 mm |  | nr | 10 | 0 | 0 |  | 3866 | 38660 |  | 1858 | 18580 |  | 2250 | 22500 |  | 3352 | 33520 |  | 3128 | 31280 |  | 4400 | 44000 |  | 4290 | 42900 |  | 0 | 0 |  | 2969 | 29690 |  | 3630 | 36300
3.10.81 | 2H.84 | (*) Type 7 size1100 x 2200 mm |  | nr | 10 | 0 | 0 |  | 3871 | 38710 |  | 1858 | 18580 |  | 2250 | 22500 |  | 3352 | 33520 |  | 3223 | 32230 |  | 4840 | 48400 |  | 4620 | 46200 |  | 0 | 0 |  | 3073 | 30730 |  | 3993 | 39930
3.10.82 | 2H.84 | (*) Type 11 size 700 x 2200 mm |  | nr | 138 | 0 | 0 |  | 2614 | 360732 |  | 1858 | 256404 |  | 1800 | 248400 |  | 2399 | 331062 |  | 2560 | 353280 |  | 3800 | 524400 |  | 3960 | 546480 |  | 0 | 0 |  | 2244 | 309672 |  | 2541 | 350658
3.10.83 | 2H.84 | (*) Type 11size1100 x 2200 mm |  | nr | 18 | 0 | 0 |  | 3966 | 71388 |  | 1858 | 33444 |  | 2250 | 40500 |  | 3352 | 60336 |  | 2844 | 51192 |  | 4840 | 87120 |  | 4620 | 83160 |  | 0 | 0 |  | 2958 | 53244 |  | 3993 | 71874
3.10.84 | 2H.85 | (*) Movable partition wall panels acoustic rating as per requirement of the room with finish as per spec. (vinyl covering) with both top and bottom retractable seal |  | m2 | 160 | 0 | 0 |  | 1595 | 255200 |  | 2257 | 361120 |  | 1822.55 | 291608 |  | 2296 | 367360 |  | 2370 | 379200 |  | 1350 | 216000 |  | 2000 | 320000 |  | 611 | 97760 |  | 2400 | 384000 |  | 1375 | 220000
| Note | Note Details
3.10.85 | - | Contractor's Adjustment
| Item Code | Description | Item Remarks | Unit of Measurement | Quantity/Base Price | Unit Price/Discount % (Excluding VAT) | Total |  | Unit Price/Discount % (Excluding VAT) | Total |  | Unit Price/Discount % (Excluding VAT) | Total |  | Unit Price/Discount % (Excluding VAT) | Total |  | Unit Price/Discount % (Excluding VAT) | Total |  | Unit Price/Discount % (Excluding VAT) | Total |  | Unit Price/Discount % (Excluding VAT) | Total |  | Unit Price/Discount % (Excluding VAT) | Total |  | Unit Price/Discount % (Excluding VAT) | Total |  | Unit Price/Discount % (Excluding VAT) | Total |  | Unit Price/Discount % (Excluding VAT) | Total |  | Unit Price/Discount % (Excluding VAT) | Total |  | Unit Price/Discount % (Excluding VAT) | Total | Unit Price/Discount % (Excluding VAT) | Total | Unit Price/Discount % (Excluding VAT) | Total
3.10.86 | 2H.86 | (*) Contractor may price here any items which has been shown in the drawings or any other documents but overlooked or not specifically mentioned in the schedule of items and is necessary for the satisfactory completion of the Works. Should the Contractor fail to insert any item here, it will be deemed that Lump Sum Contract Price includes all such items and no claims for additional items will be entertained. |  | Item | 1 | 0 | 0 |  | 0 | 0 |  | 0 | 0 |  | 0 | 0 |  | 305676 | 305676 |  | 0 | 0 |  | 0 | 0 |  | 0 | 0 |  | 0 | 0 |  | 0 | 0 |  | 0 | 0
| Note | Note Details
3.10.87 | - | Please attach one PDF file to be named "Additional Items for (insert bill no/name & Section No/name)" for the details of these additional items in the additional attachment area at the end of the BOQ.
3.11 SECTION J - FINISHES | [5 empty] | 88 (out of 88) | 0 |  | 88 (out of 88) | 13878388.055 |  | 88 (out of 88) | 12556152.1 |  | 88 (out of 88) | 12715245.991 |  | 88 (out of 88) | 13602879.555 |  | 88 (out of 88) | 12543282.89 |  | 88 (out of 88) | 13178299.25 |  | 88 (out of 88) | 16348171.6 |  | 88 (out of 88) | 16470176.44 |  | 88 (out of 88) | 13341887.05 |  | 88 (out of 88) | 12917680.155
| Note | Note Details
3.11.1 | - | The Contractor is referred to the Drawings and Specification for all details related to this section of the Works and he is to include for complying with all the requirements contained therein, whether or not they are specifically mentioned within the item descriptions
3.11.2 | - | External wall
| Item Code | Description | Item Remarks | Unit of Measurement | Quantity/Base Price | Unit Price/Discount % (Excluding VAT) | Total |  | Unit Price/Discount % (Excluding VAT) | Total |  | Unit Price/Discount % (Excluding VAT) | Total |  | Unit Price/Discount % (Excluding VAT) | Total |  | Unit Price/Discount % (Excluding VAT) | Total |  | Unit Price/Discount % (Excluding VAT) | Total |  | Unit Price/Discount % (Excluding VAT) | Total |  | Unit Price/Discount % (Excluding VAT) | Total |  | Unit Price/Discount % (Excluding VAT) | Total |  | Unit Price/Discount % (Excluding VAT) | Total |  | Unit Price/Discount % (Excluding VAT) | Total |  | Unit Price/Discount % (Excluding VAT) | Total |  | Unit Price/Discount % (Excluding VAT) | Total | Unit Price/Discount % (Excluding VAT) | Total | Unit Price/Discount % (Excluding VAT) | Total
3.11.3 | 2J.01 | (*) 15mm cement-sand render in two coats including 15 mm groves; to approval and suitable to receive paint |  | m2 | 1880 | 0 | 0 |  | 44 | 82720 |  | 41 | 77080 |  | 48.18 | 90578.4 |  | 44 | 82720 |  | 38 | 71440 |  | 50 | 94000 |  | 38 | 71440 |  | 39 | 73320 |  | 124 | 233120 |  | 33.09 | 62209.2
3.11.4 | 2J.02 | (*) prepare and apply coats of anti dust external textured paint and sealed well to manufacturer's specification on 15mm thick sand and cement render. color selection based on client/architect's approval |  | m2 | 1880 | 0 | 0 |  | 22 | 41360 |  | 39 | 73320 |  | 24.25 | 45590 |  | 49 | 92120 |  | 24 | 45120 |  | 14 | 26320 |  | 37 | 69560 |  | 33 | 62040 |  | 52 | 97760 |  | 49.5 | 93060
| Note | Note Details
3.11.5 | - | Interior Wall
| Item Code | Description | Item Remarks | Unit of Measurement | Quantity/Base Price | Unit Price/Discount % (Excluding VAT) | Total |  | Unit Price/Discount % (Excluding VAT) | Total |  | Unit Price/Discount % (Excluding VAT) | Total |  | Unit Price/Discount % (Excluding VAT) | Total |  | Unit Price/Discount % (Excluding VAT) | Total |  | Unit Price/Discount % (Excluding VAT) | Total |  | Unit Price/Discount % (Excluding VAT) | Total |  | Unit Price/Discount % (Excluding VAT) | Total |  | Unit Price/Discount % (Excluding VAT) | Total |  | Unit Price/Discount % (Excluding VAT) | Total |  | Unit Price/Discount % (Excluding VAT) | Total |  | Unit Price/Discount % (Excluding VAT) | Total |  | Unit Price/Discount % (Excluding VAT) | Total | Unit Price/Discount % (Excluding VAT) | Total | Unit Price/Discount % (Excluding VAT) | Total
3.11.6 | 2J.03 | (*) 15mm cement-sand render in two coats; to approval and suitable to receive paint.( All interior wall area for painting & ceramic tiles area ) refer to specifications (section 09 24 00) and drawing series (ID-8000, ID-7000 & ID-5000) |  | m2 | 58965 | 0 | 0 |  | 44 | 2594460 |  | 37 | 2181705 |  | 39.02 | 2300814.3 |  | 38 | 2240670 |  | 32 | 1886880 |  | 40 | 2358600 |  | 32 | 1886880 |  | 38 | 2240670 |  | 28 | 1651020 |  | 27.59 | 1626844.35
| Note | Note Details
3.11.7 | - | Prepare and apply coats of anti dust acrylic paint and sealed well to manufacturer's specification on 15mm thick sand and cement render. color selection based on client/architect's approval, refer to specifications (section 09 91 00) and drawing series (ID-8000 & ID-5000)
| Item Code | Description | Item Remarks | Unit of Measurement | Quantity/Base Price | Unit Price/Discount % (Excluding VAT) | Total |  | Unit Price/Discount % (Excluding VAT) | Total |  | Unit Price/Discount % (Excluding VAT) | Total |  | Unit Price/Discount % (Excluding VAT) | Total |  | Unit Price/Discount % (Excluding VAT) | Total |  | Unit Price/Discount % (Excluding VAT) | Total |  | Unit Price/Discount % (Excluding VAT) | Total |  | Unit Price/Discount % (Excluding VAT) | Total |  | Unit Price/Discount % (Excluding VAT) | Total |  | Unit Price/Discount % (Excluding VAT) | Total |  | Unit Price/Discount % (Excluding VAT) | Total |  | Unit Price/Discount % (Excluding VAT) | Total |  | Unit Price/Discount % (Excluding VAT) | Total | Unit Price/Discount % (Excluding VAT) | Total | Unit Price/Discount % (Excluding VAT) | Total
3.11.8 | 2J.04 | (*) PT-6 |  | m2 | 691 | 0 | 0 |  | 13 | 8983 |  | 12 | 8292 |  | 18.43 | 12735.13 |  | 15 | 10365 |  | 14 | 9674 |  | 15 | 10365 |  | 17 | 11747 |  | 36 | 24876 |  | 15 | 10365 |  | 22 | 15202
3.11.9 | 2J.05 | (*) PT-2 |  | m2 | 345 | 0 | 0 |  | 13 | 4485 |  | 12 | 4140 |  | 18.43 | 6358.35 |  | 15 | 5175 |  | 14 | 4830 |  | 15 | 5175 |  | 17 | 5865 |  | 36 | 12420 |  | 28 | 9660 |  | 22 | 7590
3.11.10 | 2J.06 | (*) PT-3 |  | m2 | 1040 | 0 | 0 |  | 13 | 13520 |  | 12 | 12480 |  | 18.43 | 19167.2 |  | 15 | 15600 |  | 14 | 14560 |  | 15 | 15600 |  | 17 | 17680 |  | 36 | 37440 |  | 28 | 29120 |  | 22 | 22880
3.11.11 | 2J.07 | (*) PT-4 |  | m2 | 1040 | 0 | 0 |  | 13 | 13520 |  | 12 | 12480 |  | 18.43 | 19167.2 |  | 15 | 15600 |  | 14 | 14560 |  | 15 | 15600 |  | 17 | 17680 |  | 36 | 37440 |  | 28 | 29120 |  | 22 | 22880
3.11.12 | 2J.08 | (*) PT-5 |  | m2 | 1040 | 0 | 0 |  | 13 | 13520 |  | 12 | 12480 |  | 18.43 | 19167.2 |  | 15 | 15600 |  | 14 | 14560 |  | 15 | 15600 |  | 17 | 17680 |  | 36 | 37440 |  | 28 | 29120 |  | 22 | 22880
3.11.13 | 2J.09 | (*) PT-1B |  | m2 | 167.5 | 0 | 0 |  | 13 | 2177.5 |  | 12 | 2010 |  | 18.43 | 3087.025 |  | 15 | 2512.5 |  | 14 | 2345 |  | 15 | 2512.5 |  | 22 | 3685 |  | 36 | 6030 |  | 16 | 2680 |  | 22 | 3685
3.11.14 | 2J.10 | (*) PT-1A |  | m2 | 563 | 0 | 0 |  | 22 | 12386 |  | 59 | 33217 |  | 80 | 45040 |  | 54 | 30402 |  | 14 | 7882 |  | 15 | 8445 |  | 35 | 19705 |  | 36 | 20268 |  | 42 | 23646 |  | 93.5 | 52640.5
3.11.15 | 2J.11 | (*) PT-1 |  | m2 | 39323 | 0 | 0 |  | 13 | 511199 |  | 12 | 471876 |  | 18.43 | 724722.89 |  | 15 | 589845 |  | 14 | 550522 |  | 15 | 589845 |  | 17 | 668491 |  | 36 | 1415628 |  | 15 | 589845 |  | 22 | 865106
3.11.16 | 2J.12 | (*) PT-8 |  | m2 | 3474 | 0 | 0 |  | 13 | 45162 |  | 12 | 41688 |  | 18.43 | 64025.82 |  | 15 | 52110 |  | 14 | 48636 |  | 15 | 52110 |  | 20 | 69480 |  | 36 | 125064 |  | 15 | 52110 |  | 22 | 76428
3.11.17 | 2J.13 | (*) PT-8A |  | m2 | 1162 | 0 | 0 |  | 13 | 15106 |  | 12 | 13944 |  | 18.43 | 21415.66 |  | 15 | 17430 |  | 14 | 16268 |  | 15 | 17430 |  | 20 | 23240 |  | 36 | 41832 |  | 15 | 17430 |  | 22 | 25564
3.11.18 | 2J.14 | (*) PT-11 |  | m2 | 368 | 0 | 0 |  | 13 | 4784 |  | 12 | 4416 |  | 18.43 | 6782.24 |  | 15 | 5520 |  | 14 | 5152 |  | 15 | 5520 |  | 130 | 47840 |  | 36 | 13248 |  | 18 | 6624 |  | 22 | 8096
3.11.19 | 2J.15 | (*) PT-12 |  | m2 | 3780 | 0 | 0 |  | 13 | 49140 |  | 16 | 60480 |  | 15.52 | 58665.6 |  | 15 | 56700 |  | 14 | 52920 |  | 15 | 56700 |  | 17 | 64260 |  | 36 | 136080 |  | 18 | 68040 |  | 22 | 83160
| Note | Note Details
3.11.20 | - | Wall tiles fixed on cement blocks.color selection based on client/architect's approval.(wet area wall ), refer to specifications (section 09 30 13) and drawing series (ID-8000 & ID-7000)
| Item Code | Description | Item Remarks | Unit of Measurement | Quantity/Base Price | Unit Price/Discount % (Excluding VAT) | Total |  | Unit Price/Discount % (Excluding VAT) | Total |  | Unit Price/Discount % (Excluding VAT) | Total |  | Unit Price/Discount % (Excluding VAT) | Total |  | Unit Price/Discount % (Excluding VAT) | Total |  | Unit Price/Discount % (Excluding VAT) | Total |  | Unit Price/Discount % (Excluding VAT) | Total |  | Unit Price/Discount % (Excluding VAT) | Total |  | Unit Price/Discount % (Excluding VAT) | Total |  | Unit Price/Discount % (Excluding VAT) | Total |  | Unit Price/Discount % (Excluding VAT) | Total |  | Unit Price/Discount % (Excluding VAT) | Total |  | Unit Price/Discount % (Excluding VAT) | Total | Unit Price/Discount % (Excluding VAT) | Total | Unit Price/Discount % (Excluding VAT) | Total
3.11.21 | 2J.16 | (*) Type CT-5C, CT-5D, CT-5E |  | m2 | 6800 | 0 | 0 |  | 119 | 809200 |  | 110 | 748000 |  | 107.79 | 732972 |  | 132 | 897600 |  | 123 | 836400 |  | 138 | 938400 |  | 98 | 666400 |  | 155 | 1054000 |  | 92 | 625600 |  | 75.63 | 514284
3.11.22 | 2J.17 | (*) Type CT-7D |  | m2 | 250 | 0 | 0 |  | 119 | 29750 |  | 129 | 32250 |  | 107.79 | 26947.5 |  | 132 | 33000 |  | 123 | 30750 |  | 138 | 34500 |  | 104 | 26000 |  | 165 | 41250 |  | 261 | 65250 |  | 75.63 | 18907.5
3.11.23 | 2J.18 | (*) Type CT-3B |  | m2 | 52 | 0 | 0 |  | 157 | 8164 |  | 249 | 12948 |  | 143 | 7436 |  | 165 | 8580 |  | 152 | 7904 |  | 138 | 7176 |  | 100 | 5200 |  | 165 | 8580 |  | 188 | 9776 |  | 75.63 | 3932.76
3.11.24 | 2J.19 | (*) Type CT-4B |  | m2 | 589 | 0 | 0 |  | 261 | 153729 |  | 249 | 146661 |  | 143 | 84227 |  | 253 | 149017 |  | 256 | 150784 |  | 121 | 71269 |  | 122 | 71858 |  | 179 | 105431 |  | 188 | 110732 |  | 75.63 | 44546.07
| Note | Note Details
3.11.25 | - | Acoustical glass reinforced gypsum wall panel including all required items as per drawings and specifications, refer to specifications (section 09 21 16) and drawing series (ID-8000 & ID-5000)
| Item Code | Description | Item Remarks | Unit of Measurement | Quantity/Base Price | Unit Price/Discount % (Excluding VAT) | Total |  | Unit Price/Discount % (Excluding VAT) | Total |  | Unit Price/Discount % (Excluding VAT) | Total |  | Unit Price/Discount % (Excluding VAT) | Total |  | Unit Price/Discount % (Excluding VAT) | Total |  | Unit Price/Discount % (Excluding VAT) | Total |  | Unit Price/Discount % (Excluding VAT) | Total |  | Unit Price/Discount % (Excluding VAT) | Total |  | Unit Price/Discount % (Excluding VAT) | Total |  | Unit Price/Discount % (Excluding VAT) | Total |  | Unit Price/Discount % (Excluding VAT) | Total |  | Unit Price/Discount % (Excluding VAT) | Total |  | Unit Price/Discount % (Excluding VAT) | Total | Unit Price/Discount % (Excluding VAT) | Total | Unit Price/Discount % (Excluding VAT) | Total
3.11.26 | 2J.18 | (*) Type WP-1 |  | m2 | 252 | 0 | 0 |  | 286 | 72072 |  | 198 | 49896 |  | 900 | 226800 |  | 504 | 127008 |  | 521 | 131292 |  | 550 | 138600 |  | 350 | 88200 |  | 235 | 59220 |  | 783 | 197316 |  | 385 | 97020
| Note | Note Details
3.11.27 | - | Rubber padding panels including all required items as per drawings and specifications, refer to specifications (section 10 26 23) and drawing series (ID-8000 & ID-5000)
| Item Code | Description | Item Remarks | Unit of Measurement | Quantity/Base Price | Unit Price/Discount % (Excluding VAT) | Total |  | Unit Price/Discount % (Excluding VAT) | Total |  | Unit Price/Discount % (Excluding VAT) | Total |  | Unit Price/Discount % (Excluding VAT) | Total |  | Unit Price/Discount % (Excluding VAT) | Total |  | Unit Price/Discount % (Excluding VAT) | Total |  | Unit Price/Discount % (Excluding VAT) | Total |  | Unit Price/Discount % (Excluding VAT) | Total |  | Unit Price/Discount % (Excluding VAT) | Total |  | Unit Price/Discount % (Excluding VAT) | Total |  | Unit Price/Discount % (Excluding VAT) | Total |  | Unit Price/Discount % (Excluding VAT) | Total |  | Unit Price/Discount % (Excluding VAT) | Total | Unit Price/Discount % (Excluding VAT) | Total | Unit Price/Discount % (Excluding VAT) | Total
3.11.28 | 2J.19 | (*) Type WP-2, WP-2A |  | m2 | 184 | 0 | 0 |  | 385 | 70840 |  | 358 | 65872 |  | 480.15 | 88347.6 |  | 334 | 61456 |  | 332 | 61088 |  | 250 | 46000 |  | 550 | 101200 |  | 595 | 109480 |  | 391 | 71944 |  | 506 | 93104
| Note | Note Details
3.11.29 | - | Acoustic wood panel including all required items as per drawings and specifications, refer to specifications (section 09 84 13) and drawing series (ID-8000 & ID-5000)
| Item Code | Description | Item Remarks | Unit of Measurement | Quantity/Base Price | Unit Price/Discount % (Excluding VAT) | Total |  | Unit Price/Discount % (Excluding VAT) | Total |  | Unit Price/Discount % (Excluding VAT) | Total |  | Unit Price/Discount % (Excluding VAT) | Total |  | Unit Price/Discount % (Excluding VAT) | Total |  | Unit Price/Discount % (Excluding VAT) | Total |  | Unit Price/Discount % (Excluding VAT) | Total |  | Unit Price/Discount % (Excluding VAT) | Total |  | Unit Price/Discount % (Excluding VAT) | Total |  | Unit Price/Discount % (Excluding VAT) | Total |  | Unit Price/Discount % (Excluding VAT) | Total |  | Unit Price/Discount % (Excluding VAT) | Total |  | Unit Price/Discount % (Excluding VAT) | Total | Unit Price/Discount % (Excluding VAT) | Total | Unit Price/Discount % (Excluding VAT) | Total
3.11.30 | 2J.20 | (*) Type WP-3, WP-3A |  | m2 | 556 | 0 | 0 |  | 990 | 550440 |  | 550 | 305800 |  | 523.8 | 291232.8 |  | 504 | 280224 |  | 758 | 421448 |  | 650 | 361400 |  | 800 | 444800 |  | 646 | 359176 |  | 626 | 348056 |  | 550 | 305800
| Note | Note Details
3.11.31 | - | Vinyl wall covering including all required items as per drawings and specifications, refer to specifications (section 09 72 00) and drawing series (ID-8000 & ID-5000)
| Item Code | Description | Item Remarks | Unit of Measurement | Quantity/Base Price | Unit Price/Discount % (Excluding VAT) | Total |  | Unit Price/Discount % (Excluding VAT) | Total |  | Unit Price/Discount % (Excluding VAT) | Total |  | Unit Price/Discount % (Excluding VAT) | Total |  | Unit Price/Discount % (Excluding VAT) | Total |  | Unit Price/Discount % (Excluding VAT) | Total |  | Unit Price/Discount % (Excluding VAT) | Total |  | Unit Price/Discount % (Excluding VAT) | Total |  | Unit Price/Discount % (Excluding VAT) | Total |  | Unit Price/Discount % (Excluding VAT) | Total |  | Unit Price/Discount % (Excluding VAT) | Total |  | Unit Price/Discount % (Excluding VAT) | Total |  | Unit Price/Discount % (Excluding VAT) | Total | Unit Price/Discount % (Excluding VAT) | Total | Unit Price/Discount % (Excluding VAT) | Total
3.11.32 | 2J.21 | (*) Type WA-1A |  | m2 | 151.745 | 0 | 0 |  | 55 | 8345.975 |  | 44 | 6676.78 |  | 69.84 | 10597.871 |  | 59 | 8952.955 |  | 62 | 9408.19 |  | 150 | 22761.75 |  | 160 | 24279.2 |  | 268 | 40667.66 |  | 190 | 28831.55 |  | 88 | 13353.56
3.11.33 | 2J.22 | (*) Type WA-1B |  | m2 | 440.55 | 0 | 0 |  | 55 | 24230.25 |  | 44 | 19384.2 |  | 69.84 | 30768.012 |  | 59 | 25992.45 |  | 62 | 27314.1 |  | 150 | 66082.5 |  | 160 | 70488 |  | 268 | 118067.4 |  | 190 | 83704.5 |  | 88 | 38768.4
3.11.34 | 2J.23 | (*) Type WA-1C |  | m2 | 440.55 | 0 | 0 |  | 55 | 24230.25 |  | 44 | 19384.2 |  | 69.84 | 30768.012 |  | 59 | 25992.45 |  | 62 | 27314.1 |  | 150 | 66082.5 |  | 160 | 70488 |  | 268 | 118067.4 |  | 190 | 83704.5 |  | 88 | 38768.4
3.11.35 | 2J.24 | (*) Type WA-1D |  | m2 | 440.55 | 0 | 0 |  | 55 | 24230.25 |  | 44 | 19384.2 |  | 69.84 | 30768.012 |  | 59 | 25992.45 |  | 62 | 27314.1 |  | 150 | 66082.5 |  | 160 | 70488 |  | 268 | 118067.4 |  | 190 | 83704.5 |  | 88 | 38768.4
3.11.36 | 2J.25 | (*) Type WA-1E |  | m2 | 440.55 | 0 | 0 |  | 55 | 24230.25 |  | 44 | 19384.2 |  | 69.84 | 30768.012 |  | 59 | 25992.45 |  | 62 | 27314.1 |  | 150 | 66082.5 |  | 160 | 70488 |  | 268 | 118067.4 |  | 190 | 83704.5 |  | 88 | 38768.4
3.11.37 | 2J.26 | (*) Type WA-2 |  | m2 | 220 | 0 | 0 |  | 53 | 11660 |  | 44 | 9680 |  | 69.84 | 15364.8 |  | 59 | 12980 |  | 62 | 13640 |  | 150 | 33000 |  | 160 | 35200 |  | 268 | 58960 |  | 287 | 63140 |  | 88 | 19360
3.11.38 | 2J.27 | (*) Type WA-3 |  | m2 | 132 | 0 | 0 |  | 53 | 6996 |  | 44 | 5808 |  | 69.84 | 9218.88 |  | 59 | 7788 |  | 62 | 8184 |  | 150 | 19800 |  | 160 | 21120 |  | 268 | 35376 |  | 287 | 37884 |  | 88 | 11616
3.11.39 | 2J.28 | (*) Type WA-3A |  | m2 | 46 | 0 | 0 |  | 53 | 2438 |  | 44 | 2024 |  | 69.84 | 3212.64 |  | 59 | 2714 |  | 62 | 2852 |  | 150 | 6900 |  | 160 | 7360 |  | 268 | 12328 |  | 287 | 13202 |  | 88 | 4048
3.11.40 | 2J.29 | (*) Type WA-4 |  | m2 | 72 | 0 | 0 |  | 53 | 3816 |  | 44 | 3168 |  | 69.84 | 5028.48 |  | 59 | 4248 |  | 62 | 4464 |  | 150 | 10800 |  | 160 | 11520 |  | 268 | 19296 |  | 280 | 20160 |  | 88 | 6336
3.11.41 | 2J.30 | (*) Type WA-5 |  | m2 | 264 | 0 | 0 |  | 53 | 13992 |  | 44 | 11616 |  | 69.84 | 18437.76 |  | 59 | 15576 |  | 62 | 16368 |  | 150 | 39600 |  | 160 | 42240 |  | 268 | 70752 |  | 280 | 73920 |  | 88 | 23232
3.11.42 | 2J.31 | (*) Type WA-6 |  | m2 | 350 | 0 | 0 |  | 53 | 18550 |  | 44 | 15400 |  | 69.84 | 24444 |  | 59 | 20650 |  | 62 | 21700 |  | 150 | 52500 |  | 160 | 56000 |  | 268 | 93800 |  | 280 | 98000 |  | 88 | 30800
| Note | Note Details
3.11.43 | - | Bulletin Board
| Item Code | Description | Item Remarks | Unit of Measurement | Quantity/Base Price | Unit Price/Discount % (Excluding VAT) | Total |  | Unit Price/Discount % (Excluding VAT) | Total |  | Unit Price/Discount % (Excluding VAT) | Total |  | Unit Price/Discount % (Excluding VAT) | Total |  | Unit Price/Discount % (Excluding VAT) | Total |  | Unit Price/Discount % (Excluding VAT) | Total |  | Unit Price/Discount % (Excluding VAT) | Total |  | Unit Price/Discount % (Excluding VAT) | Total |  | Unit Price/Discount % (Excluding VAT) | Total |  | Unit Price/Discount % (Excluding VAT) | Total |  | Unit Price/Discount % (Excluding VAT) | Total |  | Unit Price/Discount % (Excluding VAT) | Total |  | Unit Price/Discount % (Excluding VAT) | Total | Unit Price/Discount % (Excluding VAT) | Total | Unit Price/Discount % (Excluding VAT) | Total
3.11.44 | 2J.31 | (*) Type BB-1 |  | m2 | 102 | 0 | 0 |  | 825 | 84150 |  | 550 | 56100 |  | 269.66 | 27505.32 |  | 432 | 44064 |  | 284 | 28968 |  | 150 | 15300 |  | 1100 | 112200 |  | 329 | 33558 |  | 470 | 47940 |  | 825 | 84150
| Note | Note Details
3.11.45 | - | Acrylic solid wall panel including all required items as per drawings and specifications
| Item Code | Description | Item Remarks | Unit of Measurement | Quantity/Base Price | Unit Price/Discount % (Excluding VAT) | Total |  | Unit Price/Discount % (Excluding VAT) | Total |  | Unit Price/Discount % (Excluding VAT) | Total |  | Unit Price/Discount % (Excluding VAT) | Total |  | Unit Price/Discount % (Excluding VAT) | Total |  | Unit Price/Discount % (Excluding VAT) | Total |  | Unit Price/Discount % (Excluding VAT) | Total |  | Unit Price/Discount % (Excluding VAT) | Total |  | Unit Price/Discount % (Excluding VAT) | Total |  | Unit Price/Discount % (Excluding VAT) | Total |  | Unit Price/Discount % (Excluding VAT) | Total |  | Unit Price/Discount % (Excluding VAT) | Total |  | Unit Price/Discount % (Excluding VAT) | Total | Unit Price/Discount % (Excluding VAT) | Total | Unit Price/Discount % (Excluding VAT) | Total
3.11.46 | 2J.31 | (*) Type AC-6 |  | m2 | 90 | 0 | 0 |  | 2264 | 203760 |  | 1100 | 99000 |  | 500 | 45000 |  | 648 | 58320 |  | 0 | 0 |  | 350 | 31500 |  | 1300 | 117000 |  | 517 | 46530 |  | 783 | 70470 |  | 440 | 39600
| Note | Note Details
3.11.47 | - | Two coat epoxy resin paint with primed and sealed well as per manufacturer instruction on walls and as per specifications Section 096700
| Item Code | Description | Item Remarks | Unit of Measurement | Quantity/Base Price | Unit Price/Discount % (Excluding VAT) | Total |  | Unit Price/Discount % (Excluding VAT) | Total |  | Unit Price/Discount % (Excluding VAT) | Total |  | Unit Price/Discount % (Excluding VAT) | Total |  | Unit Price/Discount % (Excluding VAT) | Total |  | Unit Price/Discount % (Excluding VAT) | Total |  | Unit Price/Discount % (Excluding VAT) | Total |  | Unit Price/Discount % (Excluding VAT) | Total |  | Unit Price/Discount % (Excluding VAT) | Total |  | Unit Price/Discount % (Excluding VAT) | Total |  | Unit Price/Discount % (Excluding VAT) | Total |  | Unit Price/Discount % (Excluding VAT) | Total |  | Unit Price/Discount % (Excluding VAT) | Total | Unit Price/Discount % (Excluding VAT) | Total | Unit Price/Discount % (Excluding VAT) | Total
3.11.48 | 2J.32 | (*) Type ECP-3 (for walls) |  | m2 | 520 | 0 | 0 |  | 33 | 17160 |  | 33 | 17160 |  | 31.04 | 16140.8 |  | 40 | 20800 |  | 24 | 12480 |  | 85 | 44200 |  | 65 | 33800 |  | 56 | 29120 |  | 83 | 43160 |  | 55 | 28600
3.11.49 | 2J.33 | (*) Type ECP-4 (for walls) |  | m2 | 450 | 0 | 0 |  | 154 | 69300 |  | 121 | 54450 |  | 31.04 | 13968 |  | 37 | 16650 |  | 0 | 0 |  | 85 | 38250 |  | 200 | 90000 |  | 56 | 25200 |  | 188 | 84600 |  | 110 | 49500
| Note | Note Details
3.11.50 | - | Flooring
3.11.51 | - | Two coat epoxy resin paint with primed and sealed well as per manufacturer instruction on concrete slab and as per specifications, refer to specifications (section 09 67 00) and drawing series (ID-8000 ,ID-3000 & ID-5000)
| Item Code | Description | Item Remarks | Unit of Measurement | Quantity/Base Price | Unit Price/Discount % (Excluding VAT) | Total |  | Unit Price/Discount % (Excluding VAT) | Total |  | Unit Price/Discount % (Excluding VAT) | Total |  | Unit Price/Discount % (Excluding VAT) | Total |  | Unit Price/Discount % (Excluding VAT) | Total |  | Unit Price/Discount % (Excluding VAT) | Total |  | Unit Price/Discount % (Excluding VAT) | Total |  | Unit Price/Discount % (Excluding VAT) | Total |  | Unit Price/Discount % (Excluding VAT) | Total |  | Unit Price/Discount % (Excluding VAT) | Total |  | Unit Price/Discount % (Excluding VAT) | Total |  | Unit Price/Discount % (Excluding VAT) | Total |  | Unit Price/Discount % (Excluding VAT) | Total | Unit Price/Discount % (Excluding VAT) | Total | Unit Price/Discount % (Excluding VAT) | Total
3.11.52 | 2J.34 | (*) Type ECP-1 |  | m2 | 1662 | 0 | 0 |  | 35 | 58170 |  | 33 | 54846 |  | 76.68 | 127442.16 |  | 42 | 69804 |  | 85 | 141270 |  | 35 | 58170 |  | 100 | 166200 |  | 56 | 93072 |  | 83 | 137946 |  | 44 | 73128
3.11.53 | 2J.35 | (*) Type ECP-3 |  | m2 | 336 | 0 | 0 |  | 33 | 11088 |  | 33 | 11088 |  | 78.62 | 26416.32 |  | 40 | 13440 |  | 85 | 28560 |  | 35 | 11760 |  | 100 | 33600 |  | 56 | 18816 |  | 83 | 27888 |  | 55 | 18480
3.11.54 | 2J.36 | (*) Type ECP-4 |  | m2 | 304 | 0 | 0 |  | 154 | 46816 |  | 121 | 36784 |  | 78.62 | 23900.48 |  | 37 | 11248 |  | 0 | 0 |  | 35 | 10640 |  | 200 | 60800 |  | 56 | 17024 |  | 188 | 57152 |  | 110 | 33440
| Note | Note Details
3.11.55 | - | Porcelain tiles laid on cement sand screed ( screed included ).color selection based on client/architect's approval., refer to specifications (section 09 30 13) and drawing series (ID-8000 ,ID-3000 & ID-5000)
| Item Code | Description | Item Remarks | Unit of Measurement | Quantity/Base Price | Unit Price/Discount % (Excluding VAT) | Total |  | Unit Price/Discount % (Excluding VAT) | Total |  | Unit Price/Discount % (Excluding VAT) | Total |  | Unit Price/Discount % (Excluding VAT) | Total |  | Unit Price/Discount % (Excluding VAT) | Total |  | Unit Price/Discount % (Excluding VAT) | Total |  | Unit Price/Discount % (Excluding VAT) | Total |  | Unit Price/Discount % (Excluding VAT) | Total |  | Unit Price/Discount % (Excluding VAT) | Total |  | Unit Price/Discount % (Excluding VAT) | Total |  | Unit Price/Discount % (Excluding VAT) | Total |  | Unit Price/Discount % (Excluding VAT) | Total |  | Unit Price/Discount % (Excluding VAT) | Total | Unit Price/Discount % (Excluding VAT) | Total | Unit Price/Discount % (Excluding VAT) | Total
3.11.56 | 2J.37 | (*) Type CT-1 |  | m2 | 2952 | 0 | 0 |  | 125 | 369000 |  | 213 | 628776 |  | 160 | 472320 |  | 125 | 369000 |  | 137 | 404424 |  | 140 | 413280 |  | 248 | 732096 |  | 183 | 540216 |  | 233 | 687816 |  | 125.13 | 369383.76
3.11.57 | 2J.38 | (*) Type CT-1A |  | m | 1854 | 0 | 0 |  | 31 | 57474 |  | 55 | 101970 |  | 27.85 | 51633.9 |  | 35 | 64890 |  | 24 | 44496 |  | 23 | 42642 |  | 32 | 59328 |  | 183 | 339282 |  | 38 | 70452 |  | 26.13 | 48445.02
3.11.58 | 2J.39 | (*) Type CT-2 |  | m2 | 4011 | 0 | 0 |  | 127 | 509397 |  | 135 | 541485 |  | 145.96 | 585445.56 |  | 125 | 501375 |  | 137 | 549507 |  | 140 | 561540 |  | 160 | 641760 |  | 174 | 697914 |  | 180 | 721980 |  | 114.13 | 457775.43
3.11.59 | 2J.40 | (*) Type CT-2A |  | m | 2576 | 0 | 0 |  | 31 | 79856 |  | 26 | 66976 |  | 27.85 | 71741.6 |  | 35 | 90160 |  | 24 | 61824 |  | 23 | 59248 |  | 32 | 82432 |  | 165 | 425040 |  | 38 | 97888 |  | 26.13 | 67310.88
3.11.60 | 2J.41 | (*) Type CT-2B |  | m2 | 1513 | 0 | 0 |  | 124 | 187612 |  | 135 | 204255 |  | 145.96 | 220837.48 |  | 125 | 189125 |  | 137 | 207281 |  | 140 | 211820 |  | 160 | 242080 |  | 165 | 249645 |  | 191 | 288983 |  | 119.63 | 181000.19
3.11.61 | 2J.42 | (*) Type CT-3 |  | m2 | 1000 | 0 | 0 |  | 124 | 124000 |  | 135 | 135000 |  | 145.96 | 145960 |  | 125 | 125000 |  | 137 | 137000 |  | 140 | 140000 |  | 160 | 160000 |  | 165 | 165000 |  | 180 | 180000 |  | 114.13 | 114130
3.11.62 | 2J.43 | (*) Type CT-3A |  | m | 697 | 0 | 0 |  | 31 | 21607 |  | 26 | 18122 |  | 27.85 | 19411.45 |  | 35 | 24395 |  | 24 | 16728 |  | 23 | 16031 |  | 32 | 22304 |  | 165 | 115005 |  | 38 | 26486 |  | 26.13 | 18212.61
3.11.63 | 2J.44 | (*) Type CT-4 |  | m2 | 926 | 0 | 0 |  | 164 | 151864 |  | 180 | 166680 |  | 170 | 157420 |  | 233 | 215758 |  | 251 | 232426 |  | 140 | 129640 |  | 165 | 152790 |  | 165 | 152790 |  | 203 | 187978 |  | 136.13 | 126056.38
3.11.64 | 2J.45 | (*) Type CT-4A |  | m2 | 215 | 0 | 0 |  | 251 | 53965 |  | 117 | 25155 |  | 170 | 36550 |  | 115 | 24725 |  | 251 | 53965 |  | 140 | 30100 |  | 148 | 31820 |  | 165 | 35475 |  | 114 | 24510 |  | 103.13 | 22172.95
3.11.65 | 2J.46 | (*) Type CT-4C |  | m | 158 | 0 | 0 |  | 39 | 6162 |  | 26 | 4108 |  | 35.32 | 5580.56 |  | 43 | 6794 |  | 38 | 6004 |  | 23 | 3634 |  | 32 | 5056 |  | 174 | 27492 |  | 38 | 6004 |  | 26.13 | 4128.54
3.11.66 | 2J.47 | (*) Type CT-5/CT-5A/CT-5B |  | m2 | 984 | 0 | 0 |  | 126 | 123984 |  | 128 | 125952 |  | 148.09 | 145720.56 |  | 127 | 124968 |  | 142 | 139728 |  | 140 | 137760 |  | 148 | 145632 |  | 183 | 180072 |  | 114 | 112176 |  | 103.13 | 101479.92
3.11.67 | 2J.48 | (*) Type CT-5F |  | m | 37 | 0 | 0 |  | 31 | 1147 |  | 22 | 814 |  | 27.85 | 1030.45 |  | 35 | 1295 |  | 24 | 888 |  | 23 | 851 |  | 32 | 1184 |  | 165 | 6105 |  | 38 | 1406 |  | 64.63 | 2391.31
3.11.68 | 2J.49 | (*) Type CT-6 |  | m2 | 245 | 0 | 0 |  | 106 | 25970 |  | 117 | 28665 |  | 129.95 | 31837.75 |  | 110 | 26950 |  | 123 | 30135 |  | 140 | 34300 |  | 148 | 36260 |  | 165 | 40425 |  | 114 | 27930 |  | 103.13 | 25266.85
3.11.69 | 2J.50 | (*) Type CT-6A |  | m | 218 | 0 | 0 |  | 27 | 5886 |  | 22 | 4796 |  | 24.65 | 5373.7 |  | 32 | 6976 |  | 24 | 5232 |  | 23 | 5014 |  | 32 | 6976 |  | 165 | 35970 |  | 38 | 8284 |  | 26.13 | 5696.34
3.11.70 | 2J.51 | (*) Type CT-7 |  | m2 | 272 | 0 | 0 |  | 129 | 35088 |  | 135 | 36720 |  | 151.29 | 41150.88 |  | 130 | 35360 |  | 147 | 39984 |  | 140 | 38080 |  | 160 | 43520 |  | 188 | 51136 |  | 240 | 65280 |  | 158.13 | 43011.36
3.11.71 | 2J.52 | (*) Type CT-7A |  | m2 | 208 | 0 | 0 |  | 199 | 41392 |  | 646 | 134368 |  | 199.31 | 41456.48 |  | 188 | 39104 |  | 379 | 78832 |  | 140 | 29120 |  | 360 | 74880 |  | 329 | 68432 |  | 365 | 75920 |  | 246.13 | 51195.04
3.11.72 | 2J.53 | (*) Type CT-7B |  | m2 | 26 | 0 | 0 |  | 181 | 4706 |  | 122 | 3172 |  | 199.31 | 5182.06 |  | 174 | 4524 |  | 251 | 6526 |  | 140 | 3640 |  | 142 | 3692 |  | 263 | 6838 |  | 313 | 8138 |  | 114.13 | 2967.38
3.11.73 | 2J.54 | (*) Type CT-7C |  | m2 | 19 | 0 | 0 |  | 199 | 3781 |  | 132 | 2508 |  | 137.42 | 2610.98 |  | 117 | 2223 |  | 1991 | 37829 |  | 140 | 2660 |  | 136 | 2584 |  | 263 | 4997 |  | 334 | 6346 |  | 114.13 | 2168.47
3.11.74 | 2J.55 | (*) Type CT-10 |  | m | 486 | 0 | 0 |  | 27 | 13122 |  | 55 | 26730 |  | 38.52 | 18720.72 |  | 35 | 17010 |  | 24 | 11664 |  | 23 | 11178 |  | 32 | 15552 |  | 207 | 100602 |  | 207 | 100602 |  | 26.13 | 12699.18
| Note | Note Details
3.11.75 | - | Carpet laid on cement sand screed (screed included) color selection based on client/architect's approval, refer to specifications (section 09 68 00) and drawing series (ID-8000 ,ID-3000 & ID-5000)
| Item Code | Description | Item Remarks | Unit of Measurement | Quantity/Base Price | Unit Price/Discount % (Excluding VAT) | Total |  | Unit Price/Discount % (Excluding VAT) | Total |  | Unit Price/Discount % (Excluding VAT) | Total |  | Unit Price/Discount % (Excluding VAT) | Total |  | Unit Price/Discount % (Excluding VAT) | Total |  | Unit Price/Discount % (Excluding VAT) | Total |  | Unit Price/Discount % (Excluding VAT) | Total |  | Unit Price/Discount % (Excluding VAT) | Total |  | Unit Price/Discount % (Excluding VAT) | Total |  | Unit Price/Discount % (Excluding VAT) | Total |  | Unit Price/Discount % (Excluding VAT) | Total |  | Unit Price/Discount % (Excluding VAT) | Total |  | Unit Price/Discount % (Excluding VAT) | Total | Unit Price/Discount % (Excluding VAT) | Total | Unit Price/Discount % (Excluding VAT) | Total
3.11.76 | 2J.56 | (*) Type CPT-1 |  | m2 | 555 | 0 | 0 |  | 150 | 83250 |  | 115 | 63825 |  | 150 | 83250 |  | 98 | 54390 |  | 190 | 105450 |  | 213 | 118215 |  | 268 | 148740 |  | 188 | 104340 |  | 173 | 96015 |  | 151.14 | 83882.7
3.11.77 | 2J.57 | (*) Type CPT-1A |  | m2 | 17 | 0 | 0 |  | 150 | 2550 |  | 115 | 1955 |  | 150 | 2550 |  | 98 | 1666 |  | 190 | 3230 |  | 213 | 3621 |  | 300 | 5100 |  | 282 | 4794 |  | 173 | 2941 |  | 151.14 | 2569.38
3.11.78 | 2J.58 | (*) Type CPT-2 |  | m2 | 550 | 0 | 0 |  | 205 | 112750 |  | 133 | 73150 |  | 155 | 85250 |  | 146 | 80300 |  | 190 | 104500 |  | 213 | 117150 |  | 268 | 147400 |  | 207 | 113850 |  | 173 | 95150 |  | 151.14 | 83127
3.11.79 | 2J.59 | (*) Type CPT-3 |  | m2 | 255 | 0 | 0 |  | 150 | 38250 |  | 226 | 57630 |  | 300 | 76500 |  | 123 | 31365 |  | 261 | 66555 |  | 213 | 54315 |  | 760 | 193800 |  | 434 | 110670 |  | 273 | 69615 |  | 151.14 | 38540.7
3.11.80 | 2J.60 | (*) Type CPT-4 |  | m2 | 127 | 0 | 0 |  | 150 | 19050 |  | 133 | 16891 |  | 150 | 19050 |  | 146 | 18542 |  | 190 | 24130 |  | 213 | 27051 |  | 268 | 34036 |  | 329 | 41783 |  | 173 | 21971 |  | 151.14 | 19194.78
| Note | Note Details
3.11.81 | - | Vinyl flooring on cement sand screed ( screed included ). color selection based on client/architect's approval, refer to specifications (section 09 65 00) and drawing series (ID-8000 ,ID-3000 & ID-5000)
| Item Code | Description | Item Remarks | Unit of Measurement | Quantity/Base Price | Unit Price/Discount % (Excluding VAT) | Total |  | Unit Price/Discount % (Excluding VAT) | Total |  | Unit Price/Discount % (Excluding VAT) | Total |  | Unit Price/Discount % (Excluding VAT) | Total |  | Unit Price/Discount % (Excluding VAT) | Total |  | Unit Price/Discount % (Excluding VAT) | Total |  | Unit Price/Discount % (Excluding VAT) | Total |  | Unit Price/Discount % (Excluding VAT) | Total |  | Unit Price/Discount % (Excluding VAT) | Total |  | Unit Price/Discount % (Excluding VAT) | Total |  | Unit Price/Discount % (Excluding VAT) | Total |  | Unit Price/Discount % (Excluding VAT) | Total |  | Unit Price/Discount % (Excluding VAT) | Total | Unit Price/Discount % (Excluding VAT) | Total | Unit Price/Discount % (Excluding VAT) | Total
3.11.82 | 2J.61 | (*) Type RF-1 |  | m2 | 3767 | 0 | 0 |  | 128 | 482176 |  | 111 | 418137 |  | 155 | 583885 |  | 98 | 369166 |  | 171 | 644157 |  | 138 | 519846 |  | 200 | 753400 |  | 235 | 885245 |  | 147 | 553749 |  | 178.64 | 672936.88
3.11.83 | 2J.62 | (*) Type RF-1A |  | m2 | 260 | 0 | 0 |  | 128 | 33280 |  | 111 | 28860 |  | 155 | 40300 |  | 98 | 25480 |  | 237 | 61620 |  | 138 | 35880 |  | 200 | 52000 |  | 235 | 61100 |  | 147 | 38220 |  | 178.64 | 46446.4
3.11.84 | 2J.63 | (*) Type RF-2 |  | m2 | 1077 | 0 | 0 |  | 128 | 137856 |  | 111 | 119547 |  | 155 | 166935 |  | 98 | 105546 |  | 171 | 184167 |  | 127 | 136779 |  | 200 | 215400 |  | 235 | 253095 |  | 147 | 158319 |  | 178.64 | 192395.28
3.11.85 | 2J.64 | (*) Type RF-3 |  | m2 | 96 | 0 | 0 |  | 128 | 12288 |  | 111 | 10656 |  | 155 | 14880 |  | 98 | 9408 |  | 171 | 16416 |  | 127 | 12192 |  | 200 | 19200 |  | 235 | 22560 |  | 147 | 14112 |  | 178.64 | 17149.44
3.11.86 | 2J.65 | (*) Type RF-4 |  | m2 | 26 | 0 | 0 |  | 177 | 4602 |  | 176 | 4576 |  | 250 | 6500 |  | 166 | 4316 |  | 246 | 6396 |  | 208 | 5408 |  | 300 | 7800 |  | 235 | 6110 |  | 240 | 6240 |  | 261.14 | 6789.64
3.11.87 | 2J.66 | (*) Type RF-5 |  | m2 | 473 | 0 | 0 |  | 177 | 83721 |  | 176 | 83248 |  | 250 | 118250 |  | 166 | 78518 |  | 246 | 116358 |  | 208 | 98384 |  | 300 | 141900 |  | 235 | 111155 |  | 240 | 113520 |  | 261.14 | 123519.22
3.11.88 | 2J.67 | (*) Type RF-5A |  | m2 | 341 | 0 | 0 |  | 177 | 60357 |  | 176 | 60016 |  | 250 | 85250 |  | 166 | 56606 |  | 246 | 83886 |  | 208 | 70928 |  | 300 | 102300 |  | 235 | 80135 |  | 240 | 81840 |  | 261.14 | 89048.74
3.11.89 | 2J.68 | (*) Type RF-10 |  | m | 2200 | 0 | 0 |  | 17 | 37400 |  | 26 | 57200 |  | 34.29 | 75438 |  | 25 | 55000 |  | 17 | 37400 |  | 17 | 37400 |  | 38 | 83600 |  | 306 | 673200 |  | 26 | 57200 |  | 55 | 121000
3.11.90 | 2J.69 | (*) Type RF-10B |  | m | 220 | 0 | 0 |  | 17 | 3740 |  | 26 | 5720 |  | 34.29 | 7543.8 |  | 25 | 5500 |  | 17 | 3740 |  | 17 | 3740 |  | 38 | 8360 |  | 376 | 82720 |  | 26 | 5720 |  | 55 | 12100
| Note | Note Details
3.11.91 | - | Stone flooring laid on cement sand screed (screed included ). color selection based on client/architect's approval, refer to specifications (section 09 63 40) and drawing series (ID-8000 ,ID-3000 & ID-5000)
| Item Code | Description | Item Remarks | Unit of Measurement | Quantity/Base Price | Unit Price/Discount % (Excluding VAT) | Total |  | Unit Price/Discount % (Excluding VAT) | Total |  | Unit Price/Discount % (Excluding VAT) | Total |  | Unit Price/Discount % (Excluding VAT) | Total |  | Unit Price/Discount % (Excluding VAT) | Total |  | Unit Price/Discount % (Excluding VAT) | Total |  | Unit Price/Discount % (Excluding VAT) | Total |  | Unit Price/Discount % (Excluding VAT) | Total |  | Unit Price/Discount % (Excluding VAT) | Total |  | Unit Price/Discount % (Excluding VAT) | Total |  | Unit Price/Discount % (Excluding VAT) | Total |  | Unit Price/Discount % (Excluding VAT) | Total |  | Unit Price/Discount % (Excluding VAT) | Total | Unit Price/Discount % (Excluding VAT) | Total | Unit Price/Discount % (Excluding VAT) | Total
3.11.92 | 2J.70 | (*) Type ST-1 |  | m2 | 503 | 0 | 0 |  | 734 | 369202 |  | 721 | 362663 |  | 550 | 276650 |  | 544 | 273632 |  | 521 | 262063 |  | 1150 | 578450 |  | 750 | 377250 |  | 799 | 401897 |  | 448 | 225344 |  | 536.14 | 269678.42
3.11.93 | 2J.71 | (*) Type ST-1A |  | m | 387 | 0 | 0 |  | 118 | 45666 |  | 108 | 41796 |  | 100 | 38700 |  | 108 | 41796 |  | 95 | 36765 |  | 115 | 44505 |  | 750 | 290250 |  | 329 | 127323 |  | 42 | 16254 |  | 121 | 46827
3.11.94 | 2J.72 | (*) Type ST-2 |  | m | 140 | 0 | 0 |  | 215 | 30100 |  | 108 | 15120 |  | 162.96 | 22814.4 |  | 183 | 25620 |  | 190 | 26600 |  | 115 | 16100 |  | 850 | 119000 |  | 329 | 46060 |  | 122 | 17080 |  | 132 | 18480
3.11.95 | 2J.73 | (*) Type ST-3, 20mm thick for stair tread and 20 mm thick for stair riser |  | m2 | 547 | 0 | 0 |  | 546 | 298662 |  | 233 | 127451 |  | 550 | 300850 |  | 371 | 202937 |  | 436 | 238492 |  | 1150 | 629050 |  | 750 | 410250 |  | 799 | 437053 |  | 689 | 376883 |  | 429 | 234663
3.11.96 | 2J.74 | (*) Type CT-10, 20mm thick "for stair" tread and 20 mm thick for stair riser |  | m | 684 | 0 | 0 |  | 252 | 172368 |  | 103 | 70452 |  | 180 | 123120 |  | 165 | 112860 |  | 152 | 103968 |  | 115 | 78660 |  | 300 | 205200 |  | 658 | 450072 |  | 310 | 212040 |  | 82.5 | 56430
| Note | Note Details
3.11.97 | - | Wood flooring on wooden sub frame color selection to client/architect's approval, refer to specifications (section 09 64 00) and drawing series (ID-8000 ,ID-3000 & ID-5000)
| Item Code | Description | Item Remarks | Unit of Measurement | Quantity/Base Price | Unit Price/Discount % (Excluding VAT) | Total |  | Unit Price/Discount % (Excluding VAT) | Total |  | Unit Price/Discount % (Excluding VAT) | Total |  | Unit Price/Discount % (Excluding VAT) | Total |  | Unit Price/Discount % (Excluding VAT) | Total |  | Unit Price/Discount % (Excluding VAT) | Total |  | Unit Price/Discount % (Excluding VAT) | Total |  | Unit Price/Discount % (Excluding VAT) | Total |  | Unit Price/Discount % (Excluding VAT) | Total |  | Unit Price/Discount % (Excluding VAT) | Total |  | Unit Price/Discount % (Excluding VAT) | Total |  | Unit Price/Discount % (Excluding VAT) | Total |  | Unit Price/Discount % (Excluding VAT) | Total | Unit Price/Discount % (Excluding VAT) | Total | Unit Price/Discount % (Excluding VAT) | Total
3.11.98 | 2J.75 | (*) Type WF-1 |  | m2 | 130 | 0 | 0 |  | 825 | 107250 |  | 715 | 92950 |  | 500 | 65000 |  | 486 | 63180 |  | 758 | 98540 |  | 345 | 44850 |  | 700 | 91000 |  | 517 | 67210 |  | 480 | 62400 |  | 550 | 71500
3.11.99 | 2J.76 | (*) Type WD-1S |  | m | 915 | 0 | 0 |  | 94 | 86010 |  | 132 | 120780 |  | 116.4 | 106506 |  | 38 | 34770 |  | 62 | 56730 |  | 98 | 89670 |  | 150 | 137250 |  | 188 | 172020 |  | 104 | 95160 |  | 55 | 50325
| Note | Note Details
3.11.100 | - | Ceiling
| Item Code | Description | Item Remarks | Unit of Measurement | Quantity/Base Price | Unit Price/Discount % (Excluding VAT) | Total |  | Unit Price/Discount % (Excluding VAT) | Total |  | Unit Price/Discount % (Excluding VAT) | Total |  | Unit Price/Discount % (Excluding VAT) | Total |  | Unit Price/Discount % (Excluding VAT) | Total |  | Unit Price/Discount % (Excluding VAT) | Total |  | Unit Price/Discount % (Excluding VAT) | Total |  | Unit Price/Discount % (Excluding VAT) | Total |  | Unit Price/Discount % (Excluding VAT) | Total |  | Unit Price/Discount % (Excluding VAT) | Total |  | Unit Price/Discount % (Excluding VAT) | Total |  | Unit Price/Discount % (Excluding VAT) | Total |  | Unit Price/Discount % (Excluding VAT) | Total | Unit Price/Discount % (Excluding VAT) | Total | Unit Price/Discount % (Excluding VAT) | Total
3.11.101 | 2J.77 | (*) 600mmx600mm metal ceiling tiles on suspended ceiling system type SC-4 for detail,, refer to specifications (section 09 51 34) and drawing series (ID-8000 ,ID-1000 ) |  | m2 | 1217.48 | 0 | 0 |  | 121 | 147315.08 |  | 99 | 120530.52 |  | 140.65 | 171238.562 |  | 135 | 164359.8 |  | 85 | 103485.8 |  | 150 | 182622 |  | 130 | 158272.4 |  | 141 | 171664.68 |  | 150 | 182622 |  | 88 | 107138.24
3.11.102 | 2J.78 | (*) 12.5 mm thick. Gypsum board ceiling including bulk heads, suspended ceiling system type SC-2 for detail, refer to specifications (section 09 52 00) and drawing series (ID-8000 &ID-3000) |  | m2 | 88 | 0 | 0 |  | 88 | 7744 |  | 88 | 7744 |  | 163.93 | 14425.84 |  | 99 | 8712 |  | 85 | 7480 |  | 95 | 8360 |  | 200 | 17600 |  | 127 | 11176 |  | 125 | 11000 |  | 110 | 9680
3.11.103 | 2J.79 | (*) Acoustical tile ceiling size 600x600 mm including bulk heads, suspended ceiling system type SC-3 for detail, refer to specifications (section 09 53 00) and drawing series (ID-8000 ,ID-3000) |  | m2 | 97 | 0 | 0 |  | 143 | 13871 |  | 165 | 16005 |  | 213.4 | 20699.8 |  | 157 | 15229 |  | 109 | 10573 |  | 288 | 27936 |  | 200 | 19400 |  | 146 | 14162 |  | 188 | 18236 |  | 110 | 10670
3.11.104 | 2J.80 | (*) Acoustical linear felt ceiling panel system type SC-5 including bulk heads, suspended ceiling system for detail refer ceiling drawings and specification Section 095425 "Linear felt Ceiling panels" |  | m2 | 4950 | 0 | 0 |  | 262 | 1296900 |  | 451 | 2232450 |  | 320 | 1584000 |  | 521 | 2578950 |  | 498 | 2465100 |  | 288 | 1425600 |  | 500 | 2475000 |  | 71 | 351450 |  | 260 | 1287000 |  | 517 | 2559150
3.11.105 | 2J.81 | (*) 15mm cement-sand render in two coats; to approval and suitable to receive paint, refer to specifications (section 09 24 00) and drawing series (ID-8000) |  | m2 | 23139.5 | 0 | 0 |  | 40 | 925580 |  | 38 | 879301 |  | 30 | 694185 |  | 38 | 879301 |  | 19 | 439650.5 |  | 40 | 925580 |  | 40 | 925580 |  | 38 | 879301 |  | 41 | 948719.5 |  | 27.59 | 638418.805
3.11.106 | 2J.82 | (*) Exposed to structure plaster painted finish anti fungal & anti microbial-white color Type SC-1 drawing series (ID-8000, ID-1000) |  | m2 | 23139.5 | 0 | 0 |  | 13 | 300813.5 |  | 12 | 277674 |  | 18.43 | 426460.985 |  | 11 | 254534.5 |  | 16 | 370232 |  | 20 | 462790 |  | 50 | 1156975 |  | 15 | 347092.5 |  | 16 | 370232 |  | 16.5 | 381801.75
3.11.107 | 2J.83 | (*) Install and supply GRC cladding for entrance elevation as per drawing |  | m2 | 40 | 0 | 0 |  | 1606 | 64240 |  | 2530 | 101200 |  | 1500 | 60000 |  | 2312 | 92480 |  | 474 | 18960 |  | 550 | 22000 |  | 2500 | 100000 |  | 2820 | 112800 |  | 2217 | 88680 |  | 550 | 22000
| Note | Note Details
3.11.108 | - | Contractor's Adjustment
| Item Code | Description | Item Remarks | Unit of Measurement | Quantity/Base Price | Unit Price/Discount % (Excluding VAT) | Total |  | Unit Price/Discount % (Excluding VAT) | Total |  | Unit Price/Discount % (Excluding VAT) | Total |  | Unit Price/Discount % (Excluding VAT) | Total |  | Unit Price/Discount % (Excluding VAT) | Total |  | Unit Price/Discount % (Excluding VAT) | Total |  | Unit Price/Discount % (Excluding VAT) | Total |  | Unit Price/Discount % (Excluding VAT) | Total |  | Unit Price/Discount % (Excluding VAT) | Total |  | Unit Price/Discount % (Excluding VAT) | Total |  | Unit Price/Discount % (Excluding VAT) | Total |  | Unit Price/Discount % (Excluding VAT) | Total |  | Unit Price/Discount % (Excluding VAT) | Total | Unit Price/Discount % (Excluding VAT) | Total | Unit Price/Discount % (Excluding VAT) | Total
3.11.109 | 2J.84 | (*) Contractor may price here any items which has been shown in the drawings or any other documents but overlooked or not specifically mentioned in the schedule of items and is necessary for the satisfactory completion of the Works. Should the Contractor fail to insert any item here, it will be deemed that Lump Sum Contract Price includes all such items and no claims for additional items will be entertained. |  | Item | 1 | 0 | 0 |  | 1325503 | 1325503 |  | 0 | 0 |  | 0 | 0 |  | 888624 | 888624 |  | 0 | 0 |  | 0 | 0 |  | 0 | 0 |  | 0 | 0 |  | 0 | 0 |  | 620189.63 | 620189.63
| Note | Note Details
3.11.110 | - | Please attach one PDF file to be named "Additional Items for (insert bill no/name & Section No/name)" for the details of these additional items in the additional attachment area at the end of the BOQ.
3.12 SECTION K - ACCESSORIES | [5 empty] | 37 (out of 37) | 0 |  | 37 (out of 37) | 1497518 |  | 37 (out of 37) | 1049495 |  | 37 (out of 37) | 1298763 |  | 37 (out of 37) | 1360379 |  | 37 (out of 37) | 1915024 |  | 37 (out of 37) | 1880001 |  | 37 (out of 37) | 1525785 |  | 37 (out of 37) | 1433857 |  | 37 (out of 37) | 1721968.95 |  | 37 (out of 37) | 1681217.98
| Note | Note Details
3.12.1 | - | The Contractor is referred to the Drawings and Specification for all details related to this section of the Works and he is to include for complying with all the requirements contained therein, whether or not they are specifically mentioned within the item descriptions
3.12.2 | - | Supply and install the following internal signage, refer to specifications (section 10 14 00 & Appendix E - Signage) and drawing series (ID-4000)
| Item Code | Description | Item Remarks | Unit of Measurement | Quantity/Base Price | Unit Price/Discount % (Excluding VAT) | Total |  | Unit Price/Discount % (Excluding VAT) | Total |  | Unit Price/Discount % (Excluding VAT) | Total |  | Unit Price/Discount % (Excluding VAT) | Total |  | Unit Price/Discount % (Excluding VAT) | Total |  | Unit Price/Discount % (Excluding VAT) | Total |  | Unit Price/Discount % (Excluding VAT) | Total |  | Unit Price/Discount % (Excluding VAT) | Total |  | Unit Price/Discount % (Excluding VAT) | Total |  | Unit Price/Discount % (Excluding VAT) | Total |  | Unit Price/Discount % (Excluding VAT) | Total |  | Unit Price/Discount % (Excluding VAT) | Total |  | Unit Price/Discount % (Excluding VAT) | Total | Unit Price/Discount % (Excluding VAT) | Total | Unit Price/Discount % (Excluding VAT) | Total
3.12.3 | 2K.01 | (*) Type EXIT SIGN CEILING MOUNTED |  | nr | 57 | 0 | 0 |  | 440 | 25080 |  | 139 | 7923 |  | 390 | 22230 |  | 117 | 6669 |  | 190 | 10830 |  | 200 | 11400 |  | 420 | 23940 |  | 0 | 0 |  | 991 | 56487 |  | 165 | 9405
3.12.4 | 2K.02 | (*) Type EXIT SIGN WALL MOUNTED |  | nr | 89 | 0 | 0 |  | 385 | 34265 |  | 50 | 4450 |  | 270 | 24030 |  | 48 | 4272 |  | 190 | 16910 |  | 150 | 13350 |  | 375 | 33375 |  | 0 | 0 |  | 835 | 74315 |  | 165 | 14685
3.12.5 | 2K.03 | (*) Type A05 |  | nr | 14 | 0 | 0 |  | 1045 | 14630 |  | 941 | 13174 |  | 950 | 13300 |  | 1241 | 17374 |  | 123 | 1722 |  | 722 | 10108 |  | 1200 | 16800 |  | 0 | 0 |  | 991 | 13874 |  | 1045 | 14630
3.12.6 | 2K.04 | (*) Type A06 |  | nr | 72 | 0 | 0 |  | 132 | 9504 |  | 119 | 8568 |  | 120 | 8640 |  | 297 | 21384 |  | 123 | 8856 |  | 107 | 7704 |  | 250 | 18000 |  | 0 | 0 |  | 125 | 9000 |  | 132 | 9504
3.12.7 | 2K.05 | (*) Type A07 |  | nr | 167 | 0 | 0 |  | 132 | 22044 |  | 119 | 19873 |  | 120 | 20040 |  | 149 | 24883 |  | 123 | 20541 |  | 96 | 16032 |  | 250 | 41750 |  | 0 | 0 |  | 125 | 20875 |  | 132 | 22044
3.12.8 | 2K.06 | (*) Type A07' |  | nr | 20 | 0 | 0 |  | 132 | 2640 |  | 119 | 2380 |  | 120 | 2400 |  | 149 | 2980 |  | 123 | 2460 |  | 96 | 1920 |  | 250 | 5000 |  | 0 | 0 |  | 125 | 2500 |  | 132 | 2640
3.12.9 | 2K.07 | (*) Type A08 |  | nr | 57 | 0 | 0 |  | 132 | 7524 |  | 119 | 6783 |  | 120 | 6840 |  | 149 | 8493 |  | 123 | 7011 |  | 107 | 6099 |  | 250 | 14250 |  | 0 | 0 |  | 125 | 7125 |  | 264 | 15048
3.12.10 | 2K.08 | (*) Type A10 |  | nr | 64 | 0 | 0 |  | 935 | 59840 |  | 842 | 53888 |  | 850 | 54400 |  | 1373 | 87872 |  | 853 | 54592 |  | 589 | 37696 |  | 1100 | 70400 |  | 0 | 0 |  | 887 | 56768 |  | 935 | 59840
3.12.11 | 2K.09 | (*) Type A11 |  | nr | 68 | 0 | 0 |  | 1375 | 93500 |  | 1238 | 84184 |  | 1250 | 85000 |  | 1225 | 83300 |  | 1280 | 87040 |  | 1070 | 72760 |  | 1500 | 102000 |  | 0 | 0 |  | 1304 | 88672 |  | 1375 | 93500
3.12.12 | 2K.10 | (*) Type A12 |  | nr | 1 | 0 | 0 |  | 8250 | 8250 |  | 550 | 550 |  | 220 | 220 |  | 742 | 742 |  | 474 | 474 |  | 1070 | 1070 |  | 1400 | 1400 |  | 285553 | 285553 |  | 1251.95 | 1251.95 |  | 550 | 550
3.12.13 | 2K.11 | (*) Type B03 |  | nr | 30 | 0 | 0 |  | 264 | 7920 |  | 238 | 7140 |  | 240 | 7200 |  | 308 | 9240 |  | 246 | 7380 |  | 214 | 6420 |  | 500 | 15000 |  | 0 | 0 |  | 250 | 7500 |  | 264 | 7920
| Note | Note Details
3.12.14 | - | Polyester powder coated Aluminium External Signage and graphics including all services for supply and installation as per drawings no. (55830-TD-00-ARH-AR-9010-00) to (55830-TD-00-ARH-AR-9012-00).
| Item Code | Description | Item Remarks | Unit of Measurement | Quantity/Base Price | Unit Price/Discount % (Excluding VAT) | Total |  | Unit Price/Discount % (Excluding VAT) | Total |  | Unit Price/Discount % (Excluding VAT) | Total |  | Unit Price/Discount % (Excluding VAT) | Total |  | Unit Price/Discount % (Excluding VAT) | Total |  | Unit Price/Discount % (Excluding VAT) | Total |  | Unit Price/Discount % (Excluding VAT) | Total |  | Unit Price/Discount % (Excluding VAT) | Total |  | Unit Price/Discount % (Excluding VAT) | Total |  | Unit Price/Discount % (Excluding VAT) | Total |  | Unit Price/Discount % (Excluding VAT) | Total |  | Unit Price/Discount % (Excluding VAT) | Total |  | Unit Price/Discount % (Excluding VAT) | Total | Unit Price/Discount % (Excluding VAT) | Total | Unit Price/Discount % (Excluding VAT) | Total
3.12.15 | 2K.12 | (*) Size 16000 x 1500 mm |  | nr | 1 | 0 | 0 |  | 58080 | 58080 |  | 52272 | 52272 |  | 52800 | 52800 |  | 35669 | 35669 |  | 75840 | 75840 |  | 10000 | 10000 |  | 55000 | 55000 |  | 0 | 0 |  | 55097 | 55097 |  | 58080 | 58080
3.12.16 | 2K.13 | (*) Size 12000 x 1250 mm |  | nr | 2 | 0 | 0 |  | 33000 | 66000 |  | 29700 | 59400 |  | 30000 | 60000 |  | 31588 | 63176 |  | 47400 | 94800 |  | 6300 | 12600 |  | 38000 | 76000 |  | 0 | 0 |  | 31305 | 62610 |  | 36300 | 72600
| Note | Note Details
3.12.17 | - | Toilet and Bathroom Accessories, refer to specifications (section 10 28 13 & Appendix B - Toilet Acc. ) and drawing series (ID-7000)
| Item Code | Description | Item Remarks | Unit of Measurement | Quantity/Base Price | Unit Price/Discount % (Excluding VAT) | Total |  | Unit Price/Discount % (Excluding VAT) | Total |  | Unit Price/Discount % (Excluding VAT) | Total |  | Unit Price/Discount % (Excluding VAT) | Total |  | Unit Price/Discount % (Excluding VAT) | Total |  | Unit Price/Discount % (Excluding VAT) | Total |  | Unit Price/Discount % (Excluding VAT) | Total |  | Unit Price/Discount % (Excluding VAT) | Total |  | Unit Price/Discount % (Excluding VAT) | Total |  | Unit Price/Discount % (Excluding VAT) | Total |  | Unit Price/Discount % (Excluding VAT) | Total |  | Unit Price/Discount % (Excluding VAT) | Total |  | Unit Price/Discount % (Excluding VAT) | Total | Unit Price/Discount % (Excluding VAT) | Total | Unit Price/Discount % (Excluding VAT) | Total
3.12.18 | 2K.14 | (*) Counter Soap Dispenser Type PLB‐15 |  | nr | 94 | 0 | 0 |  | 308 | 28952 |  | 0 | 0 |  | 202 | 18988 |  | 153 | 14382 |  | 330 | 31020 |  | 150 | 14100 |  | 110 | 10340 |  | 0 | 0 |  | 306 | 28764 |  | 312.4 | 29365.6
3.12.19 | 2K.15 | (*) Toilet paper holder Type PLB‐12 |  | nr | 127 | 0 | 0 |  | 110 | 13970 |  | 0 | 0 |  | 206 | 26162 |  | 57 | 7239 |  | 140 | 17780 |  | 150 | 19050 |  | 120 | 15240 |  | 0 | 0 |  | 113 | 14351 |  | 136.4 | 17322.8
3.12.20 | 2K.16 | (*) Coat Hook & Door stop Type PLB‐16 |  | nr | 178 | 0 | 0 |  | 77 | 13706 |  | 0 | 0 |  | 57 | 10146 |  | 64 | 11392 |  | 95 | 16910 |  | 150 | 26700 |  | 15 | 2670 |  | 0 | 0 |  | 65 | 11570 |  | 90.2 | 16055.6
3.12.21 | 2K.17 | (*) Handicap toilet complete set Type PLB‐03 |  | nr | 22 | 0 | 0 |  | 0 | 0 |  | 0 | 0 |  | 933 | 20526 |  | 424 | 9328 |  | 768 | 16896 |  | 150 | 3300 |  | 650 | 14300 |  | 0 | 0 |  | 720 | 15840 |  | 784.3 | 17254.6
3.12.22 | 2K.18 | (*) Vertical L Shape Grab bar for Disabled Type PLB‐04 |  | nr | 22 | 0 | 0 |  | 275 | 6050 |  | 0 | 0 |  | 488 | 10736 |  | 420 | 9240 |  | 275 | 6050 |  | 150 | 3300 |  | 550 | 12100 |  | 0 | 0 |  | 268 | 5896 |  | 288.2 | 6340.4
3.12.23 | 2K.19 | (*) Straight Grab Bar Type PLB‐05 |  | nr | 54 | 0 | 0 |  | 352 | 19008 |  | 0 | 0 |  | 244 | 13176 |  | 153 | 8262 |  | 246 | 13284 |  | 150 | 8100 |  | 450 | 24300 |  | 0 | 0 |  | 252 | 13608 |  | 262.9 | 14196.6
3.12.24 | 2K.20 | (*) Toilet Paper Dispenser Type PLB‐13 |  | nr | 72 | 0 | 0 |  | 330 | 23760 |  | 0 | 0 |  | 309 | 22248 |  | 188 | 13536 |  | 294 | 21168 |  | 150 | 10800 |  | 110 | 7920 |  | 0 | 0 |  | 292 | 21024 |  | 323.4 | 23284.8
3.12.25 | 2K.21 | (*) Automatic wall mounted soap dispenser Type PLB‐27 |  | nr | 46 | 0 | 0 |  | 462 | 21252 |  | 0 | 0 |  | 700 | 32200 |  | 499 | 22954 |  | 284 | 13064 |  | 150 | 6900 |  | 120 | 5520 |  | 0 | 0 |  | 272 | 12512 |  | 305.8 | 14066.8
3.12.26 | 2K.22 | (*) Wall mounted soap dispenser Type PLB‐28 |  | nr | 1 | 0 | 0 |  | 242 | 242 |  | 0 | 0 |  | 312 | 312 |  | 67 | 67 |  | 142 | 142 |  | 150 | 150 |  | 150 | 150 |  | 329000 | 329000 |  | 272 | 272 |  | 154 | 154
3.12.27 | 2K.23 | (*) Drinking Fountain Type PLB-25 |  | nr | 10 | 0 | 0 |  | 27720 | 277200 |  | 0 | 0 |  | 10000 | 100000 |  | 10600 | 106000 |  | 18960 | 189600 |  | 15000 | 150000 |  | 2000 | 20000 |  | 0 | 0 |  | 22971 | 229710 |  | 6443.25 | 64432.5
3.12.28 | 2K.24 | (*) PLB-10 |  | nr | 141 | 0 | 0 |  | 0 | 0 |  | 0 | 0 |  | 1150 | 162150 |  | 211 | 29751 |  | 1659 | 233919 |  | 150 | 21150 |  | 280 | 39480 |  | 0 | 0 |  | 1481 | 208821 |  | 1578.5 | 222568.5
3.12.29 | 2K.25 | (*) PLB-11 |  | nr | 149 | 0 | 0 |  | 275 | 40975 |  | 0 | 0 |  | 122 | 18178 |  | 83 | 12367 |  | 199 | 29651 |  | 150 | 22350 |  | 150 | 22350 |  | 0 | 0 |  | 145 | 21605 |  | 209 | 31141
3.12.30 | 2K.27 | (*) PLB-14 |  | nr | 13 | 0 | 0 |  | 242 | 3146 |  | 0 | 0 |  | 0 | 0 |  | 100 | 1300 |  | 351 | 4563 |  | 150 | 1950 |  | 400 | 5200 |  | 0 | 0 |  | 369 | 4797 |  | 220 | 2860
3.12.31 | 2K.30 | (*) PLB-17 |  | nr | 20 | 0 | 0 |  | 0 | 0 |  | 0 | 0 |  | 480 | 9600 |  | 444 | 8880 |  | 806 | 16120 |  | 150 | 3000 |  | 500 | 10000 |  | 0 | 0 |  | 1319 | 26380 |  | 750.2 | 15004
3.12.32 | 2K.31 | (*) PLB-19 |  | nr | 1 | 0 | 0 |  | 0 | 0 |  | 0 | 0 |  | 385 | 385 |  | 329 | 329 |  | 1232 | 1232 |  | 150 | 150 |  | 500 | 500 |  | 0 | 0 |  | 665 | 665 |  | 652.3 | 652.3
3.12.33 | 2K.32 | (*) PLB-20 |  | nr | 1 | 0 | 0 |  | 0 | 0 |  | 0 | 0 |  | 500 | 500 |  | 314 | 314 |  | 569 | 569 |  | 150 | 150 |  | 500 | 500 |  | 0 | 0 |  | 555 | 555 |  | 1127.5 | 1127.5
3.12.34 | 2K.33 | (*) PLB-21 |  | nr | 64 | 0 | 0 |  | 619 | 39616 |  | 0 | 0 |  | 350 | 22400 |  | 361 | 23104 |  | 806 | 51584 |  | 150 | 9600 |  | 500 | 32000 |  | 0 | 0 |  | 909 | 58176 |  | 938.3 | 60051.2
3.12.35 | 2K.34 | (*) PLB-24 |  | nr | 16 | 0 | 0 |  | 1320 | 21120 |  | 0 | 0 |  | 860 | 13760 |  | 1680 | 26880 |  | 2959 | 47344 |  | 150 | 2400 |  | 350 | 5600 |  | 0 | 0 |  | 2720 | 43520 |  | 2874.3 | 45988.8
| Note | Note Details
3.12.36 | - | Aluminum Canopy at external entrance including fixation and all accessories as per drawings and specifications (section 107316)
| Item Code | Description | Item Remarks | Unit of Measurement | Quantity/Base Price | Unit Price/Discount % (Excluding VAT) | Total |  | Unit Price/Discount % (Excluding VAT) | Total |  | Unit Price/Discount % (Excluding VAT) | Total |  | Unit Price/Discount % (Excluding VAT) | Total |  | Unit Price/Discount % (Excluding VAT) | Total |  | Unit Price/Discount % (Excluding VAT) | Total |  | Unit Price/Discount % (Excluding VAT) | Total |  | Unit Price/Discount % (Excluding VAT) | Total |  | Unit Price/Discount % (Excluding VAT) | Total |  | Unit Price/Discount % (Excluding VAT) | Total |  | Unit Price/Discount % (Excluding VAT) | Total |  | Unit Price/Discount % (Excluding VAT) | Total |  | Unit Price/Discount % (Excluding VAT) | Total | Unit Price/Discount % (Excluding VAT) | Total | Unit Price/Discount % (Excluding VAT) | Total
3.12.37 | 2K.35 | (*) External steel structure canopy with dimensions as per drawing no. (55830-TD-00-ARH-ST-1200-0H) |  | nr | 1 | 0 | 0 |  | 192500 | 192500 |  | 47172 | 47172 |  | 190000 | 190000 |  | 477000 | 477000 |  | 274920 | 274920 |  | 321000 | 321000 |  | 437500 | 437500 |  | 188000 | 188000 |  | 156525 | 156525 |  | 171875 | 171875
3.12.38 | 2K.36 | (*) External aluminium canopy as supplied by vendor with dimensions as per drawing no. (55830-TD-00-ARH-ST-1100-0H) |  | nr | 6 | 0 | 0 |  | 33000 | 198000 |  | 104297 | 625782 |  | 24000 | 144000 |  | 11925 | 71550 |  | 66360 | 398160 |  | 128400 | 770400 |  | 45000 | 270000 |  | 51700 | 310200 |  | 46958 | 281748 |  | 63708.33 | 382249.98
| Note | Note Details
3.12.39 | - | Latchway System
3.12.40 | - | Supply and installation of latchway system complete in accordance with the Drawings and Specifications
| Item Code | Description | Item Remarks | Unit of Measurement | Quantity/Base Price | Unit Price/Discount % (Excluding VAT) | Total |  | Unit Price/Discount % (Excluding VAT) | Total |  | Unit Price/Discount % (Excluding VAT) | Total |  | Unit Price/Discount % (Excluding VAT) | Total |  | Unit Price/Discount % (Excluding VAT) | Total |  | Unit Price/Discount % (Excluding VAT) | Total |  | Unit Price/Discount % (Excluding VAT) | Total |  | Unit Price/Discount % (Excluding VAT) | Total |  | Unit Price/Discount % (Excluding VAT) | Total |  | Unit Price/Discount % (Excluding VAT) | Total |  | Unit Price/Discount % (Excluding VAT) | Total |  | Unit Price/Discount % (Excluding VAT) | Total |  | Unit Price/Discount % (Excluding VAT) | Total | Unit Price/Discount % (Excluding VAT) | Total | Unit Price/Discount % (Excluding VAT) | Total
3.12.41 | 2K.38 | (*) To roof areas |  | Item | 1 | 0 | 0 |  | 55000 | 55000 |  | 38500 | 38500 |  | 80000 | 80000 |  | 100170 | 100170 |  | 94800 | 94800 |  | 226692 | 226692 |  | 70000 | 70000 |  | 282000 | 282000 |  | 69915 | 69915 |  | 137500 | 137500
3.12.42 | 2K.39 | (*) Ablution Trough seat with 400 mm length x 400 mm width & height 450 mm with marble stone cut to size, color as per engineers approval (ST-2) finish with liquid applied W/P membrane underneath finish stone |  | nr | 16 | 0 | 0 |  | 715 | 11440 |  | 816 | 13056 |  | 1018.5 | 16296 |  | 530 | 8480 |  | 1422 | 22752 |  | 850 | 13600 |  | 1200 | 19200 |  | 564 | 9024 |  | 1565 | 25040 |  | 605 | 9680
3.12.43 | 2K.40 | (*) 35 mm∅ grab rail with mirror finish to SS bracket with 100 mm∅ 5mm THK. SS plate including all the accessories , fixation for ablution areas |  | m | 40 | 0 | 0 |  | 880 | 35200 |  | 110 | 4400 |  | 747.5 | 29900 |  | 795 | 31800 |  | 626 | 25040 |  | 950 | 38000 |  | 700 | 28000 |  | 752 | 30080 |  | 365 | 14600 |  | 440 | 17600
| Note | Note Details
3.12.44 | - | Contractor's Adjustment
| Item Code | Description | Item Remarks | Unit of Measurement | Quantity/Base Price | Unit Price/Discount % (Excluding VAT) | Total |  | Unit Price/Discount % (Excluding VAT) | Total |  | Unit Price/Discount % (Excluding VAT) | Total |  | Unit Price/Discount % (Excluding VAT) | Total |  | Unit Price/Discount % (Excluding VAT) | Total |  | Unit Price/Discount % (Excluding VAT) | Total |  | Unit Price/Discount % (Excluding VAT) | Total |  | Unit Price/Discount % (Excluding VAT) | Total |  | Unit Price/Discount % (Excluding VAT) | Total |  | Unit Price/Discount % (Excluding VAT) | Total |  | Unit Price/Discount % (Excluding VAT) | Total |  | Unit Price/Discount % (Excluding VAT) | Total |  | Unit Price/Discount % (Excluding VAT) | Total | Unit Price/Discount % (Excluding VAT) | Total | Unit Price/Discount % (Excluding VAT) | Total
3.12.45 | 2K.41 | (*) Contractor may price here any items which has been shown in the drawings or any other documents but overlooked or not specifically mentioned in the schedule of items and is necessary for the satisfactory completion of the Works. Should the Contractor fail to insert any item here, it will be deemed that Lump Sum Contract Price includes all such items and no claims for additional items will be entertained. |  | Item | 1 | 0 | 0 |  | 87104 | 87104 |  | 0 | 0 |  | 0 | 0 |  | 0 | 0 |  | 0 | 0 |  | 0 | 0 |  | 0 | 0 |  | 0 | 0 |  | 0 | 0 |  | 0 | 0
| Note | Note Details
3.12.46 | - | Please attach one PDF file to be named "Additional Items for (insert bill no/name & Section No/name)" for the details of these additional items in the additional attachment area at the end of the BOQ.
3.13 SECTION L- EQUIPMENT | [5 empty] | 2 (out of 2) | 0 |  | 2 (out of 2) | 555500 |  | 2 (out of 2) | 481800 |  | 2 (out of 2) | 659750 |  | 2 (out of 2) | 658119 |  | 2 (out of 2) | 767880 |  | 2 (out of 2) | 747500 |  | 2 (out of 2) | 575000 |  | 2 (out of 2) | 1070660 |  | 2 (out of 2) | 590726 |  | 2 (out of 2) | 715000
| Note | Note Details
3.13.1 | - | Supply and install Elevator including car. and landing doors. landing door frames, controls, hall buttons and lanterns. car lighting. safety equipment, elevator machinery, counterweights. ropes, door sill angles. hoist beams, buffers. guide rails. holding down and anchor bolts and builder's work in connection with lift. testing and. commissioning, warranty and maintenance period, etc
3.13.2 | - | Passenger service elevator, serving three stops – openings all in same line [G, 1 & 2]
3.13.3 | - | Capacity: 1000 Kg. / 13 Persons
3.13.4 | - | speed 1.0 meter / second
| Item Code | Description | Item Remarks | Unit of Measurement | Quantity/Base Price | Unit Price/Discount % (Excluding VAT) | Total |  | Unit Price/Discount % (Excluding VAT) | Total |  | Unit Price/Discount % (Excluding VAT) | Total |  | Unit Price/Discount % (Excluding VAT) | Total |  | Unit Price/Discount % (Excluding VAT) | Total |  | Unit Price/Discount % (Excluding VAT) | Total |  | Unit Price/Discount % (Excluding VAT) | Total |  | Unit Price/Discount % (Excluding VAT) | Total |  | Unit Price/Discount % (Excluding VAT) | Total |  | Unit Price/Discount % (Excluding VAT) | Total |  | Unit Price/Discount % (Excluding VAT) | Total |  | Unit Price/Discount % (Excluding VAT) | Total |  | Unit Price/Discount % (Excluding VAT) | Total | Unit Price/Discount % (Excluding VAT) | Total | Unit Price/Discount % (Excluding VAT) | Total
3.13.5 | 6.01 | (*) Car design & doors: Manufacturer standard design and car interior as per Arch drawing and specifications |  | No. | 3 | 0 | 0 |  | 137500 | 412500 |  | 160600 | 481800 |  | 196250 | 588750 |  | 162276 | 486828 |  | 218040 | 654120 |  | 160000 | 480000 |  | 150000 | 450000 |  | 313020 | 939060 |  | 170821 | 512463 |  | 192500 | 577500
3.13.6 | 6.02 | (*) Hydraulic Scissor lift, Capacity :3000kg |  | No. | 1 | 0 | 0 |  | 143000 | 143000 |  | 0 | 0 |  | 71000 | 71000 |  | 171291 | 171291 |  | 113760 | 113760 |  | 267500 | 267500 |  | 125000 | 125000 |  | 131600 | 131600 |  | 78263 | 78263 |  | 137500 | 137500
3.14 SECTION Q1 - FIRE FIGHTING SYSTEM | [5 empty] | 42 (out of 42) | 0 |  | 42 (out of 42) | 3307360 |  | 42 (out of 42) | 38929743 |  | 42 (out of 42) | 0 |  | 42 (out of 42) | 2710936 |  | 42 (out of 42) | 4051106 |  | 42 (out of 42) | 2940139 |  | 42 (out of 42) | 2621040 |  | 42 (out of 42) | 4106923 |  | 42 (out of 42) | 3598017 |  | 42 (out of 42) | 3928446.06
| Note | Note Details
3.14.1 | - | The Contractor is referred to the Drawings and Specification for all details related to this section of the Works and he is to include for complying with all the requirements contained therein, whether or not they are specifically mentioned within the item descriptions
3.14.2 | - | Fire Extinguishers
| Item Code | Description | Item Remarks | Unit of Measurement | Quantity/Base Price | Unit Price/Discount % (Excluding VAT) | Total |  | Unit Price/Discount % (Excluding VAT) | Total |  | Unit Price/Discount % (Excluding VAT) | Total |  | Unit Price/Discount % (Excluding VAT) | Total |  | Unit Price/Discount % (Excluding VAT) | Total |  | Unit Price/Discount % (Excluding VAT) | Total |  | Unit Price/Discount % (Excluding VAT) | Total |  | Unit Price/Discount % (Excluding VAT) | Total |  | Unit Price/Discount % (Excluding VAT) | Total |  | Unit Price/Discount % (Excluding VAT) | Total |  | Unit Price/Discount % (Excluding VAT) | Total |  | Unit Price/Discount % (Excluding VAT) | Total |  | Unit Price/Discount % (Excluding VAT) | Total | Unit Price/Discount % (Excluding VAT) | Total | Unit Price/Discount % (Excluding VAT) | Total
3.14.3 | 2Q1.01 | (*) Dry Chemical Fire Extinguisher (FE-1) 4.5 kg as specified in the specification Section 21 13 00 complete as shown on the drawings in accordance with the specification approved by the Engineer |  | nr | 83 | 0 | 0 |  | 300 | 24900 |  | 0 | 0 |  | 0 | 0 |  | 0 | 0 |  | 341 | 28303 |  | 328 | 27224 |  | 250 | 20750 |  | 49481 | 4106923 |  | 2019 | 167577 |  | 132 | 10956
3.14.4 | 2Q1.02 | (*) CO2 Fire Extinguisher (FE-2) 5 kg as specified in the specification Section 21 13 00complete as shown on the drawings in accordance with the specification approved by the Engineer |  | nr | 28 | 0 | 0 |  | 400 | 11200 |  | 0 | 0 |  | 0 | 0 |  | 0 | 0 |  | 379 | 10612 |  | 328 | 9184 |  | 250 | 7000 |  | 0 | 0 |  | 2176 | 60928 |  | 308 | 8624
3.14.5 | 2Q1.03 | (*) Water Fire Extinguisher (FE-3) 9 kg as specified in the specification Section 21 13 00 complete as shown on the drawings in accordance with the specification approved by the Engineer |  | nr | 17 | 0 | 0 |  | 400 | 6800 |  | 0 | 0 |  | 0 | 0 |  | 0 | 0 |  | 645 | 10965 |  | 328 | 5576 |  | 1500 | 25500 |  | 0 | 0 |  | 266 | 4522 |  | 88 | 1496
3.14.6 | 2Q1.04 | (*) CO2 Fire Extinguisher (FE-4) 12 kg as specified in the specification Section 21 13 00 complete as shown on the drawings in accordance with the specification approved by the Engineer |  | nr | 1 | 0 | 0 |  | 500 | 500 |  | 38929743 | 38929743 |  | 0 | 0 |  | 2710936 | 2710936 |  | 1138 | 1138 |  | 328 | 328 |  | 1000 | 1000 |  | 0 | 0 |  | 1968 | 1968 |  | 484 | 484
3.14.7 | 2Q1.05 | (*) CO2 Fire Extinguisher (FE-5) 2 kg as specified in the specification Section 21 13 00 complete as shown on the drawings in accordance with the specification approved by the Engineer |  | nr | 17 | 0 | 0 |  | 250 | 4250 |  | 0 | 0 |  | 0 | 0 |  | 0 | 0 |  | 265 | 4505 |  | 328 | 5576 |  | 250 | 4250 |  | 0 | 0 |  | 292 | 4964 |  | 220 | 3740
3.14.8 | 2Q1.06 | (*) Dry Powder Trolly Fire Extinguisher (FE-6) 25 kg as specified in the specification Section 21 13 00 complete as shown on the drawings in accordance with the specification approved by the Engineer |  | nr | 1 | 0 | 0 |  | 600 | 600 |  | 0 | 0 |  | 0 | 0 |  | 0 | 0 |  | 1138 | 1138 |  | 328 | 328 |  | 2500 | 2500 |  | 0 | 0 |  | 3731 | 3731 |  | 1320 | 1320
| Note | Note Details
3.14.9 | - | Fire Cabinet (FHC)
| Item Code | Description | Item Remarks | Unit of Measurement | Quantity/Base Price | Unit Price/Discount % (Excluding VAT) | Total |  | Unit Price/Discount % (Excluding VAT) | Total |  | Unit Price/Discount % (Excluding VAT) | Total |  | Unit Price/Discount % (Excluding VAT) | Total |  | Unit Price/Discount % (Excluding VAT) | Total |  | Unit Price/Discount % (Excluding VAT) | Total |  | Unit Price/Discount % (Excluding VAT) | Total |  | Unit Price/Discount % (Excluding VAT) | Total |  | Unit Price/Discount % (Excluding VAT) | Total |  | Unit Price/Discount % (Excluding VAT) | Total |  | Unit Price/Discount % (Excluding VAT) | Total |  | Unit Price/Discount % (Excluding VAT) | Total |  | Unit Price/Discount % (Excluding VAT) | Total | Unit Price/Discount % (Excluding VAT) | Total | Unit Price/Discount % (Excluding VAT) | Total
3.14.10 | 2Q1.07 | (*) Fire Hose valve with nipple adaptor, 2-1/2 inch dia. X 30 mtrs. Long line high strength synthetic jacket hose spray nozzle 500 lbs plus one rubber, plus Fire Hose real with nippleadaptor,1 inch dia. X 30 mtrs. Long line plus one rubber, plus Dry Fire Extinguisher 6 kg. Inside box test, flush mounted cabinet and all necessary sundries, approved internal fitting as shown on the drawings in accordance with the specification Section 21 13 00 approved by the Engineer |  | nr | 32 | 0 | 0 |  | 3000 | 96000 |  | 0 | 0 |  | 0 | 0 |  | 0 | 0 |  | 15926 | 509632 |  | 7190 | 230080 |  | 4500 | 144000 |  | 0 | 0 |  | 4699 | 150368 |  | 5720 | 183040
| Note | Note Details
3.14.11 | - | Fire Cabinet (FHR)
| Item Code | Description | Item Remarks | Unit of Measurement | Quantity/Base Price | Unit Price/Discount % (Excluding VAT) | Total |  | Unit Price/Discount % (Excluding VAT) | Total |  | Unit Price/Discount % (Excluding VAT) | Total |  | Unit Price/Discount % (Excluding VAT) | Total |  | Unit Price/Discount % (Excluding VAT) | Total |  | Unit Price/Discount % (Excluding VAT) | Total |  | Unit Price/Discount % (Excluding VAT) | Total |  | Unit Price/Discount % (Excluding VAT) | Total |  | Unit Price/Discount % (Excluding VAT) | Total |  | Unit Price/Discount % (Excluding VAT) | Total |  | Unit Price/Discount % (Excluding VAT) | Total |  | Unit Price/Discount % (Excluding VAT) | Total |  | Unit Price/Discount % (Excluding VAT) | Total | Unit Price/Discount % (Excluding VAT) | Total | Unit Price/Discount % (Excluding VAT) | Total
3.14.12 | 2Q1.08 | (*) Fire Hose real with nippleadaptor,1 inch dia. X 30 mtrs. Long line plus one rubber, plus Dry Fire Extinguisher 6 kg. Inside box test, flush mounted cabinet and all necessary sundries, approved internal fitting as shown on the drawings in accordance with the specification Section 21 13 00 approved by the Engineer |  | nr | 17 | 0 | 0 |  | 5000 | 85000 |  | 0 | 0 |  | 0 | 0 |  | 0 | 0 |  | 14220 | 241740 |  | 6000 | 102000 |  | 4750 | 80750 |  | 0 | 0 |  | 4699 | 79883 |  | 9900 | 168300
| Note | Note Details
3.14.13 | - | OS and Y Gate Valve
3.14.14 | - | OS & Y gate valve, type C.I. body, flanged joint complete with handles & fixation items as shown on the drawings in accordance with the specification
| Item Code | Description | Item Remarks | Unit of Measurement | Quantity/Base Price | Unit Price/Discount % (Excluding VAT) | Total |  | Unit Price/Discount % (Excluding VAT) | Total |  | Unit Price/Discount % (Excluding VAT) | Total |  | Unit Price/Discount % (Excluding VAT) | Total |  | Unit Price/Discount % (Excluding VAT) | Total |  | Unit Price/Discount % (Excluding VAT) | Total |  | Unit Price/Discount % (Excluding VAT) | Total |  | Unit Price/Discount % (Excluding VAT) | Total |  | Unit Price/Discount % (Excluding VAT) | Total |  | Unit Price/Discount % (Excluding VAT) | Total |  | Unit Price/Discount % (Excluding VAT) | Total |  | Unit Price/Discount % (Excluding VAT) | Total |  | Unit Price/Discount % (Excluding VAT) | Total | Unit Price/Discount % (Excluding VAT) | Total | Unit Price/Discount % (Excluding VAT) | Total
3.14.15 | 2Q1.09 | (*) 150 mm |  | nr | 10 | 0 | 0 |  | 3000 | 30000 |  | 0 | 0 |  | 0 | 0 |  | 0 | 0 |  | 2654 | 26540 |  | 3055 | 30550 |  | 250 | 2500 |  | 0 | 0 |  | 5791 | 57910 |  | 2373.8 | 23738
| Note | Note Details
3.14.16 | - | Water Flow Switch
3.14.17 | - | Water flow switch, flanged joint complete with handles & fixation items as shown on the drawings in accordance with the specification
| Item Code | Description | Item Remarks | Unit of Measurement | Quantity/Base Price | Unit Price/Discount % (Excluding VAT) | Total |  | Unit Price/Discount % (Excluding VAT) | Total |  | Unit Price/Discount % (Excluding VAT) | Total |  | Unit Price/Discount % (Excluding VAT) | Total |  | Unit Price/Discount % (Excluding VAT) | Total |  | Unit Price/Discount % (Excluding VAT) | Total |  | Unit Price/Discount % (Excluding VAT) | Total |  | Unit Price/Discount % (Excluding VAT) | Total |  | Unit Price/Discount % (Excluding VAT) | Total |  | Unit Price/Discount % (Excluding VAT) | Total |  | Unit Price/Discount % (Excluding VAT) | Total |  | Unit Price/Discount % (Excluding VAT) | Total |  | Unit Price/Discount % (Excluding VAT) | Total | Unit Price/Discount % (Excluding VAT) | Total | Unit Price/Discount % (Excluding VAT) | Total
3.14.18 | 2Q1.10 | (*) 150 mm |  | nr | 10 | 0 | 0 |  | 1500 | 15000 |  | 0 | 0 |  | 0 | 0 |  | 0 | 0 |  | 3792 | 37920 |  | 300 | 3000 |  | 150 | 1500 |  | 0 | 0 |  | 918 | 9180 |  | 2701.6 | 27016
| Note | Note Details
3.14.19 | - | Check Valve
3.14.20 | - | Check Valve, type C.I. body, Flanged joint complete with handles & fixation items as shown on the drawings in accordance with the specification
| Item Code | Description | Item Remarks | Unit of Measurement | Quantity/Base Price | Unit Price/Discount % (Excluding VAT) | Total |  | Unit Price/Discount % (Excluding VAT) | Total |  | Unit Price/Discount % (Excluding VAT) | Total |  | Unit Price/Discount % (Excluding VAT) | Total |  | Unit Price/Discount % (Excluding VAT) | Total |  | Unit Price/Discount % (Excluding VAT) | Total |  | Unit Price/Discount % (Excluding VAT) | Total |  | Unit Price/Discount % (Excluding VAT) | Total |  | Unit Price/Discount % (Excluding VAT) | Total |  | Unit Price/Discount % (Excluding VAT) | Total |  | Unit Price/Discount % (Excluding VAT) | Total |  | Unit Price/Discount % (Excluding VAT) | Total |  | Unit Price/Discount % (Excluding VAT) | Total | Unit Price/Discount % (Excluding VAT) | Total | Unit Price/Discount % (Excluding VAT) | Total
3.14.21 | 2Q1.11 | (*) 150 mm |  | nr | 10 | 0 | 0 |  | 1500 | 15000 |  | 0 | 0 |  | 0 | 0 |  | 0 | 0 |  | 3034 | 30340 |  | 4000 | 40000 |  | 300 | 3000 |  | 0 | 0 |  | 1878 | 18780 |  | 7718.7 | 77187
| Note | Note Details
3.14.22 | - | Automatic Air Vent
3.14.23 | - | automatic air vent complete with accordance with the specification approved by the specification
| Item Code | Description | Item Remarks | Unit of Measurement | Quantity/Base Price | Unit Price/Discount % (Excluding VAT) | Total |  | Unit Price/Discount % (Excluding VAT) | Total |  | Unit Price/Discount % (Excluding VAT) | Total |  | Unit Price/Discount % (Excluding VAT) | Total |  | Unit Price/Discount % (Excluding VAT) | Total |  | Unit Price/Discount % (Excluding VAT) | Total |  | Unit Price/Discount % (Excluding VAT) | Total |  | Unit Price/Discount % (Excluding VAT) | Total |  | Unit Price/Discount % (Excluding VAT) | Total |  | Unit Price/Discount % (Excluding VAT) | Total |  | Unit Price/Discount % (Excluding VAT) | Total |  | Unit Price/Discount % (Excluding VAT) | Total |  | Unit Price/Discount % (Excluding VAT) | Total | Unit Price/Discount % (Excluding VAT) | Total | Unit Price/Discount % (Excluding VAT) | Total
3.14.24 | 2Q1.12 | (*) AAV(25 mm) |  | nr | 17 | 0 | 0 |  | 500 | 8500 |  | 0 | 0 |  | 0 | 0 |  | 0 | 0 |  | 758 | 12886 |  | 205 | 3485 |  | 150 | 2550 |  | 0 | 0 |  | 334 | 5678 |  | 1650 | 28050
| Note | Note Details
3.14.25 | - | Fire Protection Pipes & Fittings
3.14.26 | - | Fire Protection Pipe & fittings as specified in the specification complete with hangers or supports and other accessories required for the system as shown on the drawings in accordance with the specification approved by the Engineer
| Item Code | Description | Item Remarks | Unit of Measurement | Quantity/Base Price | Unit Price/Discount % (Excluding VAT) | Total |  | Unit Price/Discount % (Excluding VAT) | Total |  | Unit Price/Discount % (Excluding VAT) | Total |  | Unit Price/Discount % (Excluding VAT) | Total |  | Unit Price/Discount % (Excluding VAT) | Total |  | Unit Price/Discount % (Excluding VAT) | Total |  | Unit Price/Discount % (Excluding VAT) | Total |  | Unit Price/Discount % (Excluding VAT) | Total |  | Unit Price/Discount % (Excluding VAT) | Total |  | Unit Price/Discount % (Excluding VAT) | Total |  | Unit Price/Discount % (Excluding VAT) | Total |  | Unit Price/Discount % (Excluding VAT) | Total |  | Unit Price/Discount % (Excluding VAT) | Total | Unit Price/Discount % (Excluding VAT) | Total | Unit Price/Discount % (Excluding VAT) | Total
3.14.27 | 2Q1.13 | (*) 200mm |  | m | 48 | 0 | 0 |  | 450 | 21600 |  | 0 | 0 |  | 0 | 0 |  | 0 | 0 |  | 531 | 25488 |  | 330 | 15840 |  | 120 | 5760 |  | 0 | 0 |  | 398 | 19104 |  | 272.36 | 13073.28
3.14.28 | 2Q1.14 | (*) 150mm |  | m | 942 | 0 | 0 |  | 450 | 423900 |  | 0 | 0 |  | 0 | 0 |  | 0 | 0 |  | 493 | 464406 |  | 216 | 203472 |  | 110 | 103620 |  | 0 | 0 |  | 247 | 232674 |  | 195.8 | 184443.6
3.14.29 | 2Q1.15 | (*) 100mm |  | m | 408 | 0 | 0 |  | 400 | 163200 |  | 0 | 0 |  | 0 | 0 |  | 0 | 0 |  | 455 | 185640 |  | 152 | 62016 |  | 95 | 38760 |  | 0 | 0 |  | 141 | 57528 |  | 176.66 | 72077.28
3.14.30 | 2Q1.16 | (*) 80mm |  | m | 430 | 0 | 0 |  | 350 | 150500 |  | 0 | 0 |  | 0 | 0 |  | 0 | 0 |  | 190 | 81700 |  | 100 | 43000 |  | 90 | 38700 |  | 0 | 0 |  | 99 | 42570 |  | 144.76 | 62246.8
3.14.31 | 2Q1.17 | (*) 65mm |  | m | 470 | 0 | 0 |  | 200 | 94000 |  | 0 | 0 |  | 0 | 0 |  | 0 | 0 |  | 152 | 71440 |  | 72 | 33840 |  | 85 | 39950 |  | 0 | 0 |  | 75 | 35250 |  | 125.62 | 59041.4
3.14.32 | 2Q1.18 | (*) 50mm |  | m | 821 | 0 | 0 |  | 200 | 164200 |  | 0 | 0 |  | 0 | 0 |  | 0 | 0 |  | 137 | 112477 |  | 65 | 53365 |  | 75 | 61575 |  | 0 | 0 |  | 48 | 39408 |  | 100.1 | 82182.1
3.14.33 | 2Q1.19 | (*) 40mm |  | m | 890 | 0 | 0 |  | 75 | 66750 |  | 0 | 0 |  | 0 | 0 |  | 0 | 0 |  | 114 | 101460 |  | 54 | 48060 |  | 60 | 53400 |  | 0 | 0 |  | 44 | 39160 |  | 70.4 | 62656
3.14.34 | 2Q1.20 | (*) 32mm |  | m | 480 | 0 | 0 |  | 75 | 36000 |  | 0 | 0 |  | 0 | 0 |  | 0 | 0 |  | 99 | 47520 |  | 44 | 21120 |  | 55 | 26400 |  | 0 | 0 |  | 36 | 17280 |  | 66 | 31680
3.14.35 | 2Q1.21 | (*) 25mm |  | m | 4200 | 0 | 0 |  | 75 | 315000 |  | 0 | 0 |  | 0 | 0 |  | 0 | 0 |  | 91 | 382200 |  | 38 | 159600 |  | 50 | 210000 |  | 0 | 0 |  | 27 | 113400 |  | 54.56 | 229152
| Note | Note Details
3.14.36 | - | Fire Department Connection
3.14.37 | - | Siamese Fitting 4-way for fire department connection as shown on the drawing in accordance with specification approved by the NFPA code and local civil defiance code
| Item Code | Description | Item Remarks | Unit of Measurement | Quantity/Base Price | Unit Price/Discount % (Excluding VAT) | Total |  | Unit Price/Discount % (Excluding VAT) | Total |  | Unit Price/Discount % (Excluding VAT) | Total |  | Unit Price/Discount % (Excluding VAT) | Total |  | Unit Price/Discount % (Excluding VAT) | Total |  | Unit Price/Discount % (Excluding VAT) | Total |  | Unit Price/Discount % (Excluding VAT) | Total |  | Unit Price/Discount % (Excluding VAT) | Total |  | Unit Price/Discount % (Excluding VAT) | Total |  | Unit Price/Discount % (Excluding VAT) | Total |  | Unit Price/Discount % (Excluding VAT) | Total |  | Unit Price/Discount % (Excluding VAT) | Total |  | Unit Price/Discount % (Excluding VAT) | Total | Unit Price/Discount % (Excluding VAT) | Total | Unit Price/Discount % (Excluding VAT) | Total
3.14.38 | 2Q1.22 | (*) FDC(65x65x100mm) |  | nr | 2 | 0 | 0 |  | 10000 | 20000 |  | 0 | 0 |  | 0 | 0 |  | 0 | 0 |  | 11376 | 22752 |  | 2570 | 5140 |  | 2500 | 5000 |  | 0 | 0 |  | 4800 | 9600 |  | 1848 | 3696
| Note | Note Details
3.14.39 | - | Zone Control Station
3.14.40 | - | Consists of control valve with tamper switch, gate valve OS&Y type, pressure gauge, flow indicator, test and drain connection as shown on the drawings in accordance with the specification approved by NFPA Code
| Item Code | Description | Item Remarks | Unit of Measurement | Quantity/Base Price | Unit Price/Discount % (Excluding VAT) | Total |  | Unit Price/Discount % (Excluding VAT) | Total |  | Unit Price/Discount % (Excluding VAT) | Total |  | Unit Price/Discount % (Excluding VAT) | Total |  | Unit Price/Discount % (Excluding VAT) | Total |  | Unit Price/Discount % (Excluding VAT) | Total |  | Unit Price/Discount % (Excluding VAT) | Total |  | Unit Price/Discount % (Excluding VAT) | Total |  | Unit Price/Discount % (Excluding VAT) | Total |  | Unit Price/Discount % (Excluding VAT) | Total |  | Unit Price/Discount % (Excluding VAT) | Total |  | Unit Price/Discount % (Excluding VAT) | Total |  | Unit Price/Discount % (Excluding VAT) | Total | Unit Price/Discount % (Excluding VAT) | Total | Unit Price/Discount % (Excluding VAT) | Total
3.14.41 | 2Q1.23 | (*) 150 mm |  | nr | 9 | 0 | 0 |  | 5000 | 45000 |  | 0 | 0 |  | 0 | 0 |  | 0 | 0 |  | 9101 | 81909 |  | 7165 | 64485 |  | 2000 | 18000 |  | 0 | 0 |  | 4257 | 38313 |  | 3031.6 | 27284.4
| Note | Note Details
3.14.42 | - | Sprinklers
3.14.43 | - | Automatic sprinkler as shown on the drawings in accordance with the specification, complete
| Item Code | Description | Item Remarks | Unit of Measurement | Quantity/Base Price | Unit Price/Discount % (Excluding VAT) | Total |  | Unit Price/Discount % (Excluding VAT) | Total |  | Unit Price/Discount % (Excluding VAT) | Total |  | Unit Price/Discount % (Excluding VAT) | Total |  | Unit Price/Discount % (Excluding VAT) | Total |  | Unit Price/Discount % (Excluding VAT) | Total |  | Unit Price/Discount % (Excluding VAT) | Total |  | Unit Price/Discount % (Excluding VAT) | Total |  | Unit Price/Discount % (Excluding VAT) | Total |  | Unit Price/Discount % (Excluding VAT) | Total |  | Unit Price/Discount % (Excluding VAT) | Total |  | Unit Price/Discount % (Excluding VAT) | Total |  | Unit Price/Discount % (Excluding VAT) | Total | Unit Price/Discount % (Excluding VAT) | Total | Unit Price/Discount % (Excluding VAT) | Total
3.14.44 | 2Q1.24 | (*) Pendant sprinklers (k=5.6) |  | nr | 350 | 0 | 0 |  | 40 | 14000 |  | 0 | 0 |  | 0 | 0 |  | 0 | 0 |  | 34 | 11900 |  | 82 | 28700 |  | 100 | 35000 |  | 0 | 0 |  | 543 | 190050 |  | 184.8 | 64680
3.14.45 | 2Q1.25 | (*) Upright sprinklers (k=5.6) |  | nr | 1830 | 0 | 0 |  | 40 | 73200 |  | 0 | 0 |  | 0 | 0 |  | 0 | 0 |  | 83 | 151890 |  | 92 | 168360 |  | 10 | 18300 |  | 0 | 0 |  | 26 | 47580 |  | 184.8 | 338184
3.14.46 | 2Q1.26 | (*) Sidewall sprinklers (k=5.6) |  | nr | 4 | 0 | 0 |  | 40 | 160 |  | 0 | 0 |  | 0 | 0 |  | 0 | 0 |  | 72 | 288 |  | 108 | 432 |  | 100 | 400 |  | 0 | 0 |  | 244 | 976 |  | 75.9 | 303.6
3.14.47 | 2Q1.27 | (*) Upright sprinklers (k=8.3) |  | nr | 175 | 0 | 0 |  | 40 | 7000 |  | 0 | 0 |  | 0 | 0 |  | 0 | 0 |  | 91 | 15925 |  | 113 | 19775 |  | 125 | 21875 |  | 0 | 0 |  | 151 | 26425 |  | 184.8 | 32340
| Note | Note Details
3.14.48 | - | Warming Kitchen
3.14.49 | - | Provide fire protection Wet Chemical system for the warming kitchen, complete with all required accessories as per the specifications section 21 22 00approved by the NFPA and local civil defence
| Item Code | Description | Item Remarks | Unit of Measurement | Quantity/Base Price | Unit Price/Discount % (Excluding VAT) | Total |  | Unit Price/Discount % (Excluding VAT) | Total |  | Unit Price/Discount % (Excluding VAT) | Total |  | Unit Price/Discount % (Excluding VAT) | Total |  | Unit Price/Discount % (Excluding VAT) | Total |  | Unit Price/Discount % (Excluding VAT) | Total |  | Unit Price/Discount % (Excluding VAT) | Total |  | Unit Price/Discount % (Excluding VAT) | Total |  | Unit Price/Discount % (Excluding VAT) | Total |  | Unit Price/Discount % (Excluding VAT) | Total |  | Unit Price/Discount % (Excluding VAT) | Total |  | Unit Price/Discount % (Excluding VAT) | Total |  | Unit Price/Discount % (Excluding VAT) | Total | Unit Price/Discount % (Excluding VAT) | Total | Unit Price/Discount % (Excluding VAT) | Total
3.14.50 | 2Q1.28 | (*) Wet chemical Tank with Capacity 6 Gallons. Complete with all required accessories as per the specifications section 21 22 00 approved by the NFPA and local civil defence |  | nr | 1 | 0 | 0 |  | 35000 | 35000 |  | 0 | 0 |  | 0 | 0 |  | 0 | 0 |  | 51192 | 51192 |  | 1200 | 1200 |  | 35000 | 35000 |  | 0 | 0 |  | 57393 | 57393 |  | 56323.3 | 56323.3
3.14.51 | 2Q1.29 | (*) Clean Agent Cylinder with Capacity 23kg for Total Cylinder. Including: Control panel, Strobe-horn unit, 6" alarm bell, Flashing lamp, Manual release station, Abort switch, Discharge nozzle, Optical smoke detector, Warning sign, Seamless, galvanized steel piping network |  | nr | 1 | 0 | 0 |  | 35000 | 35000 |  | 0 | 0 |  | 0 | 0 |  | 0 | 0 |  | 32232 | 32232 |  | 12000 | 12000 |  | 42000 | 42000 |  | 0 | 0 |  | 48001 | 48001 |  | 112322.1 | 112322.1
| Note | Note Details
3.14.52 | - | IDF Room
3.14.53 | - | Provide fire protection FM-200 system for the electrical room, complete with all required accessories as per the specifications approved by the NFPA and local civil defence
| Item Code | Description | Item Remarks | Unit of Measurement | Quantity/Base Price | Unit Price/Discount % (Excluding VAT) | Total |  | Unit Price/Discount % (Excluding VAT) | Total |  | Unit Price/Discount % (Excluding VAT) | Total |  | Unit Price/Discount % (Excluding VAT) | Total |  | Unit Price/Discount % (Excluding VAT) | Total |  | Unit Price/Discount % (Excluding VAT) | Total |  | Unit Price/Discount % (Excluding VAT) | Total |  | Unit Price/Discount % (Excluding VAT) | Total |  | Unit Price/Discount % (Excluding VAT) | Total |  | Unit Price/Discount % (Excluding VAT) | Total |  | Unit Price/Discount % (Excluding VAT) | Total |  | Unit Price/Discount % (Excluding VAT) | Total |  | Unit Price/Discount % (Excluding VAT) | Total | Unit Price/Discount % (Excluding VAT) | Total | Unit Price/Discount % (Excluding VAT) | Total
3.14.54 | 2Q1.30 | (*) Clean Agent Cylinder with Capacity 23kg for Total Cylinder. Including: Control panel, Strobe-horn unit, 6" alarm bell, Flashing lamp, Manual release station, Abort switch, Discharge nozzle, Optical smoke detector, Warning sign, Seamless, galvanized steel piping network |  | nr | 14 | 0 | 0 |  | 30000 | 420000 |  | 0 | 0 |  | 0 | 0 |  | 0 | 0 |  | 32232 | 451248 |  | 12000 | 168000 |  | 43000 | 602000 |  | 0 | 0 |  | 48001 | 672014 |  | 35324.3 | 494540.2
3.14.55 | 2Q1.31 | (*) Clean Agent Cylinder with Capacity 25kg for Total Cylinder. Including: Control panel, Strobe-horn unit, 6" alarm bell, Flashing lamp, Manual release station, Abort switch, Discharge nozzle, Optical smoke detector, Warning sign, Seamless, galvanized steel piping network |  | nr | 1 | 0 | 0 |  | 35000 | 35000 |  | 0 | 0 |  | 0 | 0 |  | 0 | 0 |  | 32232 | 32232 |  | 12000 | 12000 |  | 45000 | 45000 |  | 0 | 0 |  | 48001 | 48001 |  | 35324.3 | 35324.3
3.14.56 | 2Q1.32 | (*) Clean Agent Cylinder with Capacity 45kg for Total Cylinder. Including: Control panel, Strobe-horn unit, 6" alarm bell, Flashing lamp, Manual release station, Abort switch, Discharge nozzle, Optical smoke detector, Warning sign, Seamless, galvanized steel piping network |  | nr | 2 | 0 | 0 |  | 50 | 100 |  | 0 | 0 |  | 0 | 0 |  | 0 | 0 |  | 66360 | 132720 |  | 60000 | 120000 |  | 65000 | 130000 |  | 0 | 0 |  | 67828 | 135656 |  | 36738.9 | 73477.8
| Note | Note Details
3.14.57 | - | MDF Room
| Item Code | Description | Item Remarks | Unit of Measurement | Quantity/Base Price | Unit Price/Discount % (Excluding VAT) | Total |  | Unit Price/Discount % (Excluding VAT) | Total |  | Unit Price/Discount % (Excluding VAT) | Total |  | Unit Price/Discount % (Excluding VAT) | Total |  | Unit Price/Discount % (Excluding VAT) | Total |  | Unit Price/Discount % (Excluding VAT) | Total |  | Unit Price/Discount % (Excluding VAT) | Total |  | Unit Price/Discount % (Excluding VAT) | Total |  | Unit Price/Discount % (Excluding VAT) | Total |  | Unit Price/Discount % (Excluding VAT) | Total |  | Unit Price/Discount % (Excluding VAT) | Total |  | Unit Price/Discount % (Excluding VAT) | Total |  | Unit Price/Discount % (Excluding VAT) | Total | Unit Price/Discount % (Excluding VAT) | Total | Unit Price/Discount % (Excluding VAT) | Total
3.14.58 | 2Q1.33 | (*) Clean Agent Cylinder with Capacity 44kg for Total Cylinders. Including: Control panel, Strobe-horn unit, 6" alarm bell, Flashing lamp, Manual release station, Abort switch, Discharge nozzle, Optical smoke detector, Warning sign, Seamless, galvanized steel piping network |  | nr | 1 | 0 | 0 |  | 60000 | 60000 |  | 0 | 0 |  | 0 | 0 |  | 0 | 0 |  | 48348 | 48348 |  | 60000 | 60000 |  | 65000 | 65000 |  | 0 | 0 |  | 67828 | 67828 |  | 53087.1 | 53087.1
| Note | Note Details
3.14.59 | - | ETISALAT Room
| Item Code | Description | Item Remarks | Unit of Measurement | Quantity/Base Price | Unit Price/Discount % (Excluding VAT) | Total |  | Unit Price/Discount % (Excluding VAT) | Total |  | Unit Price/Discount % (Excluding VAT) | Total |  | Unit Price/Discount % (Excluding VAT) | Total |  | Unit Price/Discount % (Excluding VAT) | Total |  | Unit Price/Discount % (Excluding VAT) | Total |  | Unit Price/Discount % (Excluding VAT) | Total |  | Unit Price/Discount % (Excluding VAT) | Total |  | Unit Price/Discount % (Excluding VAT) | Total |  | Unit Price/Discount % (Excluding VAT) | Total |  | Unit Price/Discount % (Excluding VAT) | Total |  | Unit Price/Discount % (Excluding VAT) | Total |  | Unit Price/Discount % (Excluding VAT) | Total | Unit Price/Discount % (Excluding VAT) | Total | Unit Price/Discount % (Excluding VAT) | Total
3.14.60 | 2Q1.34 | (*) Clean Agent Cylinder with Capacity 42kg for Total Cylinders. Including: Control panel, Strobe-horn unit, 6" alarm bell, Flashing lamp, Manual release station, Abort switch, Discharge nozzle, Optical smoke detector, Warning sign, Seamless, galvanized steel piping network |  | nr | 1 | 0 | 0 |  | 60000 | 60000 |  | 0 | 0 |  | 0 | 0 |  | 0 | 0 |  | 33180 | 33180 |  | 60000 | 60000 |  | 55000 | 55000 |  | 0 | 0 |  | 67828 | 67828 |  | 36737.8 | 36737.8
| Note | Note Details
3.14.61 | - | IBMS Room
| Item Code | Description | Item Remarks | Unit of Measurement | Quantity/Base Price | Unit Price/Discount % (Excluding VAT) | Total |  | Unit Price/Discount % (Excluding VAT) | Total |  | Unit Price/Discount % (Excluding VAT) | Total |  | Unit Price/Discount % (Excluding VAT) | Total |  | Unit Price/Discount % (Excluding VAT) | Total |  | Unit Price/Discount % (Excluding VAT) | Total |  | Unit Price/Discount % (Excluding VAT) | Total |  | Unit Price/Discount % (Excluding VAT) | Total |  | Unit Price/Discount % (Excluding VAT) | Total |  | Unit Price/Discount % (Excluding VAT) | Total |  | Unit Price/Discount % (Excluding VAT) | Total |  | Unit Price/Discount % (Excluding VAT) | Total |  | Unit Price/Discount % (Excluding VAT) | Total | Unit Price/Discount % (Excluding VAT) | Total | Unit Price/Discount % (Excluding VAT) | Total
3.14.62 | 2Q1.35 | (*) Clean Agent Cylinder with Capacity 37kg for Total Cylinders. Flashing lamp, Manual release station, Abort switch, Discharge nozzle, Optical smoke detector, Warning sign, Seamless, galvanized steel piping network |  | nr | 1 | 0 | 0 |  | 40000 | 40000 |  | 0 | 0 |  | 0 | 0 |  | 0 | 0 |  | 45504 | 45504 |  | 85000 | 85000 |  | 45000 | 45000 |  | 0 | 0 |  | 67828 | 67828 |  | 49831.1 | 49831.1
| Note | Note Details
3.14.63 | - | LV Room
| Item Code | Description | Item Remarks | Unit of Measurement | Quantity/Base Price | Unit Price/Discount % (Excluding VAT) | Total |  | Unit Price/Discount % (Excluding VAT) | Total |  | Unit Price/Discount % (Excluding VAT) | Total |  | Unit Price/Discount % (Excluding VAT) | Total |  | Unit Price/Discount % (Excluding VAT) | Total |  | Unit Price/Discount % (Excluding VAT) | Total |  | Unit Price/Discount % (Excluding VAT) | Total |  | Unit Price/Discount % (Excluding VAT) | Total |  | Unit Price/Discount % (Excluding VAT) | Total |  | Unit Price/Discount % (Excluding VAT) | Total |  | Unit Price/Discount % (Excluding VAT) | Total |  | Unit Price/Discount % (Excluding VAT) | Total |  | Unit Price/Discount % (Excluding VAT) | Total | Unit Price/Discount % (Excluding VAT) | Total | Unit Price/Discount % (Excluding VAT) | Total
3.14.64 | 2Q1.36 | (*) Clean Agent Cylinders with Capacity 291kg for Total Cylinders. Including: Control panel, Strobe-horn unit, 6" alarm bell, Flashing lamp, Manual release station, Abort switch, Discharge nozzle, Optical smoke detector, Warning sign, Seamless, galvanized steel piping network |  | nr | 1 | 0 | 0 |  | 195000 | 195000 |  | 0 | 0 |  | 0 | 0 |  | 0 | 0 |  | 94800 | 94800 |  | 395000 | 395000 |  | 60000 | 60000 |  | 0 | 0 |  | 317255 | 317255 |  | 104364.7 | 104364.7
| Note | Note Details
3.14.65 | - | Substation LV Room
| Item Code | Description | Item Remarks | Unit of Measurement | Quantity/Base Price | Unit Price/Discount % (Excluding VAT) | Total |  | Unit Price/Discount % (Excluding VAT) | Total |  | Unit Price/Discount % (Excluding VAT) | Total |  | Unit Price/Discount % (Excluding VAT) | Total |  | Unit Price/Discount % (Excluding VAT) | Total |  | Unit Price/Discount % (Excluding VAT) | Total |  | Unit Price/Discount % (Excluding VAT) | Total |  | Unit Price/Discount % (Excluding VAT) | Total |  | Unit Price/Discount % (Excluding VAT) | Total |  | Unit Price/Discount % (Excluding VAT) | Total |  | Unit Price/Discount % (Excluding VAT) | Total |  | Unit Price/Discount % (Excluding VAT) | Total |  | Unit Price/Discount % (Excluding VAT) | Total | Unit Price/Discount % (Excluding VAT) | Total | Unit Price/Discount % (Excluding VAT) | Total
3.14.66 | 2Q1.37 | (*) Clean Agent Cylinder with Capacity 76kg for Total Cylinders. . Including: Control panel, Strobe-horn unit, 6" alarm bell, Flashing lamp, Manual release station, Abort switch, Discharge nozzle, Optical smoke detector, Warning sign, Seamless, galvanized steel piping network |  | nr | 1 | 0 | 0 |  | 65000 | 65000 |  | 0 | 0 |  | 0 | 0 |  | 0 | 0 |  | 54036 | 54036 |  | 100000 | 100000 |  | 35000 | 35000 |  | 0 | 0 |  | 82243 | 82243 |  | 59383.5 | 59383.5
| Note | Note Details
3.14.67 | - | Substation HV Room
| Item Code | Description | Item Remarks | Unit of Measurement | Quantity/Base Price | Unit Price/Discount % (Excluding VAT) | Total |  | Unit Price/Discount % (Excluding VAT) | Total |  | Unit Price/Discount % (Excluding VAT) | Total |  | Unit Price/Discount % (Excluding VAT) | Total |  | Unit Price/Discount % (Excluding VAT) | Total |  | Unit Price/Discount % (Excluding VAT) | Total |  | Unit Price/Discount % (Excluding VAT) | Total |  | Unit Price/Discount % (Excluding VAT) | Total |  | Unit Price/Discount % (Excluding VAT) | Total |  | Unit Price/Discount % (Excluding VAT) | Total |  | Unit Price/Discount % (Excluding VAT) | Total |  | Unit Price/Discount % (Excluding VAT) | Total |  | Unit Price/Discount % (Excluding VAT) | Total | Unit Price/Discount % (Excluding VAT) | Total | Unit Price/Discount % (Excluding VAT) | Total
3.14.68 | 2Q1.38 | (*) Clean Agent Cylinder with Capacity 128kg for Total Cylinders. Including: Control panel, Strobe-horn unit, 6" alarm bell, Flashing lamp, Manual release station, Abort switch, Discharge nozzle, Optical smoke detector, Warning sign, Seamless, galvanized steel piping network |  | nr | 1 | 0 | 0 |  | 95000 | 95000 |  | 0 | 0 |  | 0 | 0 |  | 0 | 0 |  | 61620 | 61620 |  | 120000 | 120000 |  | 35000 | 35000 |  | 0 | 0 |  | 149596 | 149596 |  | 59383.5 | 59383.5
| Note | Note Details
3.14.69 | - | FIRE FIGHTING SYSTEM
3.14.70 | - | Supply and install all the fire fighting systems, equipment, pipings, fittings, accessories & controls as required for the fire fighting system and for Civil Defence Control Room as specified section 21 31 50 and as shown on the drawings.
| Item Code | Description | Item Remarks | Unit of Measurement | Quantity/Base Price | Unit Price/Discount % (Excluding VAT) | Total |  | Unit Price/Discount % (Excluding VAT) | Total |  | Unit Price/Discount % (Excluding VAT) | Total |  | Unit Price/Discount % (Excluding VAT) | Total |  | Unit Price/Discount % (Excluding VAT) | Total |  | Unit Price/Discount % (Excluding VAT) | Total |  | Unit Price/Discount % (Excluding VAT) | Total |  | Unit Price/Discount % (Excluding VAT) | Total |  | Unit Price/Discount % (Excluding VAT) | Total |  | Unit Price/Discount % (Excluding VAT) | Total |  | Unit Price/Discount % (Excluding VAT) | Total |  | Unit Price/Discount % (Excluding VAT) | Total |  | Unit Price/Discount % (Excluding VAT) | Total | Unit Price/Discount % (Excluding VAT) | Total | Unit Price/Discount % (Excluding VAT) | Total
3.14.71 | 2Q1.39 | (*) FP-1, Electric fire pump (1 No. pump), 1000 GPM @ 110 M , complete with valves, piping within the pump room, control panel, and all accessories for automatic operation complete as specified and as shown in the drawings. |  | Set | 1 | 0 | 0 |  | 150000 | 150000 |  | 0 | 0 |  | 0 | 0 |  | 0 | 0 |  | 341280 | 341280 |  | 192000 | 192000 |  | 125000 | 125000 |  | 0 | 0 |  | 104350 | 104350 |  | 413600 | 413600
3.14.72 | 2Q1.40 | (*) FP-2, Diesel fire pump (1 No. pump), 1000 GPM @ 110 M , complete with valves, piping, control panel and all accessories within the pumproom for automatic operation complete as specified and as shown in the drawings. |  | Set | 1 | 0 | 0 |  | 165000 | 165000 |  | 0 | 0 |  | 0 | 0 |  | 0 | 0 |  | 0 | 0 |  | 192000 | 192000 |  | 250000 | 250000 |  | 0 | 0 |  | 208700 | 208700 |  | 0 | 0
3.14.73 | 2Q1.41 | (*) FP-3, Jockey pump (1 No. pump), 30 GPM @ 117 M , complete with valve, piping control panel, and all accessories within the pumproom for automatic operation complete as specified and as shown in the drawings. |  | Set | 1 | 0 | 0 |  | 60000 | 60000 |  | 0 | 0 |  | 0 | 0 |  | 0 | 0 |  | 0 | 0 |  | 38403 | 38403 |  | 125000 | 125000 |  | 0 | 0 |  | 96517 | 96517 |  | 0 | 0
| Note | Note Details
3.14.74 | - | Contractor's Adjustment
| Item Code | Description | Item Remarks | Unit of Measurement | Quantity/Base Price | Unit Price/Discount % (Excluding VAT) | Total |  | Unit Price/Discount % (Excluding VAT) | Total |  | Unit Price/Discount % (Excluding VAT) | Total |  | Unit Price/Discount % (Excluding VAT) | Total |  | Unit Price/Discount % (Excluding VAT) | Total |  | Unit Price/Discount % (Excluding VAT) | Total |  | Unit Price/Discount % (Excluding VAT) | Total |  | Unit Price/Discount % (Excluding VAT) | Total |  | Unit Price/Discount % (Excluding VAT) | Total |  | Unit Price/Discount % (Excluding VAT) | Total |  | Unit Price/Discount % (Excluding VAT) | Total |  | Unit Price/Discount % (Excluding VAT) | Total |  | Unit Price/Discount % (Excluding VAT) | Total | Unit Price/Discount % (Excluding VAT) | Total | Unit Price/Discount % (Excluding VAT) | Total
3.14.75 | 2Q1.42 | (*) Contractor may price here any items which has been shown in the drawings or any other documents but overlooked or not specifically mentioned in the schedule of items and is necessary for the satisfactory completion of the Works. Should the Contractor fail to insert any item here, it will be deemed that Lump Sum Contract Price includes all such items and no claims for additional items will be entertained. |  | Item | 1 | 0 | 0 |  | 0 | 0 |  | 0 | 0 |  | 0 | 0 |  | 0 | 0 |  | 0 | 0 |  | 0 | 0 |  | 0 | 0 |  | 0 | 0 |  | 0 | 0 |  | 583079.2 | 583079.2
| Note | Note Details
3.14.76 | - | Please attach one PDF file to be named "Additional Items for (insert bill no/name & Section No/name)" for the details of these additional items in the additional attachment area at the end of the BOQ.
3.15 SECTION Q2 - DRAINAGE SYSTEM | [5 empty] | 29 (out of 29) | 0 |  | 29 (out of 29) | 1749020 |  | 29 (out of 29) | 0 |  | 29 (out of 29) | 0 |  | 29 (out of 29) | 0 |  | 29 (out of 29) | 1649582 |  | 29 (out of 29) | 1362127 |  | 29 (out of 29) | 917270 |  | 29 (out of 29) | 2210497 |  | 29 (out of 29) | 1452354 |  | 29 (out of 29) | 1023194.97
| Note | Note Details
3.15.1 | - | Piping and Fitting Materials
3.15.2 | - | Supplying, installing, connecting and testing of UPVC pipes and fittings above ground completed with all accessories as per drawings and specification section 22 13 00
| Item Code | Description | Item Remarks | Unit of Measurement | Quantity/Base Price | Unit Price/Discount % (Excluding VAT) | Total |  | Unit Price/Discount % (Excluding VAT) | Total |  | Unit Price/Discount % (Excluding VAT) | Total |  | Unit Price/Discount % (Excluding VAT) | Total |  | Unit Price/Discount % (Excluding VAT) | Total |  | Unit Price/Discount % (Excluding VAT) | Total |  | Unit Price/Discount % (Excluding VAT) | Total |  | Unit Price/Discount % (Excluding VAT) | Total |  | Unit Price/Discount % (Excluding VAT) | Total |  | Unit Price/Discount % (Excluding VAT) | Total |  | Unit Price/Discount % (Excluding VAT) | Total |  | Unit Price/Discount % (Excluding VAT) | Total |  | Unit Price/Discount % (Excluding VAT) | Total | Unit Price/Discount % (Excluding VAT) | Total | Unit Price/Discount % (Excluding VAT) | Total
3.15.3 | 2Q2.01 | (*) 32mm Dia piping. |  | m | 388 | 0 | 0 |  | 39 | 15132 |  | 0 | 0 |  | 0 | 0 |  | 0 | 0 |  | 47 | 18236 |  | 90 | 34920 |  | 30 | 11640 |  | 5330 | 2068040 |  | 42 | 16296 |  | 54.67 | 21211.96
3.15.4 | 2Q2.02 | (*) 50mm Dia piping. |  | m | 515 | 0 | 0 |  | 77 | 39655 |  | 0 | 0 |  | 0 | 0 |  | 0 | 0 |  | 72 | 37080 |  | 115 | 59225 |  | 35 | 18025 |  | 0 | 0 |  | 50 | 25750 |  | 57.37 | 29545.55
3.15.5 | 2Q2.03 | (*) 75mm Dia piping. |  | m | 816 | 0 | 0 |  | 94 | 76704 |  | 0 | 0 |  | 0 | 0 |  | 0 | 0 |  | 91 | 74256 |  | 125 | 102000 |  | 45 | 36720 |  | 0 | 0 |  | 76 | 62016 |  | 59.44 | 48503.04
3.15.6 | 2Q2.04 | (*) 110mm Dia piping. |  | m | 244 | 0 | 0 |  | 132 | 32208 |  | 0 | 0 |  | 0 | 0 |  | 0 | 0 |  | 171 | 41724 |  | 143 | 34892 |  | 55 | 13420 |  | 0 | 0 |  | 97 | 23668 |  | 68.92 | 16816.48
3.15.7 | 2Q2.05 | (*) 160mm Dia piping. |  | m | 890 | 0 | 0 |  | 264 | 234960 |  | 0 | 0 |  | 0 | 0 |  | 0 | 0 |  | 190 | 169100 |  | 200 | 178000 |  | 90 | 80100 |  | 0 | 0 |  | 148 | 131720 |  | 81.49 | 72526.1
| Note | Note Details
3.15.8 | - | Supplying, installing, connecting and testing of UPVC pipes and fittings under ground completed with all accessories as per drawings and specification section 22 13 00
| Item Code | Description | Item Remarks | Unit of Measurement | Quantity/Base Price | Unit Price/Discount % (Excluding VAT) | Total |  | Unit Price/Discount % (Excluding VAT) | Total |  | Unit Price/Discount % (Excluding VAT) | Total |  | Unit Price/Discount % (Excluding VAT) | Total |  | Unit Price/Discount % (Excluding VAT) | Total |  | Unit Price/Discount % (Excluding VAT) | Total |  | Unit Price/Discount % (Excluding VAT) | Total |  | Unit Price/Discount % (Excluding VAT) | Total |  | Unit Price/Discount % (Excluding VAT) | Total |  | Unit Price/Discount % (Excluding VAT) | Total |  | Unit Price/Discount % (Excluding VAT) | Total |  | Unit Price/Discount % (Excluding VAT) | Total |  | Unit Price/Discount % (Excluding VAT) | Total | Unit Price/Discount % (Excluding VAT) | Total | Unit Price/Discount % (Excluding VAT) | Total
3.15.9 | 2Q2.06 | (*) 75mm Dia piping. |  | m | 1127 | 0 | 0 |  | 94 | 105938 |  | 0 | 0 |  | 0 | 0 |  | 0 | 0 |  | 137 | 154399 |  | 173 | 194971 |  | 75 | 84525 |  | 0 | 0 |  | 200 | 225400 |  | 46.8 | 52743.6
3.15.10 | 2Q2.07 | (*) 110mm Dia piping. |  | m | 722 | 0 | 0 |  | 132 | 95304 |  | 0 | 0 |  | 0 | 0 |  | 0 | 0 |  | 197 | 142234 |  | 193 | 139346 |  | 90 | 64980 |  | 0 | 0 |  | 220 | 158840 |  | 56.28 | 40634.16
3.15.11 | 2Q2.08 | (*) 160mm Dia piping. |  | m | 710 | 0 | 0 |  | 264 | 187440 |  | 0 | 0 |  | 0 | 0 |  | 0 | 0 |  | 243 | 172530 |  | 255 | 181050 |  | 120 | 85200 |  | 0 | 0 |  | 291 | 206610 |  | 68.86 | 48890.6
3.15.12 | 2Q2.09 | (*) 200mm Dia piping. |  | m | 169 | 0 | 0 |  | 286 | 48334 |  | 0 | 0 |  | 0 | 0 |  | 0 | 0 |  | 284 | 47996 |  | 220 | 37180 |  | 150 | 25350 |  | 0 | 0 |  | 381 | 64389 |  | 145.92 | 24660.48
| Note | Note Details
3.15.13 | - | Supplying, installing, connecting and testing of UPVC pressurized pipes and fittings above ground completed with all accessories as per drawings and specification section 22 13 00
| Item Code | Description | Item Remarks | Unit of Measurement | Quantity/Base Price | Unit Price/Discount % (Excluding VAT) | Total |  | Unit Price/Discount % (Excluding VAT) | Total |  | Unit Price/Discount % (Excluding VAT) | Total |  | Unit Price/Discount % (Excluding VAT) | Total |  | Unit Price/Discount % (Excluding VAT) | Total |  | Unit Price/Discount % (Excluding VAT) | Total |  | Unit Price/Discount % (Excluding VAT) | Total |  | Unit Price/Discount % (Excluding VAT) | Total |  | Unit Price/Discount % (Excluding VAT) | Total |  | Unit Price/Discount % (Excluding VAT) | Total |  | Unit Price/Discount % (Excluding VAT) | Total |  | Unit Price/Discount % (Excluding VAT) | Total |  | Unit Price/Discount % (Excluding VAT) | Total | Unit Price/Discount % (Excluding VAT) | Total | Unit Price/Discount % (Excluding VAT) | Total
3.15.14 | 2Q2.10 | (*) 75mm Dia piping. |  | m | 52 | 0 | 0 |  | 149 | 7748 |  | 0 | 0 |  | 0 | 0 |  | 0 | 0 |  | 152 | 7904 |  | 160 | 8320 |  | 90 | 4680 |  | 0 | 0 |  | 54 | 2808 |  | 78.83 | 4099.16
| Note | Note Details
3.15.15 | - | Roof Drain
3.15.16 | - | Roof Drain with sand trap and grating cover as specified in the specification section 22 15 00 for the item including fixation accessories and supports complete as required for the system approved by the Engineer
| Item Code | Description | Item Remarks | Unit of Measurement | Quantity/Base Price | Unit Price/Discount % (Excluding VAT) | Total |  | Unit Price/Discount % (Excluding VAT) | Total |  | Unit Price/Discount % (Excluding VAT) | Total |  | Unit Price/Discount % (Excluding VAT) | Total |  | Unit Price/Discount % (Excluding VAT) | Total |  | Unit Price/Discount % (Excluding VAT) | Total |  | Unit Price/Discount % (Excluding VAT) | Total |  | Unit Price/Discount % (Excluding VAT) | Total |  | Unit Price/Discount % (Excluding VAT) | Total |  | Unit Price/Discount % (Excluding VAT) | Total |  | Unit Price/Discount % (Excluding VAT) | Total |  | Unit Price/Discount % (Excluding VAT) | Total |  | Unit Price/Discount % (Excluding VAT) | Total | Unit Price/Discount % (Excluding VAT) | Total | Unit Price/Discount % (Excluding VAT) | Total
3.15.17 | 2Q2.11 | (*) Gutter drain Ø 160mm (ABS with square of round nickel bronze top) |  | nr | 6 | 0 | 0 |  | 748 | 4488 |  | 0 | 0 |  | 0 | 0 |  | 0 | 0 |  | 521 | 3126 |  | 600 | 3600 |  | 450 | 2700 |  | 0 | 0 |  | 510 | 3060 |  | 467.5 | 2805
3.15.18 | 2Q2.12 | (*) Ø 160mm (ABS with square of round nickel bronze top) |  | nr | 51 | 0 | 0 |  | 748 | 38148 |  | 0 | 0 |  | 0 | 0 |  | 0 | 0 |  | 521 | 26571 |  | 600 | 30600 |  | 300 | 15300 |  | 0 | 0 |  | 614 | 31314 |  | 467.5 | 23842.5
3.15.19 | 2Q2.13 | (*) Side Roof Drain Ø 100mm (cast iron) |  | nr | 5 | 0 | 0 |  | 748 | 3740 |  | 0 | 0 |  | 0 | 0 |  | 0 | 0 |  | 645 | 3225 |  | 400 | 2000 |  | 450 | 2250 |  | 0 | 0 |  | 760 | 3800 |  | 467.5 | 2337.5
3.15.20 | 2Q2.14 | (*) Area Drain Ø 160mm (cast iron) |  | nr | 16 | 0 | 0 |  | 748 | 11968 |  | 0 | 0 |  | 0 | 0 |  | 0 | 0 |  | 711 | 11376 |  | 600 | 9600 |  | 350 | 5600 |  | 0 | 0 |  | 510 | 8160 |  | 467.5 | 7480
3.15.21 | 2Q2.15 | (*) Kitchen Drain Ø 160mm (cast iron) |  | nr | 3 | 0 | 0 |  | 748 | 2244 |  | 0 | 0 |  | 0 | 0 |  | 0 | 0 |  | 711 | 2133 |  | 1700 | 5100 |  | 350 | 1050 |  | 0 | 0 |  | 510 | 1530 |  | 467.5 | 1402.5
| Note | Note Details
3.15.22 | - | Floor Cleanout
3.15.23 | - | Floor Cleanout and cover as specified in the specification section 22 15 00 for the item including fixation accessories and supports complete as required for the system approved by the Engineer
| Item Code | Description | Item Remarks | Unit of Measurement | Quantity/Base Price | Unit Price/Discount % (Excluding VAT) | Total |  | Unit Price/Discount % (Excluding VAT) | Total |  | Unit Price/Discount % (Excluding VAT) | Total |  | Unit Price/Discount % (Excluding VAT) | Total |  | Unit Price/Discount % (Excluding VAT) | Total |  | Unit Price/Discount % (Excluding VAT) | Total |  | Unit Price/Discount % (Excluding VAT) | Total |  | Unit Price/Discount % (Excluding VAT) | Total |  | Unit Price/Discount % (Excluding VAT) | Total |  | Unit Price/Discount % (Excluding VAT) | Total |  | Unit Price/Discount % (Excluding VAT) | Total |  | Unit Price/Discount % (Excluding VAT) | Total |  | Unit Price/Discount % (Excluding VAT) | Total | Unit Price/Discount % (Excluding VAT) | Total | Unit Price/Discount % (Excluding VAT) | Total
3.15.24 | 2Q2.16 | (*) Ø75mm (Cast iron body with square or round adjustable, secured, nickel bronze) |  | nr | 25 | 0 | 0 |  | 539 | 13475 |  | 0 | 0 |  | 0 | 0 |  | 0 | 0 |  | 806 | 20150 |  | 244 | 6100 |  | 750 | 18750 |  | 0 | 0 |  | 260 | 6500 |  | 234.3 | 5857.5
3.15.25 | 2Q2.17 | (*) Ø 110mm (Cast iron body with square or round adjustable, secured, nickel bronze) |  | nr | 63 | 0 | 0 |  | 539 | 33957 |  | 0 | 0 |  | 0 | 0 |  | 0 | 0 |  | 901 | 56763 |  | 288 | 18144 |  | 800 | 50400 |  | 0 | 0 |  | 322 | 20286 |  | 269.5 | 16978.5
3.15.26 | 2Q2.18 | (*) Ø 160mm (Cast iron body with square or round adjustable, secured, nickel bronze) |  | nr | 16 | 0 | 0 |  | 572 | 9152 |  | 0 | 0 |  | 0 | 0 |  | 0 | 0 |  | 1138 | 18208 |  | 390 | 6240 |  | 900 | 14400 |  | 0 | 0 |  | 520 | 8320 |  | 302.5 | 4840
| Note | Note Details
3.15.27 | - | Manhole and Gully Trap
3.15.28 | - | install including excavation, backfilling. concrete, waterproofing cover and frame, complete all in accordance with the Drawings and accordance with the Specification section 22 13 00
| Item Code | Description | Item Remarks | Unit of Measurement | Quantity/Base Price | Unit Price/Discount % (Excluding VAT) | Total |  | Unit Price/Discount % (Excluding VAT) | Total |  | Unit Price/Discount % (Excluding VAT) | Total |  | Unit Price/Discount % (Excluding VAT) | Total |  | Unit Price/Discount % (Excluding VAT) | Total |  | Unit Price/Discount % (Excluding VAT) | Total |  | Unit Price/Discount % (Excluding VAT) | Total |  | Unit Price/Discount % (Excluding VAT) | Total |  | Unit Price/Discount % (Excluding VAT) | Total |  | Unit Price/Discount % (Excluding VAT) | Total |  | Unit Price/Discount % (Excluding VAT) | Total |  | Unit Price/Discount % (Excluding VAT) | Total |  | Unit Price/Discount % (Excluding VAT) | Total | Unit Price/Discount % (Excluding VAT) | Total | Unit Price/Discount % (Excluding VAT) | Total
3.15.29 | 2Q2.19 | (*) Stormwater manhole; depth not exceeding 1.5m; 600 x 600mm |  | nr | 27 | 0 | 0 |  | 6600 | 178200 |  | 0 | 0 |  | 0 | 0 |  | 0 | 0 |  | 3792 | 102384 |  | 2000 | 54000 |  | 4500 | 121500 |  | 1128 | 30456 |  | 3192 | 86184 |  | 5390 | 145530
3.15.30 | 2Q2.20 | (*) Drain pipe trench; 1000 x 250 x 400mm |  | nr | 11 | 0 | 0 |  | 1650 | 18150 |  | 0 | 0 |  | 0 | 0 |  | 0 | 0 |  | 1422 | 15642 |  | 506 | 5566 |  | 4000 | 44000 |  | 470 | 5170 |  | 1493 | 16423 |  | 550 | 6050
3.15.31 | 2Q2.21 | (*) Gully trap |  | nr | 27 | 0 | 0 |  | 1650 | 44550 |  | 0 | 0 |  | 0 | 0 |  | 0 | 0 |  | 1706 | 46062 |  | 495 | 13365 |  | 2500 | 67500 |  | 329 | 8883 |  | 1195 | 32265 |  | 704 | 19008
3.15.32 | 2Q2.22 | (*) Grease trap |  | nr | 1 | 0 | 0 |  | 11000 | 11000 |  | 0 | 0 |  | 0 | 0 |  | 0 | 0 |  | 34128 | 34128 |  | 20000 | 20000 |  | 4000 | 4000 |  | 1692 | 1692 |  | 12611 | 12611 |  | 3025 | 3025
3.15.33 | 2Q2.23 | (*) Neutralization chamber |  | nr | 5 | 0 | 0 |  | 11000 | 55000 |  | 0 | 0 |  | 0 | 0 |  | 0 | 0 |  | 8058 | 40290 |  | 12000 | 60000 |  | 3000 | 15000 |  | 1692 | 8460 |  | 4588 | 22940 |  | 5500 | 27500
3.15.34 | 2Q2.24 | (*) Retarding chamber (Slow down Chamber) |  | nr | 3 | 0 | 0 |  | 7700 | 23100 |  | 0 | 0 |  | 0 | 0 |  | 0 | 0 |  | 6162 | 18486 |  | 4000 | 12000 |  | 3000 | 9000 |  | 1692 | 5076 |  | 2660 | 7980 |  | 5500 | 16500
3.15.35 | 2Q2.25 | (*) Sanitary manhole; depth not exceeding 1.5m; 600 x 600mm |  | nr | 20 | 0 | 0 |  | 6600 | 132000 |  | 0 | 0 |  | 0 | 0 |  | 0 | 0 |  | 4266 | 85320 |  | 2100 | 42000 |  | 3500 | 70000 |  | 3290 | 65800 |  | 6442 | 128840 |  | 5390 | 107800
3.15.36 | 2Q2.26 | (*) Sanitary manhole; depth not exceeding 1.5m; 800 x 800mm |  | nr | 4 | 0 | 0 |  | 6600 | 26400 |  | 0 | 0 |  | 0 | 0 |  | 0 | 0 |  | 5214 | 20856 |  | 4000 | 16000 |  | 5000 | 20000 |  | 4230 | 16920 |  | 7307 | 29228 |  | 6198.5 | 24794
| Note | Note Details
3.15.37 | - | Floor Drain
3.15.38 | - | Ground Cleanout and cover as specified in the specification section 22 15 00 for the item including fixation accessories and supports complete as required for the system approved by the Engineer
| Item Code | Description | Item Remarks | Unit of Measurement | Quantity/Base Price | Unit Price/Discount % (Excluding VAT) | Total |  | Unit Price/Discount % (Excluding VAT) | Total |  | Unit Price/Discount % (Excluding VAT) | Total |  | Unit Price/Discount % (Excluding VAT) | Total |  | Unit Price/Discount % (Excluding VAT) | Total |  | Unit Price/Discount % (Excluding VAT) | Total |  | Unit Price/Discount % (Excluding VAT) | Total |  | Unit Price/Discount % (Excluding VAT) | Total |  | Unit Price/Discount % (Excluding VAT) | Total |  | Unit Price/Discount % (Excluding VAT) | Total |  | Unit Price/Discount % (Excluding VAT) | Total |  | Unit Price/Discount % (Excluding VAT) | Total |  | Unit Price/Discount % (Excluding VAT) | Total | Unit Price/Discount % (Excluding VAT) | Total | Unit Price/Discount % (Excluding VAT) | Total
3.15.39 | 2Q2.27 | (*) Ø 75mm (ABS instead of cast iron material with heavy duty nickel bronze) |  | nr | 312 | 0 | 0 |  | 825 | 257400 |  | 0 | 0 |  | 0 | 0 |  | 0 | 0 |  | 806 | 251472 |  | 244 | 76128 |  | 90 | 28080 |  | 0 | 0 |  | 327 | 102024 |  | 283.81 | 88548.72
3.15.40 | 2Q2.28 | (*) Ø 75mm Funnel Floor Drain (ABS instead of cast iron material with heavy duty nickel bronze) |  | nr | 31 | 0 | 0 |  | 1375 | 42625 |  | 0 | 0 |  | 0 | 0 |  | 0 | 0 |  | 901 | 27931 |  | 380 | 11780 |  | 100 | 3100 |  | 0 | 0 |  | 432 | 13392 |  | 578.6 | 17936.6
| Note | Note Details
3.15.41 | - | Contractor's Adjustment
| Item Code | Description | Item Remarks | Unit of Measurement | Quantity/Base Price | Unit Price/Discount % (Excluding VAT) | Total |  | Unit Price/Discount % (Excluding VAT) | Total |  | Unit Price/Discount % (Excluding VAT) | Total |  | Unit Price/Discount % (Excluding VAT) | Total |  | Unit Price/Discount % (Excluding VAT) | Total |  | Unit Price/Discount % (Excluding VAT) | Total |  | Unit Price/Discount % (Excluding VAT) | Total |  | Unit Price/Discount % (Excluding VAT) | Total |  | Unit Price/Discount % (Excluding VAT) | Total |  | Unit Price/Discount % (Excluding VAT) | Total |  | Unit Price/Discount % (Excluding VAT) | Total |  | Unit Price/Discount % (Excluding VAT) | Total |  | Unit Price/Discount % (Excluding VAT) | Total | Unit Price/Discount % (Excluding VAT) | Total | Unit Price/Discount % (Excluding VAT) | Total
3.15.42 | 2Q2.29 | (*) Contractor may price here any items which has been shown in the drawings or any other documents but overlooked or not specifically mentioned in the schedule of items and is necessary for the satisfactory completion of the Works. Should the Contractor fail to insert any item here, it will be deemed that Lump Sum Contract Price includes all such items and no claims for additional items will be entertained. |  | Item | 1 | 0 | 0 |  | 0 | 0 |  | 0 | 0 |  | 0 | 0 |  | 0 | 0 |  | 0 | 0 |  | 0 | 0 |  | 0 | 0 |  | 0 | 0 |  | 0 | 0 |  | 141328.02 | 141328.02
| Note | Note Details
3.15.43 | - | Please attach one PDF file to be named "Additional Items for (insert bill no/name & Section No/name)" for the details of these additional items in the additional attachment area at the end of the BOQ.
3.16 SECTION Q3 - POTABLE WATER SUPPLY SYSTEM | [5 empty] | 63 (out of 63) | 0 |  | 63 (out of 63) | 4679433 |  | 63 (out of 63) | 0 |  | 63 (out of 63) | 0 |  | 63 (out of 63) | 3746577 |  | 63 (out of 63) | 3268630 |  | 63 (out of 63) | 3893757 |  | 63 (out of 63) | 2096190 |  | 63 (out of 63) | 1159814 |  | 63 (out of 63) | 2782900 |  | 63 (out of 63) | 4043947.74
| Note | Note Details
3.16.1 | - | Cold Water Supply Pipes and Fittings
3.16.2 | - | PP-R pipes and fittings as specified in the specification section 22 12 00 for the item including fixation accessories, hangers or supports complete as required for the system
| Item Code | Description | Item Remarks | Unit of Measurement | Quantity/Base Price | Unit Price/Discount % (Excluding VAT) | Total |  | Unit Price/Discount % (Excluding VAT) | Total |  | Unit Price/Discount % (Excluding VAT) | Total |  | Unit Price/Discount % (Excluding VAT) | Total |  | Unit Price/Discount % (Excluding VAT) | Total |  | Unit Price/Discount % (Excluding VAT) | Total |  | Unit Price/Discount % (Excluding VAT) | Total |  | Unit Price/Discount % (Excluding VAT) | Total |  | Unit Price/Discount % (Excluding VAT) | Total |  | Unit Price/Discount % (Excluding VAT) | Total |  | Unit Price/Discount % (Excluding VAT) | Total |  | Unit Price/Discount % (Excluding VAT) | Total |  | Unit Price/Discount % (Excluding VAT) | Total | Unit Price/Discount % (Excluding VAT) | Total | Unit Price/Discount % (Excluding VAT) | Total
3.16.3 | 2Q3.01 | (*) Ø 25mm |  | m | 2522 | 0 | 0 |  | 55 | 138710 |  | 0 | 0 |  | 0 | 0 |  | 0 | 0 |  | 81 | 204282 |  | 24 | 60528 |  | 55 | 138710 |  | 0 | 0 |  | 19 | 47918 |  | 50.61 | 127638.42
3.16.4 | 2Q3.02 | (*) Ø 32mm |  | m | 117 | 0 | 0 |  | 66 | 7722 |  | 0 | 0 |  | 0 | 0 |  | 0 | 0 |  | 85 | 9945 |  | 31 | 3627 |  | 75 | 8775 |  | 0 | 0 |  | 26 | 3042 |  | 67.61 | 7910.37
3.16.5 | 2Q3.03 | (*) Ø 40mm |  | m | 292 | 0 | 0 |  | 88 | 25696 |  | 0 | 0 |  | 0 | 0 |  | 0 | 0 |  | 90 | 26280 |  | 38 | 11096 |  | 80 | 23360 |  | 0 | 0 |  | 38 | 11096 |  | 44.77 | 13072.84
3.16.6 | 2Q3.04 | (*) Ø 50mm |  | m | 687 | 0 | 0 |  | 105 | 72135 |  | 0 | 0 |  | 0 | 0 |  | 0 | 0 |  | 95 | 65265 |  | 43 | 29541 |  | 100 | 68700 |  | 0 | 0 |  | 54 | 37098 |  | 61.89 | 42518.43
3.16.7 | 2Q3.05 | (*) Ø 63mm |  | m | 248 | 0 | 0 |  | 176 | 43648 |  | 0 | 0 |  | 0 | 0 |  | 0 | 0 |  | 104 | 25792 |  | 53 | 13144 |  | 120 | 29760 |  | 0 | 0 |  | 79 | 19592 |  | 114.7 | 28445.6
3.16.8 | 2Q3.06 | (*) Ø 75mm |  | m | 234 | 0 | 0 |  | 198 | 46332 |  | 0 | 0 |  | 0 | 0 |  | 0 | 0 |  | 114 | 26676 |  | 72 | 16848 |  | 130 | 30420 |  | 0 | 0 |  | 109 | 25506 |  | 130.68 | 30579.12
3.16.9 | 2Q3.07 | (*) Ø 90mm |  | m | 421 | 0 | 0 |  | 220 | 92620 |  | 0 | 0 |  | 0 | 0 |  | 0 | 0 |  | 123 | 51783 |  | 86 | 36206 |  | 140 | 58940 |  | 0 | 0 |  | 226 | 95146 |  | 230.29 | 96952.09
3.16.10 | 2Q3.08 | (*) Ø 110mm |  | m | 31 | 0 | 0 |  | 242 | 7502 |  | 0 | 0 |  | 0 | 0 |  | 0 | 0 |  | 137 | 4247 |  | 126 | 3906 |  | 150 | 4650 |  | 0 | 0 |  | 269 | 8339 |  | 230.29 | 7138.99
3.16.11 | 2Q3.09 | (*) Ø 125mm |  | m | 30 | 0 | 0 |  | 275 | 8250 |  | 0 | 0 |  | 0 | 0 |  | 0 | 0 |  | 142 | 4260 |  | 175 | 5250 |  | 175 | 5250 |  | 0 | 0 |  | 454 | 13620 |  | 297.83 | 8934.9
| Note | Note Details
3.16.12 | - | Hot Water Supply Pipes and Fittings
3.16.13 | - | PPR pipes and fittings as specified in the specification section 22 12 00 for (Isolating pipe hot water and hot water return)the item including fixation accessories, hangers or supports complete as required for the system.
| Item Code | Description | Item Remarks | Unit of Measurement | Quantity/Base Price | Unit Price/Discount % (Excluding VAT) | Total |  | Unit Price/Discount % (Excluding VAT) | Total |  | Unit Price/Discount % (Excluding VAT) | Total |  | Unit Price/Discount % (Excluding VAT) | Total |  | Unit Price/Discount % (Excluding VAT) | Total |  | Unit Price/Discount % (Excluding VAT) | Total |  | Unit Price/Discount % (Excluding VAT) | Total |  | Unit Price/Discount % (Excluding VAT) | Total |  | Unit Price/Discount % (Excluding VAT) | Total |  | Unit Price/Discount % (Excluding VAT) | Total |  | Unit Price/Discount % (Excluding VAT) | Total |  | Unit Price/Discount % (Excluding VAT) | Total |  | Unit Price/Discount % (Excluding VAT) | Total | Unit Price/Discount % (Excluding VAT) | Total | Unit Price/Discount % (Excluding VAT) | Total
3.16.14 | 2Q3.10 | (*) Ø 25mm |  | m | 60 | 0 | 0 |  | 154 | 9240 |  | 0 | 0 |  | 0 | 0 |  | 0 | 0 |  | 90 | 5400 |  | 31 | 1860 |  | 55 | 3300 |  | 0 | 0 |  | 19 | 1140 |  | 92.9 | 5574
3.16.15 | 2Q3.11 | (*) Automatic water meter reader for irrigation supply |  | nr | 1 | 0 | 0 |  | 0 | 0 |  | 0 | 0 |  | 0 | 0 |  | 0 | 0 |  | 0 | 0 |  | 0 | 0 |  | 1200 | 1200 |  | 0 | 0 |  | 0 | 0 |  | 8250 | 8250
3.16.16 | 2Q3.12 | (*) Ø 100mm |  | nr | 1 | 0 | 0 |  | 11660 | 11660 |  | 0 | 0 |  | 0 | 0 |  | 0 | 0 |  | 3318 | 3318 |  | 15000 | 15000 |  | 150 | 150 |  | 0 | 0 |  | 16693 | 16693 |  | 0 | 0
3.16.17 | 2Q3.13 | (*) Automatic water meter reader for school domestic use water supply |  | nr | 1 | 0 | 0 |  | 0 | 0 |  | 0 | 0 |  | 0 | 0 |  | 0 | 0 |  | 0 | 0 |  | 0 | 0 |  | 1500 | 1500 |  | 0 | 0 |  | 0 | 0 |  | 8142.75 | 8142.75
3.16.18 | 2Q3.14 | (*) Ø 100mm |  | nr | 1 | 0 | 0 |  | 11660 | 11660 |  | 0 | 0 |  | 0 | 0 |  | 0 | 0 |  | 3318 | 3318 |  | 15000 | 15000 |  | 150 | 150 |  | 0 | 0 |  | 16693 | 16693 |  | 0 | 0
| Note | Note Details
3.16.19 | - | Automatic water sub-meters reader
| Item Code | Description | Item Remarks | Unit of Measurement | Quantity/Base Price | Unit Price/Discount % (Excluding VAT) | Total |  | Unit Price/Discount % (Excluding VAT) | Total |  | Unit Price/Discount % (Excluding VAT) | Total |  | Unit Price/Discount % (Excluding VAT) | Total |  | Unit Price/Discount % (Excluding VAT) | Total |  | Unit Price/Discount % (Excluding VAT) | Total |  | Unit Price/Discount % (Excluding VAT) | Total |  | Unit Price/Discount % (Excluding VAT) | Total |  | Unit Price/Discount % (Excluding VAT) | Total |  | Unit Price/Discount % (Excluding VAT) | Total |  | Unit Price/Discount % (Excluding VAT) | Total |  | Unit Price/Discount % (Excluding VAT) | Total |  | Unit Price/Discount % (Excluding VAT) | Total | Unit Price/Discount % (Excluding VAT) | Total | Unit Price/Discount % (Excluding VAT) | Total
3.16.20 | 2Q3.15 | (*) Ø 25mm |  | nr | 2 | 0 | 0 |  | 3025 | 6050 |  | 0 | 0 |  | 0 | 0 |  | 0 | 0 |  | 1138 | 2276 |  | 2500 | 5000 |  | 500 | 1000 |  | 0 | 0 |  | 2121 | 4242 |  | 1854.24 | 3708.48
3.16.21 | 2Q3.16 | (*) Ø 32mm |  | nr | 2 | 0 | 0 |  | 4290 | 8580 |  | 0 | 0 |  | 0 | 0 |  | 0 | 0 |  | 1232 | 2464 |  | 3000 | 6000 |  | 500 | 1000 |  | 0 | 0 |  | 3464 | 6928 |  | 2018.25 | 4036.5
3.16.22 | 2Q3.17 | (*) Ø 40mm |  | nr | 2 | 0 | 0 |  | 4290 | 8580 |  | 0 | 0 |  | 0 | 0 |  | 0 | 0 |  | 1327 | 2654 |  | 4000 | 8000 |  | 500 | 1000 |  | 0 | 0 |  | 3464 | 6928 |  | 2825.59 | 5651.18
3.16.23 | 2Q3.18 | (*) Ø 50mm |  | nr | 10 | 0 | 0 |  | 6380 | 63800 |  | 0 | 0 |  | 0 | 0 |  | 0 | 0 |  | 1706 | 17060 |  | 7500 | 75000 |  | 600 | 6000 |  | 0 | 0 |  | 4285 | 42850 |  | 3236.77 | 32367.7
3.16.24 | 2Q3.19 | (*) Ø 63mm |  | nr | 2 | 0 | 0 |  | 6490 | 12980 |  | 0 | 0 |  | 0 | 0 |  | 0 | 0 |  | 1896 | 3792 |  | 10000 | 20000 |  | 600 | 1200 |  | 0 | 0 |  | 6759 | 13518 |  | 3321.09 | 6642.18
3.16.25 | 2Q3.20 | (*) Ø 75mm |  | nr | 14 | 0 | 0 |  | 7315 | 102410 |  | 0 | 0 |  | 0 | 0 |  | 0 | 0 |  | 2465 | 34510 |  | 12000 | 168000 |  | 600 | 8400 |  | 0 | 0 |  | 6887 | 96418 |  | 3379.99 | 47319.86
3.16.26 | 2Q3.21 | (*) Ø 90mm |  | nr | 1 | 0 | 0 |  | 7535 | 7535 |  | 0 | 0 |  | 0 | 0 |  | 0 | 0 |  | 2844 | 2844 |  | 15000 | 15000 |  | 600 | 600 |  | 0 | 0 |  | 10945 | 10945 |  | 3576.34 | 3576.34
3.16.27 | 2Q3.22 | (*) Ultra Violet Sterilizer; 316 Stainless steel irradiation chamber, complete with multi wave lamps with automatic operating mechanicals, etc. Working pressure 44.9psi, Capacity 82.8m3/hr |  | nr | 1 | 0 | 0 |  | 74800 | 74800 |  | 0 | 0 |  | 0 | 0 |  | 0 | 0 |  | 47400 | 47400 |  | 105000 | 105000 |  | 25000 | 25000 |  | 0 | 0 |  | 78788 | 78788 |  | 95749.5 | 95749.5
3.16.28 | 2Q3.23 | (*) Copper silver Ionization unit; stainless steel schedule 40 Ion chamber cells complete with controller of flow not less of 8.28m3/hr/cell. Total capacity of the unit is as per specialist's recommendation and location of equipment. |  | nr | 1 | 0 | 0 |  | 55000 | 55000 |  | 0 | 0 |  | 0 | 0 |  | 0 | 0 |  | 66951 | 66951 |  | 105000 | 105000 |  | 45000 | 45000 |  | 0 | 0 |  | 40668 | 40668 |  | 57057 | 57057
3.16.29 | 2Q3.24 | (*) Copper silver Ionization unit; stainless steel schedule 40 Ion chamber cells complete with controller of flow not less of 9.72m3/hr/cell. Total capacity of the unit is as per specialist's recommendation and location of equipment. |  | nr | 1 | 0 | 0 |  | 66000 | 66000 |  | 0 | 0 |  | 0 | 0 |  | 0 | 0 |  | 66951 | 66951 |  | 105000 | 105000 |  | 45000 | 45000 |  | 0 | 0 |  | 40668 | 40668 |  | 57057 | 57057
3.16.30 | 2Q3.25 | (*) Copper silver Ionization unit; stainless steel schedule 40 Ion chamber cells complete with controller of flow not less of 6.84m3/hr/cell. Total capacity of the unit is as per specialist's recommendation and location of equipment. |  | nr | 1 | 0 | 0 |  | 52800 | 52800 |  | 0 | 0 |  | 0 | 0 |  | 0 | 0 |  | 66951 | 66951 |  | 105000 | 105000 |  | 45000 | 45000 |  | 0 | 0 |  | 40668 | 40668 |  | 57057 | 57057
| Note | Note Details
3.16.31 | - | Ball Valves
3.16.32 | - | Ball Valves for the water supply piping as specified in the specification section 22 12 00 for the item including fixation accessories and supports complete as required for the system approved by the Engineer
| Item Code | Description | Item Remarks | Unit of Measurement | Quantity/Base Price | Unit Price/Discount % (Excluding VAT) | Total |  | Unit Price/Discount % (Excluding VAT) | Total |  | Unit Price/Discount % (Excluding VAT) | Total |  | Unit Price/Discount % (Excluding VAT) | Total |  | Unit Price/Discount % (Excluding VAT) | Total |  | Unit Price/Discount % (Excluding VAT) | Total |  | Unit Price/Discount % (Excluding VAT) | Total |  | Unit Price/Discount % (Excluding VAT) | Total |  | Unit Price/Discount % (Excluding VAT) | Total |  | Unit Price/Discount % (Excluding VAT) | Total |  | Unit Price/Discount % (Excluding VAT) | Total |  | Unit Price/Discount % (Excluding VAT) | Total |  | Unit Price/Discount % (Excluding VAT) | Total | Unit Price/Discount % (Excluding VAT) | Total | Unit Price/Discount % (Excluding VAT) | Total
3.16.33 | 2Q3.26 | (*) Ø 20mm |  | nr | 56 | 0 | 0 |  | 495 | 27720 |  | 0 | 0 |  | 0 | 0 |  | 0 | 0 |  | 142 | 7952 |  | 76 | 4256 |  | 2000 | 112000 |  | 0 | 0 |  | 166 | 9296 |  | 36.85 | 2063.6
3.16.34 | 2Q3.27 | (*) Ø 25mm |  | nr | 21 | 0 | 0 |  | 715 | 15015 |  | 0 | 0 |  | 0 | 0 |  | 0 | 0 |  | 237 | 4977 |  | 93 | 1953 |  | 225 | 4725 |  | 0 | 0 |  | 198 | 4158 |  | 51.83 | 1088.43
3.16.35 | 2Q3.28 | (*) Ø 40mm |  | nr | 28 | 0 | 0 |  | 908 | 25424 |  | 0 | 0 |  | 0 | 0 |  | 0 | 0 |  | 417 | 11676 |  | 145 | 4060 |  | 300 | 8400 |  | 0 | 0 |  | 211 | 5908 |  | 127.05 | 3557.4
3.16.36 | 2Q3.29 | (*) Ø 50mm |  | nr | 21 | 0 | 0 |  | 869 | 18249 |  | 0 | 0 |  | 0 | 0 |  | 0 | 0 |  | 683 | 14343 |  | 322 | 6762 |  | 350 | 7350 |  | 0 | 0 |  | 280 | 5880 |  | 219.45 | 4608.45
3.16.37 | 2Q3.30 | (*) Ø 63mm |  | nr | 5 | 0 | 0 |  | 979 | 4895 |  | 0 | 0 |  | 0 | 0 |  | 0 | 0 |  | 1138 | 5690 |  | 495 | 2475 |  | 500 | 2500 |  | 0 | 0 |  | 661 | 3305 |  | 288.75 | 1443.75
3.16.38 | 2Q3.31 | (*) Ø 75mm |  | nr | 17 | 0 | 0 |  | 1595 | 27115 |  | 0 | 0 |  | 0 | 0 |  | 0 | 0 |  | 1422 | 24174 |  | 670 | 11390 |  | 600 | 10200 |  | 0 | 0 |  | 727 | 12359 |  | 270.36 | 4596.12
| Note | Note Details
3.16.39 | - | Water Booster Pumps(At Roof)
| Item Code | Description | Item Remarks | Unit of Measurement | Quantity/Base Price | Unit Price/Discount % (Excluding VAT) | Total |  | Unit Price/Discount % (Excluding VAT) | Total |  | Unit Price/Discount % (Excluding VAT) | Total |  | Unit Price/Discount % (Excluding VAT) | Total |  | Unit Price/Discount % (Excluding VAT) | Total |  | Unit Price/Discount % (Excluding VAT) | Total |  | Unit Price/Discount % (Excluding VAT) | Total |  | Unit Price/Discount % (Excluding VAT) | Total |  | Unit Price/Discount % (Excluding VAT) | Total |  | Unit Price/Discount % (Excluding VAT) | Total |  | Unit Price/Discount % (Excluding VAT) | Total |  | Unit Price/Discount % (Excluding VAT) | Total |  | Unit Price/Discount % (Excluding VAT) | Total | Unit Price/Discount % (Excluding VAT) | Total | Unit Price/Discount % (Excluding VAT) | Total
3.16.40 | 2Q3.25 | (*) Water Pumps Booster Package, 1set , three duty & one standby, 364.6 gpm @ 31 M head each auto-alternate or parallel operation including control panel, base, frame, headers, valves, pressure switches & gauges, dry running protection and complete as shown on the drawing in accordance with the Specification section 22 44 00 |  | nr | 1 | 0 | 0 |  | 99000 | 99000 |  | 0 | 0 |  | 0 | 0 |  | 3746577 | 3746577 |  | 99540 | 99540 |  | 76500 | 76500 |  | 75000 | 75000 |  | 0 | 0 |  | 92923 | 92923 |  | 96327 | 96327
| Note | Note Details
3.16.41 | - | Roof Water Storage Tank
| Item Code | Description | Item Remarks | Unit of Measurement | Quantity/Base Price | Unit Price/Discount % (Excluding VAT) | Total |  | Unit Price/Discount % (Excluding VAT) | Total |  | Unit Price/Discount % (Excluding VAT) | Total |  | Unit Price/Discount % (Excluding VAT) | Total |  | Unit Price/Discount % (Excluding VAT) | Total |  | Unit Price/Discount % (Excluding VAT) | Total |  | Unit Price/Discount % (Excluding VAT) | Total |  | Unit Price/Discount % (Excluding VAT) | Total |  | Unit Price/Discount % (Excluding VAT) | Total |  | Unit Price/Discount % (Excluding VAT) | Total |  | Unit Price/Discount % (Excluding VAT) | Total |  | Unit Price/Discount % (Excluding VAT) | Total |  | Unit Price/Discount % (Excluding VAT) | Total | Unit Price/Discount % (Excluding VAT) | Total | Unit Price/Discount % (Excluding VAT) | Total
3.16.42 | 2Q3.26 | (*) GRP Water Tank as specified in the specifications for the item including fixation accessories, supports, inlet &outlet pipings, isolation valves, vent, drain valve and access complete as required for the system approved by the consultant engineer.42 m3 Capacity specification section 22 45 00 |  | nr | 1 | 0 | 0 |  | 176000 | 176000 |  | 0 | 0 |  | 0 | 0 |  | 0 | 0 |  | 87216 | 87216 |  | 85000 | 85000 |  | 80000 | 80000 |  | 0 | 0 |  | 152144 | 152144 |  | 74800 | 74800
| Note | Note Details
3.16.43 | - | Ground Water Storage Tank
| Item Code | Description | Item Remarks | Unit of Measurement | Quantity/Base Price | Unit Price/Discount % (Excluding VAT) | Total |  | Unit Price/Discount % (Excluding VAT) | Total |  | Unit Price/Discount % (Excluding VAT) | Total |  | Unit Price/Discount % (Excluding VAT) | Total |  | Unit Price/Discount % (Excluding VAT) | Total |  | Unit Price/Discount % (Excluding VAT) | Total |  | Unit Price/Discount % (Excluding VAT) | Total |  | Unit Price/Discount % (Excluding VAT) | Total |  | Unit Price/Discount % (Excluding VAT) | Total |  | Unit Price/Discount % (Excluding VAT) | Total |  | Unit Price/Discount % (Excluding VAT) | Total |  | Unit Price/Discount % (Excluding VAT) | Total |  | Unit Price/Discount % (Excluding VAT) | Total | Unit Price/Discount % (Excluding VAT) | Total | Unit Price/Discount % (Excluding VAT) | Total
3.16.44 | 2Q3.27 | (*) GRP Domestic Water Tank as specified in the specifications for the item including fixation accessories, supports, inlet &outlet pipings, isolation valves, vent, drain valve and access complete as required for the system approved by the consultant engineer.49 m3 Capacity specification section 222 45 00 |  | nr | 1 | 0 | 0 |  | 129800 | 129800 |  | 0 | 0 |  | 0 | 0 |  | 0 | 0 |  | 97644 | 97644 |  | 82000 | 82000 |  | 75000 | 75000 |  | 0 | 0 |  | 84988 | 84988 |  | 140800 | 140800
3.16.45 | 2Q3.28 | (*) GRP Fire Water Tank as specified in the specifications for the item including fixation accessories, supports, inlet &outlet pipings, isolation valves, vent, drain valve and access complete as required for the system approved by the consultant engineer.228 m3 Capacity specification section 22 45 00 |  | nr | 1 | 0 | 0 |  | 517000 | 517000 |  | 0 | 0 |  | 0 | 0 |  | 0 | 0 |  | 551736 | 551736 |  | 325000 | 325000 |  | 250000 | 250000 |  | 0 | 0 |  | 248000 | 248000 |  | 335500 | 335500
3.16.46 | 2Q3.29 | (*) GRP Irrigation Water Tank as specified in the specifications for the item including fixation accessories, supports, inlet &outlet pipings, isolation valves, vent, drain valve and access complete as required for the system approved by the consultant engineer.58.6 m3 Capacity specification section 22 45 00 |  | nr | 1 | 0 | 0 |  | 151800 | 151800 |  | 0 | 0 |  | 0 | 0 |  | 0 | 0 |  | 128928 | 128928 |  | 98000 | 98000 |  | 80000 | 80000 |  | 0 | 0 |  | 121826 | 121826 |  | 209000 | 209000
| Note | Note Details
3.16.47 | - | Water Transfer Pumps
| Item Code | Description | Item Remarks | Unit of Measurement | Quantity/Base Price | Unit Price/Discount % (Excluding VAT) | Total |  | Unit Price/Discount % (Excluding VAT) | Total |  | Unit Price/Discount % (Excluding VAT) | Total |  | Unit Price/Discount % (Excluding VAT) | Total |  | Unit Price/Discount % (Excluding VAT) | Total |  | Unit Price/Discount % (Excluding VAT) | Total |  | Unit Price/Discount % (Excluding VAT) | Total |  | Unit Price/Discount % (Excluding VAT) | Total |  | Unit Price/Discount % (Excluding VAT) | Total |  | Unit Price/Discount % (Excluding VAT) | Total |  | Unit Price/Discount % (Excluding VAT) | Total |  | Unit Price/Discount % (Excluding VAT) | Total |  | Unit Price/Discount % (Excluding VAT) | Total | Unit Price/Discount % (Excluding VAT) | Total | Unit Price/Discount % (Excluding VAT) | Total
3.16.48 | 2Q3.30 | (*) Water Pumps Transfer Package, 1set., two duty & one standby,93.5 gpm @ 22 M head each auto-alternate or parallel operation including control panel, base, frame, headers, valves, pressure switches & gauges, dry running protection and complete as shown on the drawing in accordance with the Specification |  | nr | 1 | 0 | 0 |  | 101200 | 101200 |  | 0 | 0 |  | 0 | 0 |  | 0 | 0 |  | 35076 | 35076 |  | 77000 | 77000 |  | 55000 | 55000 |  | 0 | 0 |  | 41773 | 41773 |  | 36844.5 | 36844.5
| Note | Note Details
3.16.49 | - | Water Circulation Pump(For Ground Domestic Tank)
| Item Code | Description | Item Remarks | Unit of Measurement | Quantity/Base Price | Unit Price/Discount % (Excluding VAT) | Total |  | Unit Price/Discount % (Excluding VAT) | Total |  | Unit Price/Discount % (Excluding VAT) | Total |  | Unit Price/Discount % (Excluding VAT) | Total |  | Unit Price/Discount % (Excluding VAT) | Total |  | Unit Price/Discount % (Excluding VAT) | Total |  | Unit Price/Discount % (Excluding VAT) | Total |  | Unit Price/Discount % (Excluding VAT) | Total |  | Unit Price/Discount % (Excluding VAT) | Total |  | Unit Price/Discount % (Excluding VAT) | Total |  | Unit Price/Discount % (Excluding VAT) | Total |  | Unit Price/Discount % (Excluding VAT) | Total |  | Unit Price/Discount % (Excluding VAT) | Total | Unit Price/Discount % (Excluding VAT) | Total | Unit Price/Discount % (Excluding VAT) | Total
3.16.50 | 2Q3.31 | (*) Water Circulation Pump Package, one duty, 36.46 gpm @ 13 M head each auto-alternate or parallel operation including control panel, base, frame, headers, valves, pressure switches & gauges, dry running protection and complete as shown on the drawing in accordance with the Specification section 22 44 00 |  | Set | 1 | 0 | 0 |  | 31900 | 31900 |  | 0 | 0 |  | 0 | 0 |  | 0 | 0 |  | 6162 | 6162 |  | 18250 | 18250 |  | 10000 | 10000 |  | 0 | 0 |  | 10208 | 10208 |  | 12012 | 12012
| Note | Note Details
3.16.51 | - | Water Circulation Pump(For Ground Fire Tank)
| Item Code | Description | Item Remarks | Unit of Measurement | Quantity/Base Price | Unit Price/Discount % (Excluding VAT) | Total |  | Unit Price/Discount % (Excluding VAT) | Total |  | Unit Price/Discount % (Excluding VAT) | Total |  | Unit Price/Discount % (Excluding VAT) | Total |  | Unit Price/Discount % (Excluding VAT) | Total |  | Unit Price/Discount % (Excluding VAT) | Total |  | Unit Price/Discount % (Excluding VAT) | Total |  | Unit Price/Discount % (Excluding VAT) | Total |  | Unit Price/Discount % (Excluding VAT) | Total |  | Unit Price/Discount % (Excluding VAT) | Total |  | Unit Price/Discount % (Excluding VAT) | Total |  | Unit Price/Discount % (Excluding VAT) | Total |  | Unit Price/Discount % (Excluding VAT) | Total | Unit Price/Discount % (Excluding VAT) | Total | Unit Price/Discount % (Excluding VAT) | Total
3.16.52 | 2Q3.32 | (*) Water Circulation Pump Package, one duty, 166.5 gpm @ 10 M head each auto-alternate or parallel operation including control panel, base, frame, headers, valves, pressure switches & gauges, dry running protection and complete as shown on the drawing in accordance with the Specification section 22 44 00 |  | Set | 1 | 0 | 0 |  | 74800 | 74800 |  | 0 | 0 |  | 0 | 0 |  | 0 | 0 |  | 20856 | 20856 |  | 18250 | 18250 |  | 15000 | 15000 |  | 0 | 0 |  | 14952 | 14952 |  | 17209.5 | 17209.5
| Note | Note Details
3.16.53 | - | Water Circulation Pump(For Ground Irrigation Tank)
| Item Code | Description | Item Remarks | Unit of Measurement | Quantity/Base Price | Unit Price/Discount % (Excluding VAT) | Total |  | Unit Price/Discount % (Excluding VAT) | Total |  | Unit Price/Discount % (Excluding VAT) | Total |  | Unit Price/Discount % (Excluding VAT) | Total |  | Unit Price/Discount % (Excluding VAT) | Total |  | Unit Price/Discount % (Excluding VAT) | Total |  | Unit Price/Discount % (Excluding VAT) | Total |  | Unit Price/Discount % (Excluding VAT) | Total |  | Unit Price/Discount % (Excluding VAT) | Total |  | Unit Price/Discount % (Excluding VAT) | Total |  | Unit Price/Discount % (Excluding VAT) | Total |  | Unit Price/Discount % (Excluding VAT) | Total |  | Unit Price/Discount % (Excluding VAT) | Total | Unit Price/Discount % (Excluding VAT) | Total | Unit Price/Discount % (Excluding VAT) | Total
3.16.54 | 2Q3.33 | (*) Water Circulation Pump Package, one duty, 42.8 gpm @ 13 M head each auto-alternate or parallel operation including control panel, base, frame, headers, valves, pressure switches & gauges, dry running protection and complete as shown on the drawing in accordance with the Specification section 22 44 00 |  | Set | 1 | 0 | 0 |  | 46200 | 46200 |  | 0 | 0 |  | 0 | 0 |  | 0 | 0 |  | 8342 | 8342 |  | 18250 | 18250 |  | 12000 | 12000 |  | 0 | 0 |  | 10208 | 10208 |  | 16500 | 16500
| Note | Note Details
3.16.55 | - | Water Circulation Pump(For Roof Domestic Tank)
| Item Code | Description | Item Remarks | Unit of Measurement | Quantity/Base Price | Unit Price/Discount % (Excluding VAT) | Total |  | Unit Price/Discount % (Excluding VAT) | Total |  | Unit Price/Discount % (Excluding VAT) | Total |  | Unit Price/Discount % (Excluding VAT) | Total |  | Unit Price/Discount % (Excluding VAT) | Total |  | Unit Price/Discount % (Excluding VAT) | Total |  | Unit Price/Discount % (Excluding VAT) | Total |  | Unit Price/Discount % (Excluding VAT) | Total |  | Unit Price/Discount % (Excluding VAT) | Total |  | Unit Price/Discount % (Excluding VAT) | Total |  | Unit Price/Discount % (Excluding VAT) | Total |  | Unit Price/Discount % (Excluding VAT) | Total |  | Unit Price/Discount % (Excluding VAT) | Total | Unit Price/Discount % (Excluding VAT) | Total | Unit Price/Discount % (Excluding VAT) | Total
3.16.56 | 2Q3.34 | (*) Water Circulation Pump Package, one duty, 30.12 gpm @ 10 M head each auto-alternate or parallel operation including control panel, base, frame, headers, valves, pressure switches & gauges, dry running protection and complete as shown on the drawing in accordance with the Specification section 22 44 00 |  | Set | 1 | 0 | 0 |  | 41800 | 41800 |  | 0 | 0 |  | 0 | 0 |  | 0 | 0 |  | 6067 | 6067 |  | 18250 | 18250 |  | 10000 | 10000 |  | 0 | 0 |  | 10208 | 10208 |  | 11434.5 | 11434.5
3.16.57 | 2Q3.35 | (*) Multimedia filter, Flow= 93.5 gpm |  | Set | 1 | 0 | 0 |  | 99000 | 99000 |  | 0 | 0 |  | 0 | 0 |  | 0 | 0 |  | 47400 | 47400 |  | 45000 | 45000 |  | 17000 | 17000 |  | 0 | 0 |  | 23300 | 23300 |  | 21252 | 21252
3.16.58 | 2Q3.36 | (*) Irrigation booster pump set with VFD controller 1 Set., two duty & one standby, 3.5L/S @ 45 M head each auto-alternate or parallel operation including control panel, base, frame, headers, valves, pressure switches & gauges, dry running protection and complete as shown on the drawing in accordance with the Specification section 22 44 00 |  | nr | 1 | 0 | 0 |  | 77000 | 77000 |  | 0 | 0 |  | 0 | 0 |  | 0 | 0 |  | 62568 | 62568 |  | 42000 | 42000 |  | 30000 | 30000 |  | 0 | 0 |  | 79361 | 79361 |  | 72600 | 72600
| Note | Note Details
3.16.59 | - | Sump Pit
| Item Code | Description | Item Remarks | Unit of Measurement | Quantity/Base Price | Unit Price/Discount % (Excluding VAT) | Total |  | Unit Price/Discount % (Excluding VAT) | Total |  | Unit Price/Discount % (Excluding VAT) | Total |  | Unit Price/Discount % (Excluding VAT) | Total |  | Unit Price/Discount % (Excluding VAT) | Total |  | Unit Price/Discount % (Excluding VAT) | Total |  | Unit Price/Discount % (Excluding VAT) | Total |  | Unit Price/Discount % (Excluding VAT) | Total |  | Unit Price/Discount % (Excluding VAT) | Total |  | Unit Price/Discount % (Excluding VAT) | Total |  | Unit Price/Discount % (Excluding VAT) | Total |  | Unit Price/Discount % (Excluding VAT) | Total |  | Unit Price/Discount % (Excluding VAT) | Total | Unit Price/Discount % (Excluding VAT) | Total | Unit Price/Discount % (Excluding VAT) | Total
3.16.60 | 2Q3.37 | (*) Supplying & installing Sump pit include all its accessories (600x600x600mm) |  | nr | 3 | 0 | 0 |  | 6600 | 19800 |  | 0 | 0 |  | 0 | 0 |  | 0 | 0 |  | 4266 | 12798 |  | 6000 | 18000 |  | 4000 | 12000 |  | 0 | 0 |  | 2357 | 7071 |  | 3025 | 9075
| Note | Note Details
3.16.61 | - | Submersible pump
| Item Code | Description | Item Remarks | Unit of Measurement | Quantity/Base Price | Unit Price/Discount % (Excluding VAT) | Total |  | Unit Price/Discount % (Excluding VAT) | Total |  | Unit Price/Discount % (Excluding VAT) | Total |  | Unit Price/Discount % (Excluding VAT) | Total |  | Unit Price/Discount % (Excluding VAT) | Total |  | Unit Price/Discount % (Excluding VAT) | Total |  | Unit Price/Discount % (Excluding VAT) | Total |  | Unit Price/Discount % (Excluding VAT) | Total |  | Unit Price/Discount % (Excluding VAT) | Total |  | Unit Price/Discount % (Excluding VAT) | Total |  | Unit Price/Discount % (Excluding VAT) | Total |  | Unit Price/Discount % (Excluding VAT) | Total |  | Unit Price/Discount % (Excluding VAT) | Total | Unit Price/Discount % (Excluding VAT) | Total | Unit Price/Discount % (Excluding VAT) | Total
3.16.62 | 2Q3.38 | (*) duplex submersible pump Package, 1set., one duty & one standby, 16 gpm @ 10 M head each auto-alternate or parallel operation including control panel, base, frame, headers, valves, pressure switches & gauges, dry running protection and complete as shown on the drawing in accordance with the Specification section 22 44 00 |  | nr | 3 | 0 | 0 |  | 44000 | 132000 |  | 0 | 0 |  | 0 | 0 |  | 0 | 0 |  | 14220 | 42660 |  | 16000 | 48000 |  | 9000 | 27000 |  | 0 | 0 |  | 9482 | 28446 |  | 8431.5 | 25294.5
| Note | Note Details
3.16.63 | - | Electric Water Heater
| Item Code | Description | Item Remarks | Unit of Measurement | Quantity/Base Price | Unit Price/Discount % (Excluding VAT) | Total |  | Unit Price/Discount % (Excluding VAT) | Total |  | Unit Price/Discount % (Excluding VAT) | Total |  | Unit Price/Discount % (Excluding VAT) | Total |  | Unit Price/Discount % (Excluding VAT) | Total |  | Unit Price/Discount % (Excluding VAT) | Total |  | Unit Price/Discount % (Excluding VAT) | Total |  | Unit Price/Discount % (Excluding VAT) | Total |  | Unit Price/Discount % (Excluding VAT) | Total |  | Unit Price/Discount % (Excluding VAT) | Total |  | Unit Price/Discount % (Excluding VAT) | Total |  | Unit Price/Discount % (Excluding VAT) | Total |  | Unit Price/Discount % (Excluding VAT) | Total | Unit Price/Discount % (Excluding VAT) | Total | Unit Price/Discount % (Excluding VAT) | Total
3.16.64 | 2Q3.39 | (*) Electric Water Heater as specified in the specification section 22 20 00 for one electrical water heater with capacity 8 gallon (1.5KW) including valves and all accessories. the system including fixation accessories, supports, wiring sand controls, thermostat, drain & isolation valves complete as required for the system |  | nr | 14 | 0 | 0 |  | 1078 | 15092 |  | 0 | 0 |  | 0 | 0 |  | 0 | 0 |  | 578 | 8092 |  | 8000 | 112000 |  | 700 | 9800 |  | 0 | 0 |  | 1103 | 15442 |  | 678.45 | 9498.3
| Note | Note Details
3.16.65 | - | POOL PUMPS
3.16.66 | - | Supply and install self priming centrifugal circulating pump set (1 duty & 1 standby ), for water Circulation system & features of capacity 74 cu.m/hr & head = 25 m, complete with all fittings, strainer, hair and lint basket, gauges, valves and accessories.
| Item Code | Description | Item Remarks | Unit of Measurement | Quantity/Base Price | Unit Price/Discount % (Excluding VAT) | Total |  | Unit Price/Discount % (Excluding VAT) | Total |  | Unit Price/Discount % (Excluding VAT) | Total |  | Unit Price/Discount % (Excluding VAT) | Total |  | Unit Price/Discount % (Excluding VAT) | Total |  | Unit Price/Discount % (Excluding VAT) | Total |  | Unit Price/Discount % (Excluding VAT) | Total |  | Unit Price/Discount % (Excluding VAT) | Total |  | Unit Price/Discount % (Excluding VAT) | Total |  | Unit Price/Discount % (Excluding VAT) | Total |  | Unit Price/Discount % (Excluding VAT) | Total |  | Unit Price/Discount % (Excluding VAT) | Total |  | Unit Price/Discount % (Excluding VAT) | Total | Unit Price/Discount % (Excluding VAT) | Total | Unit Price/Discount % (Excluding VAT) | Total
3.16.67 | 2Q3.40 | (*) Sand filter SF-1, 50" diameter complete. |  | nr | 2 | 0 | 0 |  | 0 | 0 |  | 0 | 0 |  | 0 | 0 |  | 0 | 0 |  | 9480 | 18960 |  | 140000 | 280000 |  | 3000 | 6000 |  | 235000 | 470000 |  | 36523 | 73046 |  | 0 | 0
3.16.68 | 2Q3.41 | (*) Vacuum fitting, 1 1/2" diameter (VF-1). |  | nr | 6 | 0 | 0 |  | 0 | 0 |  | 0 | 0 |  | 0 | 0 |  | 0 | 0 |  | 5309 | 31854 |  | 6000 | 36000 |  | 7000 | 42000 |  | 0 | 0 |  | 1096 | 6576 |  | 0 | 0
3.16.69 | 2Q3.42 | (*) Inlet fitting, 1 1/2" mm diameter (IF-1). |  | nr | 16 | 0 | 0 |  | 0 | 0 |  | 0 | 0 |  | 0 | 0 |  | 0 | 0 |  | 1896 | 30336 |  | 6000 | 96000 |  | 1000 | 16000 |  | 0 | 0 |  | 1252 | 20032 |  | 0 | 0
3.16.70 | 2Q3.43 | (*) Main drain, 160 mm diameter, (MD-1), 10" x 10" frame and grating. |  | nr | 2 | 0 | 0 |  | 0 | 0 |  | 0 | 0 |  | 0 | 0 |  | 0 | 0 |  | 948 | 1896 |  | 6000 | 12000 |  | 500 | 1000 |  | 0 | 0 |  | 2609 | 5218 |  | 0 | 0
3.16.71 | 2Q3.44 | (*) 110 mm diameter floor cleanout, (CO). |  | nr | 7 | 0 | 0 |  | 0 | 0 |  | 0 | 0 |  | 0 | 0 |  | 0 | 0 |  | 645 | 4515 |  | 3600 | 25200 |  | 1500 | 10500 |  | 0 | 0 |  | 470 | 3290 |  | 0 | 0
3.16.72 | 2Q3.45 | (*) 2" diameter gutter drain, (GD-1) |  | m | 32 | 0 | 0 |  | 0 | 0 |  | 0 | 0 |  | 0 | 0 |  | 0 | 0 |  | 531 | 16992 |  | 7500 | 240000 |  | 1500 | 48000 |  | 0 | 0 |  | 626 | 20032 |  | 0 | 0
3.16.73 | 2Q3.46 | (*) Heat pumps: each flow 25 m3/h power = 20 KW dimensions 1*1.7*1.7 (L*W*H) |  | nr | 3 | 0 | 0 |  | 0 | 0 |  | 0 | 0 |  | 0 | 0 |  | 0 | 0 |  | 28440 | 85320 |  | 55000 | 165000 |  | 15000 | 45000 |  | 0 | 0 |  | 78263 | 234789 |  | 0 | 0
3.16.74 | 2Q3.47 | (*) Supply, installation & commissioning of chlorine dosing pump set capacity 20 lit/hr (1+1), with tank capacity 500lit & mixer 1/3 hp |  | nr | 1 | 0 | 0 |  | 880000 | 880000 |  | 0 | 0 |  | 0 | 0 |  | 0 | 0 |  | 75840 | 75840 |  | 100000 | 100000 |  | 40000 | 40000 |  | 0 | 0 |  | 54262 | 54262 |  | 1233807.5 | 1233807.5
| Note | Note Details
3.16.75 | - | Sanitary Fixtures
| Item Code | Description | Item Remarks | Unit of Measurement | Quantity/Base Price | Unit Price/Discount % (Excluding VAT) | Total |  | Unit Price/Discount % (Excluding VAT) | Total |  | Unit Price/Discount % (Excluding VAT) | Total |  | Unit Price/Discount % (Excluding VAT) | Total |  | Unit Price/Discount % (Excluding VAT) | Total |  | Unit Price/Discount % (Excluding VAT) | Total |  | Unit Price/Discount % (Excluding VAT) | Total |  | Unit Price/Discount % (Excluding VAT) | Total |  | Unit Price/Discount % (Excluding VAT) | Total |  | Unit Price/Discount % (Excluding VAT) | Total |  | Unit Price/Discount % (Excluding VAT) | Total |  | Unit Price/Discount % (Excluding VAT) | Total |  | Unit Price/Discount % (Excluding VAT) | Total | Unit Price/Discount % (Excluding VAT) | Total | Unit Price/Discount % (Excluding VAT) | Total
3.16.76 | 2Q3.48 | (*) Wash Basin vanity type including all fittings, connection pipe complete with accessories as shown in the drawings in accordance with the specification section 22 44 00 approved by the Engineer. |  | nr | 142 | 0 | 0 |  | 2090 | 296780 |  | 0 | 0 |  | 0 | 0 |  | 0 | 0 |  | 1422 | 201924 |  | 850 | 120700 |  | 750 | 106500 |  | 4742 | 673364 |  | 1010 | 143420 |  | 550 | 78100
3.16.77 | 2Q3.49 | (*) Shower tray type including all fittings, connection pipe complete with accessories as shown in the drawings in accordance with the specification section 22 44 00 approved by the Engineer. |  | nr | 21 | 0 | 0 |  | 1320 | 27720 |  | 0 | 0 |  | 0 | 0 |  | 0 | 0 |  | 711 | 14931 |  | 915 | 19215 |  | 500 | 10500 |  | 0 | 0 |  | 881 | 18501 |  | 550 | 11550
3.16.78 | 2Q3.50 | (*) Water closet handicapped including all fittings, connection pipe complete with accessories (PLB-02) as shown in the drawings in accordance with the specification section 22 44 00 approved by the Engineer. |  | nr | 21 | 0 | 0 |  | 7480 | 157080 |  | 0 | 0 |  | 0 | 0 |  | 0 | 0 |  | 2370 | 49770 |  | 5300 | 111300 |  | 1200 | 25200 |  | 0 | 0 |  | 3166 | 66486 |  | 2915 | 61215
3.16.79 | 2Q3.51 | (*) Water Closet - ( Western Style ) including all fittings, connection pipe complete with accessories (PLB-02) as shown in the drawings in accordance with the specification section 22 44 00 approved by the Engineer. |  | nr | 137 | 0 | 0 |  | 2079 | 284823 |  | 0 | 0 |  | 0 | 0 |  | 0 | 0 |  | 2180 | 298660 |  | 3860 | 528820 |  | 1200 | 164400 |  | 0 | 0 |  | 1576 | 215912 |  | 1540 | 210980
3.16.80 | 2Q3.52 | (*) Janitor sink including all fittings, connection pipe complete with accessories as shown in the drawings in accordance with the specification section 22 44 00 approved by the Engineer. |  | nr | 7 | 0 | 0 |  | 4400 | 30800 |  | 0 | 0 |  | 0 | 0 |  | 0 | 0 |  | 6731 | 47117 |  | 1080 | 7560 |  | 500 | 3500 |  | 2350 | 16450 |  | 5662 | 39634 |  | 990 | 6930
3.16.81 | 2Q3.53 | (*) Wash basin pedestal type for labs including all fittings, connection pipe complete with accessories as shown in the drawings in accordance with the specification section 22 44 00 approved by the Engineer. |  | nr | 112 | 0 | 0 |  | 1760 | 197120 |  | 0 | 0 |  | 0 | 0 |  | 0 | 0 |  | 3066 | 343392 |  | 730 | 81760 |  | 900 | 100800 |  | 0 | 0 |  | 1413 | 158256 |  | 715 | 80080
3.16.82 | 2Q3.54 | (*) Stainless steel kitchen sink with chrome plated hot & cold mixing unit, 40mm waste bottle trap complete as shown on the drawings in accordance with the specification section 22 44 00 approved by the Engineer. |  | nr | 11 | 0 | 0 |  | 3190 | 35090 |  | 0 | 0 |  | 0 | 0 |  | 0 | 0 |  | 1365 | 15015 |  | 800 | 8800 |  | 1750 | 19250 |  | 0 | 0 |  | 1001 | 11011 |  | 1815 | 19965
3.16.83 | 2Q3.55 | (*) Allow for protecting the work in this section |  | Item | 1 | 0 | 0 |  | 5500 | 5500 |  | 0 | 0 |  | 0 | 0 |  | 0 | 0 |  | 3792 | 3792 |  | 20000 | 20000 |  | 500 | 500 |  | 0 | 0 |  | 52175 | 52175 |  | 0 | 0
| Note | Note Details
3.16.84 | - | Contractor's Adjustment
| Item Code | Description | Item Remarks | Unit of Measurement | Quantity/Base Price | Unit Price/Discount % (Excluding VAT) | Total |  | Unit Price/Discount % (Excluding VAT) | Total |  | Unit Price/Discount % (Excluding VAT) | Total |  | Unit Price/Discount % (Excluding VAT) | Total |  | Unit Price/Discount % (Excluding VAT) | Total |  | Unit Price/Discount % (Excluding VAT) | Total |  | Unit Price/Discount % (Excluding VAT) | Total |  | Unit Price/Discount % (Excluding VAT) | Total |  | Unit Price/Discount % (Excluding VAT) | Total |  | Unit Price/Discount % (Excluding VAT) | Total |  | Unit Price/Discount % (Excluding VAT) | Total |  | Unit Price/Discount % (Excluding VAT) | Total |  | Unit Price/Discount % (Excluding VAT) | Total | Unit Price/Discount % (Excluding VAT) | Total | Unit Price/Discount % (Excluding VAT) | Total
3.16.85 | 2Q3.56 | (*) Contractor may price here any items which has been shown in the drawings or any other documents but overlooked or not specifically mentioned in the schedule of items and is necessary for the satisfactory completion of the Works. Should the Contractor fail to insert any item here, it will be deemed that Lump Sum Contract Price includes all such items and no claims for additional items will be entertained. |  | Item | 1 | 0 | 0 |  | 0 | 0 |  | 0 | 0 |  | 0 | 0 |  | 0 | 0 |  | 0 | 0 |  | 0 | 0 |  | 0 | 0 |  | 0 | 0 |  | 0 | 0 |  | 480434.94 | 480434.94
| Note | Note Details
3.16.86 | - | Please attach one PDF file to be named "Additional Items for (insert bill no/name & Section No/name)" for the details of these additional items in the additional attachment area at the end of the BOQ.
3.17 SECTION Q4 - AIR CONDITIONING AND VENTILATION SYSTEM | [5 empty] | 204 (out of 204) | 0 |  | 204 (out of 204) | 12600000 |  | 204 (out of 204) | 0 |  | 204 (out of 204) | 0 |  | 204 (out of 204) | 13506888 |  | 204 (out of 204) | 15740891 |  | 204 (out of 204) | 10174590 |  | 204 (out of 204) | 6816310 |  | 204 (out of 204) | 11280000 |  | 204 (out of 204) | 14373130 |  | 204 (out of 204) | 14461466.29
| Note | Note Details
3.17.1 | - | Package Chillers
3.17.2 | - | Air-Cooled Chillers with semi-hermetic direct driven screw type compressors with 3600 rpm and R134 refrigerant, chilled water pumps , aluminum fins, electronic expansion valve, micro-processor control, valves and all required accessories and anti-vibration mounting as shown on the drawings and schedules in accordance with the specifications section 23 06 08.13
| Item Code | Description | Item Remarks | Unit of Measurement | Quantity/Base Price | Unit Price/Discount % (Excluding VAT) | Total |  | Unit Price/Discount % (Excluding VAT) | Total |  | Unit Price/Discount % (Excluding VAT) | Total |  | Unit Price/Discount % (Excluding VAT) | Total |  | Unit Price/Discount % (Excluding VAT) | Total |  | Unit Price/Discount % (Excluding VAT) | Total |  | Unit Price/Discount % (Excluding VAT) | Total |  | Unit Price/Discount % (Excluding VAT) | Total |  | Unit Price/Discount % (Excluding VAT) | Total |  | Unit Price/Discount % (Excluding VAT) | Total |  | Unit Price/Discount % (Excluding VAT) | Total |  | Unit Price/Discount % (Excluding VAT) | Total |  | Unit Price/Discount % (Excluding VAT) | Total | Unit Price/Discount % (Excluding VAT) | Total | Unit Price/Discount % (Excluding VAT) | Total
3.17.3 | 2Q4.01 | (*) CH-01 (458/1610 TR/KW) (2 duty & 1 stand by) |  | nr | 3 | 0 | 0 |  | 0 | 0 |  | 0 | 0 |  | 0 | 0 |  | 0 | 0 |  | 647010 | 1941030 |  | 810000 | 2430000 |  | 450000 | 1350000 |  | 3760000 | 11280000 |  | 1097514 | 3292542 |  | 970737.46 | 2912212.38
| Note | Note Details
3.17.4 | - | Supply, installation chilled water pumps unit including valves, flowmeter, pressure gauge, flex. Connections, reducers, accessories, mounting and fixing to pads (measured separately) as per required typical details and specifications section 23 13 00
| Item Code | Description | Item Remarks | Unit of Measurement | Quantity/Base Price | Unit Price/Discount % (Excluding VAT) | Total |  | Unit Price/Discount % (Excluding VAT) | Total |  | Unit Price/Discount % (Excluding VAT) | Total |  | Unit Price/Discount % (Excluding VAT) | Total |  | Unit Price/Discount % (Excluding VAT) | Total |  | Unit Price/Discount % (Excluding VAT) | Total |  | Unit Price/Discount % (Excluding VAT) | Total |  | Unit Price/Discount % (Excluding VAT) | Total |  | Unit Price/Discount % (Excluding VAT) | Total |  | Unit Price/Discount % (Excluding VAT) | Total |  | Unit Price/Discount % (Excluding VAT) | Total |  | Unit Price/Discount % (Excluding VAT) | Total |  | Unit Price/Discount % (Excluding VAT) | Total | Unit Price/Discount % (Excluding VAT) | Total | Unit Price/Discount % (Excluding VAT) | Total
3.17.5 | 2Q4.02 | (*) primary chilled water pump Each pump 54.9 lps at 20 m head, 1760 RPM (2 duty , 1 stand by) |  | Item | 3 | 0 | 0 |  | 0 | 0 |  | 0 | 0 |  | 0 | 0 |  | 0 | 0 |  | 44793 | 134379 |  | 48000 | 144000 |  | 50000 | 150000 |  | 0 | 0 |  | 48591 | 145773 |  | 38837.3 | 116511.9
3.17.6 | 2Q4.03 | (*) secondary chilled water pump Each pump 82.4 lps at 40 m head max RPM 1760, variable speed. (2 duty , 1 stand by) |  | Item | 3 | 0 | 0 |  | 0 | 0 |  | 0 | 0 |  | 0 | 0 |  | 0 | 0 |  | 44793 | 134379 |  | 69000 | 207000 |  | 40000 | 120000 |  | 0 | 0 |  | 60591 | 181773 |  | 52697.3 | 158091.9
| Note | Note Details
3.17.7 | - | Air Handling Units
3.17.8 | - | Double skin air handling units with coated fins, aluminum filter, with all required accessories, galvanized supports and hangers, anti vibration isolator, control and wiring, thermostat control, condensate pvc drain pipe as shown on the drawings and schedules in accordance with the specification section 23 72 00.
| Item Code | Description | Item Remarks | Unit of Measurement | Quantity/Base Price | Unit Price/Discount % (Excluding VAT) | Total |  | Unit Price/Discount % (Excluding VAT) | Total |  | Unit Price/Discount % (Excluding VAT) | Total |  | Unit Price/Discount % (Excluding VAT) | Total |  | Unit Price/Discount % (Excluding VAT) | Total |  | Unit Price/Discount % (Excluding VAT) | Total |  | Unit Price/Discount % (Excluding VAT) | Total |  | Unit Price/Discount % (Excluding VAT) | Total |  | Unit Price/Discount % (Excluding VAT) | Total |  | Unit Price/Discount % (Excluding VAT) | Total |  | Unit Price/Discount % (Excluding VAT) | Total |  | Unit Price/Discount % (Excluding VAT) | Total |  | Unit Price/Discount % (Excluding VAT) | Total | Unit Price/Discount % (Excluding VAT) | Total | Unit Price/Discount % (Excluding VAT) | Total
3.17.9 | 2Q4.04 | (*) AHU-GF-01 (97.4KW - 5671 L/s) |  | nr | 1 | 0 | 0 |  | 12600000 | 12600000 |  | 0 | 0 |  | 0 | 0 |  | 13506888 | 13506888 |  | 41807 | 41807 |  | 60000 | 60000 |  | 42000 | 42000 |  | 0 | 0 |  | 86164 | 86164 |  | 65812.71 | 65812.71
3.17.10 | 2Q4.05 | (*) AHU-GF-02 (108.1 KW - 6335 L/s) |  | nr | 1 | 0 | 0 |  | 0 | 0 |  | 0 | 0 |  | 0 | 0 |  | 0 | 0 |  | 54747 | 54747 |  | 60000 | 60000 |  | 45000 | 45000 |  | 0 | 0 |  | 92158 | 92158 |  | 72331.53 | 72331.53
3.17.11 | 2Q4.06 | (*) AHU-GF-03 (97.1 KW - 5555 L/s) |  | nr | 1 | 0 | 0 |  | 0 | 0 |  | 0 | 0 |  | 0 | 0 |  | 0 | 0 |  | 41807 | 41807 |  | 60000 | 60000 |  | 42000 | 42000 |  | 0 | 0 |  | 85065 | 85065 |  | 64673.88 | 64673.88
3.17.12 | 2Q4.07 | (*) AHU-GF-04 (98.8 KW - 5786 L/s) |  | nr | 1 | 0 | 0 |  | 0 | 0 |  | 0 | 0 |  | 0 | 0 |  | 0 | 0 |  | 44793 | 44793 |  | 60000 | 60000 |  | 42000 | 42000 |  | 0 | 0 |  | 86161 | 86161 |  | 66941.72 | 66941.72
3.17.13 | 2Q4.08 | (*) AHU-GF-05 (100.8 KW - 5865 L/s) |  | nr | 1 | 0 | 0 |  | 0 | 0 |  | 0 | 0 |  | 0 | 0 |  | 0 | 0 |  | 46784 | 46784 |  | 60000 | 60000 |  | 43000 | 43000 |  | 0 | 0 |  | 87451 | 87451 |  | 67717.3 | 67717.3
3.17.14 | 2Q4.09 | (*) AHU-GF-06 (96.0 KW - 5587 L/s) |  | nr | 1 | 0 | 0 |  | 0 | 0 |  | 0 | 0 |  | 0 | 0 |  | 0 | 0 |  | 41807 | 41807 |  | 60000 | 60000 |  | 43000 | 43000 |  | 0 | 0 |  | 84355 | 84355 |  | 64988.04 | 64988.04
3.17.15 | 2Q4.10 | (*) AHU-GF-07 (140.5 KW - 5806 L/s) |  | nr | 1 | 0 | 0 |  | 0 | 0 |  | 0 | 0 |  | 0 | 0 |  | 0 | 0 |  | 41807 | 41807 |  | 60000 | 60000 |  | 47000 | 47000 |  | 0 | 0 |  | 113957 | 113957 |  | 67138.07 | 67138.07
3.17.16 | 2Q4.11 | (*) AHU-GF-08 (121.5 KW - 2703 L/s) |  | nr | 1 | 0 | 0 |  | 0 | 0 |  | 0 | 0 |  | 0 | 0 |  | 0 | 0 |  | 34839 | 34839 |  | 60000 | 60000 |  | 45000 | 45000 |  | 0 | 0 |  | 101705 | 101705 |  | 36674.37 | 36674.37
3.17.17 | 2Q4.12 | (*) AHU-GF-09 (209.3 KW - 8751 L/s) |  | nr | 1 | 0 | 0 |  | 0 | 0 |  | 0 | 0 |  | 0 | 0 |  | 0 | 0 |  | 101531 | 101531 |  | 60000 | 60000 |  | 52000 | 52000 |  | 0 | 0 |  | 158324 | 158324 |  | 96050.61 | 96050.61
3.17.18 | 2Q4.13 | (*) AHU-FF-01 (113.3 KW - 6862 L/s) |  | nr | 1 | 0 | 0 |  | 0 | 0 |  | 0 | 0 |  | 0 | 0 |  | 0 | 0 |  | 54747 | 54747 |  | 60000 | 60000 |  | 43000 | 43000 |  | 0 | 0 |  | 96417 | 96417 |  | 77485.72 | 77485.72
3.17.19 | 2Q4.14 | (*) AHU-FF-02 (121.1 KW - 7438 L/s) |  | nr | 1 | 0 | 0 |  | 0 | 0 |  | 0 | 0 |  | 0 | 0 |  | 0 | 0 |  | 64701 | 64701 |  | 60000 | 60000 |  | 45000 | 45000 |  | 0 | 0 |  | 101447 | 101447 |  | 83160.23 | 83160.23
3.17.20 | 2Q4.15 | (*) AHU-FF-03 (116.3 KW - 7399 L/s) |  | nr | 1 | 0 | 0 |  | 0 | 0 |  | 0 | 0 |  | 0 | 0 |  | 0 | 0 |  | 64701 | 64701 |  | 60000 | 60000 |  | 44000 | 44000 |  | 0 | 0 |  | 98352 | 98352 |  | 82777.35 | 82777.35
3.17.21 | 2Q4.16 | (*) AHU-FF-04 (113.8 KW - 6895 L/s) |  | nr | 1 | 0 | 0 |  | 0 | 0 |  | 0 | 0 |  | 0 | 0 |  | 0 | 0 |  | 54747 | 54747 |  | 60000 | 60000 |  | 42000 | 42000 |  | 0 | 0 |  | 96740 | 96740 |  | 77829.33 | 77829.33
3.17.22 | 2Q4.17 | (*) AHU-SF-01 (101.4 KW - 6149 L/s) |  | nr | 1 | 0 | 0 |  | 0 | 0 |  | 0 | 0 |  | 0 | 0 |  | 0 | 0 |  | 53752 | 53752 |  | 60000 | 60000 |  | 42000 | 42000 |  | 0 | 0 |  | 88743 | 88743 |  | 70505.47 | 70505.47
3.17.23 | 2Q4.18 | (*) AHU-SF-02 (107.1 KW - 6517 L/s) |  | nr | 1 | 0 | 0 |  | 0 | 0 |  | 0 | 0 |  | 0 | 0 |  | 0 | 0 |  | 54747 | 54747 |  | 60000 | 60000 |  | 43000 | 43000 |  | 0 | 0 |  | 92419 | 92419 |  | 74118.31 | 74118.31
3.17.24 | 2Q4.19 | (*) AHU-SF-03 (103.0 KW - 6282 L/s) |  | nr | 1 | 0 | 0 |  | 0 | 0 |  | 0 | 0 |  | 0 | 0 |  | 0 | 0 |  | 61715 | 61715 |  | 60000 | 60000 |  | 43000 | 43000 |  | 0 | 0 |  | 89775 | 89775 |  | 71811.2 | 71811.2
3.17.25 | 2Q4.20 | (*) AHU-SF-04 (101.9 KW - 6178 L/s) |  | nr | 1 | 0 | 0 |  | 0 | 0 |  | 0 | 0 |  | 0 | 0 |  | 0 | 0 |  | 53752 | 53752 |  | 60000 | 60000 |  | 42000 | 42000 |  | 0 | 0 |  | 89066 | 89066 |  | 70790.18 | 70790.18
3.17.26 | 2Q4.21 | (*) AHU-GF/FF/SF-01 (160.8 KW - 9933 L/s) |  | nr | 1 | 0 | 0 |  | 0 | 0 |  | 0 | 0 |  | 0 | 0 |  | 0 | 0 |  | 104517 | 104517 |  | 60000 | 60000 |  | 46000 | 46000 |  | 0 | 0 |  | 127048 | 127048 |  | 107654.89 | 107654.89
3.17.27 | 2Q4.22 | (*) AHU-SF/FF-01 (135.8 KW - 8625 L/s) |  | nr | 1 | 0 | 0 |  | 0 | 0 |  | 0 | 0 |  | 0 | 0 |  | 0 | 0 |  | 94563 | 94563 |  | 60000 | 60000 |  | 43000 | 43000 |  | 0 | 0 |  | 110926 | 110926 |  | 94813.6 | 94813.6
3.17.28 | 2Q4.23 | (*) AHU-GF/FF-01 (35.2 KW - 2372 L/s) |  | nr | 1 | 0 | 0 |  | 0 | 0 |  | 0 | 0 |  | 0 | 0 |  | 0 | 0 |  | 44793 | 44793 |  | 60000 | 60000 |  | 35000 | 35000 |  | 0 | 0 |  | 46054 | 46054 |  | 36674.37 | 36674.37
| Note | Note Details
3.17.29 | - | FRESH AIR HANDLING UNIT
| Item Code | Description | Item Remarks | Unit of Measurement | Quantity/Base Price | Unit Price/Discount % (Excluding VAT) | Total |  | Unit Price/Discount % (Excluding VAT) | Total |  | Unit Price/Discount % (Excluding VAT) | Total |  | Unit Price/Discount % (Excluding VAT) | Total |  | Unit Price/Discount % (Excluding VAT) | Total |  | Unit Price/Discount % (Excluding VAT) | Total |  | Unit Price/Discount % (Excluding VAT) | Total |  | Unit Price/Discount % (Excluding VAT) | Total |  | Unit Price/Discount % (Excluding VAT) | Total |  | Unit Price/Discount % (Excluding VAT) | Total |  | Unit Price/Discount % (Excluding VAT) | Total |  | Unit Price/Discount % (Excluding VAT) | Total |  | Unit Price/Discount % (Excluding VAT) | Total | Unit Price/Discount % (Excluding VAT) | Total | Unit Price/Discount % (Excluding VAT) | Total
3.17.30 | 2Q4.24 | (*) FAHU-01 (253.0 KW – 6277 L/s) |  | nr | 1 | 0 | 0 |  | 0 | 0 |  | 0 | 0 |  | 0 | 0 |  | 0 | 0 |  | 104517 | 104517 |  | 60000 | 60000 |  | 45000 | 45000 |  | 0 | 0 |  | 298730 | 298730 |  | 227635.72 | 227635.72
3.17.31 | 2Q4.25 | (*) FAHU-02 (208.7 KW – 5407 L/s) |  | nr | 1 | 0 | 0 |  | 0 | 0 |  | 0 | 0 |  | 0 | 0 |  | 0 | 0 |  | 94563 | 94563 |  | 60000 | 60000 |  | 42000 | 42000 |  | 0 | 0 |  | 250421 | 250421 |  | 197490.22 | 197490.22
3.17.32 | 2Q4.26 | (*) FAHU-03 (59.6 KW – 1532 L/s) |  | nr | 1 | 0 | 0 |  | 0 | 0 |  | 0 | 0 |  | 0 | 0 |  | 0 | 0 |  | 64701 | 64701 |  | 60000 | 60000 |  | 35000 | 35000 |  | 0 | 0 |  | 87828 | 87828 |  | 63221.47 | 63221.47
3.17.33 | 2Q4.27 | (*) FAHU-04 (175.5 KW – 4825 L/s) |  | nr | 1 | 0 | 0 |  | 0 | 0 |  | 0 | 0 |  | 0 | 0 |  | 0 | 0 |  | 84609 | 84609 |  | 60000 | 60000 |  | 42000 | 42000 |  | 0 | 0 |  | 214216 | 214216 |  | 177323.92 | 177323.92
3.17.34 | 2Q4.28 | (*) FAHU-05 (172.1 KW – 4494 L/s) |  | nr | 1 | 0 | 0 |  | 0 | 0 |  | 0 | 0 |  | 0 | 0 |  | 0 | 0 |  | 84609 | 84609 |  | 60000 | 60000 |  | 42000 | 42000 |  | 0 | 0 |  | 210509 | 210509 |  | 165854.77 | 165854.77
3.17.35 | 2Q4.29 | (*) FAHU-06 (182.5 KW – 4790 L/s) |  | nr | 1 | 0 | 0 |  | 0 | 0 |  | 0 | 0 |  | 0 | 0 |  | 0 | 0 |  | 84609 | 84609 |  | 60000 | 60000 |  | 43000 | 43000 |  | 0 | 0 |  | 221850 | 221850 |  | 176111.17 | 176111.17
3.17.36 | 2Q4.30 | (*) FAHU-07 (170.7 KW – 3623 L/s) |  | nr | 1 | 0 | 0 |  | 0 | 0 |  | 0 | 0 |  | 0 | 0 |  | 0 | 0 |  | 74655 | 74655 |  | 60000 | 60000 |  | 42000 | 42000 |  | 0 | 0 |  | 208982 | 208982 |  | 135674.62 | 135674.62
| Note | Note Details
3.17.37 | - | Indoor Pool Dehumidification Unit Indoor Pool Dehumidification Unit
3.17.38 | - | Supply and install packaged dehumidification unit of rotary of chemical absorption to remove moisture from the air complete all in accordance with the drawing and Specification
| Item Code | Description | Item Remarks | Unit of Measurement | Quantity/Base Price | Unit Price/Discount % (Excluding VAT) | Total |  | Unit Price/Discount % (Excluding VAT) | Total |  | Unit Price/Discount % (Excluding VAT) | Total |  | Unit Price/Discount % (Excluding VAT) | Total |  | Unit Price/Discount % (Excluding VAT) | Total |  | Unit Price/Discount % (Excluding VAT) | Total |  | Unit Price/Discount % (Excluding VAT) | Total |  | Unit Price/Discount % (Excluding VAT) | Total |  | Unit Price/Discount % (Excluding VAT) | Total |  | Unit Price/Discount % (Excluding VAT) | Total |  | Unit Price/Discount % (Excluding VAT) | Total |  | Unit Price/Discount % (Excluding VAT) | Total |  | Unit Price/Discount % (Excluding VAT) | Total | Unit Price/Discount % (Excluding VAT) | Total | Unit Price/Discount % (Excluding VAT) | Total
3.17.39 | 2Q4.31 | (*) (DHU-FF-01), ducted type, Air Flow rate 4960 l/sec. |  | nr | 1 | 0 | 0 |  | 0 | 0 |  | 0 | 0 |  | 0 | 0 |  | 0 | 0 |  | 348390 | 348390 |  | 200000 | 200000 |  | 25000 | 25000 |  | 0 | 0 |  | 432895 | 432895 |  | 147821.52 | 147821.52
| Note | Note Details
3.17.40 | - | Chilled Water Fan Coil Units
3.17.41 | - | Fan Coil Units complete with aluminum fins and filters, galvanized supports and hangers, condensate drain pvc pipe, anti-vibration isolators, control and wiring, thermostat control as shown on the drawings and schedules in accordance with the specification section 23 76 00.
3.17.42 | - | Concealed Type
| Item Code | Description | Item Remarks | Unit of Measurement | Quantity/Base Price | Unit Price/Discount % (Excluding VAT) | Total |  | Unit Price/Discount % (Excluding VAT) | Total |  | Unit Price/Discount % (Excluding VAT) | Total |  | Unit Price/Discount % (Excluding VAT) | Total |  | Unit Price/Discount % (Excluding VAT) | Total |  | Unit Price/Discount % (Excluding VAT) | Total |  | Unit Price/Discount % (Excluding VAT) | Total |  | Unit Price/Discount % (Excluding VAT) | Total |  | Unit Price/Discount % (Excluding VAT) | Total |  | Unit Price/Discount % (Excluding VAT) | Total |  | Unit Price/Discount % (Excluding VAT) | Total |  | Unit Price/Discount % (Excluding VAT) | Total |  | Unit Price/Discount % (Excluding VAT) | Total | Unit Price/Discount % (Excluding VAT) | Total | Unit Price/Discount % (Excluding VAT) | Total
3.17.43 | 2Q4.32 | (*) FCU-GF-01 (0.9 Kw , 55 L/s) |  | nr | 1 | 0 | 0 |  | 0 | 0 |  | 0 | 0 |  | 0 | 0 |  | 0 | 0 |  | 2986 | 2986 |  | 2110 | 2110 |  | 3500 | 3500 |  | 0 | 0 |  | 1949 | 1949 |  | 1547.7 | 1547.7
3.17.44 | 2Q4.33 | (*) FCU-GF-02 (0.6 Kw , 25 L/s) |  | nr | 1 | 0 | 0 |  | 0 | 0 |  | 0 | 0 |  | 0 | 0 |  | 0 | 0 |  | 2489 | 2489 |  | 2110 | 2110 |  | 3500 | 3500 |  | 0 | 0 |  | 1737 | 1737 |  | 1270.5 | 1270.5
3.17.45 | 2Q4.34 | (*) FCU-GF-03 (10.5 Kw , 365 L/s) |  | nr | 1 | 0 | 0 |  | 0 | 0 |  | 0 | 0 |  | 0 | 0 |  | 0 | 0 |  | 5972 | 5972 |  | 2110 | 2110 |  | 3500 | 3500 |  | 0 | 0 |  | 8728 | 8728 |  | 4412.1 | 4412.1
3.17.46 | 2Q4.35 | (*) FCU-GF-04 (1.0 Kw , 90 L/s) |  | nr | 1 | 0 | 0 |  | 0 | 0 |  | 0 | 0 |  | 0 | 0 |  | 0 | 0 |  | 3982 | 3982 |  | 2110 | 2110 |  | 3500 | 3500 |  | 0 | 0 |  | 2020 | 2020 |  | 1871.1 | 1871.1
3.17.47 | 2Q4.36 | (*) FCU-GF-05 (1.9 Kw , 145 L/s) |  | nr | 1 | 0 | 0 |  | 0 | 0 |  | 0 | 0 |  | 0 | 0 |  | 0 | 0 |  | 4977 | 4977 |  | 2110 | 2110 |  | 3500 | 3500 |  | 0 | 0 |  | 2655 | 2655 |  | 2379.3 | 2379.3
3.17.48 | 2Q4.37 | (*) FCU-GF-06 (3.8 Kw , 245 L/s) |  | nr | 1 | 0 | 0 |  | 0 | 0 |  | 0 | 0 |  | 0 | 0 |  | 0 | 0 |  | 5475 | 5475 |  | 2110 | 2110 |  | 3500 | 3500 |  | 0 | 0 |  | 3997 | 3997 |  | 3303.3 | 3303.3
3.17.49 | 2Q4.38 | (*) FCU-GF-07 (2.9 Kw , 205 L/s) |  | nr | 1 | 0 | 0 |  | 0 | 0 |  | 0 | 0 |  | 0 | 0 |  | 0 | 0 |  | 5475 | 5475 |  | 2110 | 2110 |  | 3500 | 3500 |  | 0 | 0 |  | 3361 | 3361 |  | 2933.7 | 2933.7
3.17.50 | 2Q4.39 | (*) FCU-GF-08 (2.4 Kw , 160 L/s) |  | nr | 1 | 0 | 0 |  | 0 | 0 |  | 0 | 0 |  | 0 | 0 |  | 0 | 0 |  | 2489 | 2489 |  | 2110 | 2110 |  | 3500 | 3500 |  | 0 | 0 |  | 3008 | 3008 |  | 2517.9 | 2517.9
3.17.51 | 2Q4.40 | (*) FCU-GF-09 (2.7 Kw , 190 L/s) |  | nr | 1 | 0 | 0 |  | 0 | 0 |  | 0 | 0 |  | 0 | 0 |  | 0 | 0 |  | 2489 | 2489 |  | 2110 | 2110 |  | 3500 | 3500 |  | 0 | 0 |  | 3220 | 3220 |  | 2795.1 | 2795.1
3.17.52 | 2Q4.41 | (*) FCU-GF-10 (1.4 Kw , 85 L/s) |  | nr | 1 | 0 | 0 |  | 0 | 0 |  | 0 | 0 |  | 0 | 0 |  | 0 | 0 |  | 1991 | 1991 |  | 2110 | 2110 |  | 3500 | 3500 |  | 0 | 0 |  | 2302 | 2302 |  | 1824.9 | 1824.9
3.17.53 | 2Q4.42 | (*) FCU-GF-11 (0.8 Kw , 45 L/s) |  | nr | 1 | 0 | 0 |  | 0 | 0 |  | 0 | 0 |  | 0 | 0 |  | 0 | 0 |  | 1991 | 1991 |  | 2110 | 2110 |  | 3500 | 3500 |  | 0 | 0 |  | 1879 | 1879 |  | 1455.3 | 1455.3
3.17.54 | 2Q4.43 | (*) FCU-GF-12 (3.1 Kw , 245 L/s) |  | nr | 1 | 0 | 0 |  | 0 | 0 |  | 0 | 0 |  | 0 | 0 |  | 0 | 0 |  | 5475 | 5475 |  | 2110 | 2110 |  | 3500 | 3500 |  | 0 | 0 |  | 3503 | 3503 |  | 3303.3 | 3303.3
3.17.55 | 2Q4.44 | (*) FCU-GF-13 (1.7 Kw , 130 L/s) |  | nr | 1 | 0 | 0 |  | 0 | 0 |  | 0 | 0 |  | 0 | 0 |  | 0 | 0 |  | 2489 | 2489 |  | 2110 | 2110 |  | 3500 | 3500 |  | 0 | 0 |  | 2514 | 2514 |  | 2240.7 | 2240.7
3.17.56 | 2Q4.45 | (*) FCU-GF-14 (2.1 Kw , 90 L/s) |  | nr | 1 | 0 | 0 |  | 0 | 0 |  | 0 | 0 |  | 0 | 0 |  | 0 | 0 |  | 1991 | 1991 |  | 2110 | 2110 |  | 3500 | 3500 |  | 0 | 0 |  | 2797 | 2797 |  | 1871.1 | 1871.1
3.17.57 | 2Q4.46 | (*) FCU-GF-15 (2.3 Kw , 165 L/s) |  | nr | 1 | 0 | 0 |  | 0 | 0 |  | 0 | 0 |  | 0 | 0 |  | 0 | 0 |  | 4977 | 4977 |  | 2110 | 2110 |  | 3500 | 3500 |  | 0 | 0 |  | 2938 | 2938 |  | 2564.1 | 2564.1
3.17.58 | 2Q4.47 | (*) FCU-GF-16 (1.5 Kw , 95 L/s) |  | nr | 1 | 0 | 0 |  | 0 | 0 |  | 0 | 0 |  | 0 | 0 |  | 0 | 0 |  | 1991 | 1991 |  | 2110 | 2110 |  | 3500 | 3500 |  | 0 | 0 |  | 2373 | 2373 |  | 1917.3 | 1917.3
3.17.59 | 2Q4.48 | (*) FCU-GF-17 (1.6 Kw , 90 L/s) |  | nr | 1 | 0 | 0 |  | 0 | 0 |  | 0 | 0 |  | 0 | 0 |  | 0 | 0 |  | 1991 | 1991 |  | 2110 | 2110 |  | 3500 | 3500 |  | 0 | 0 |  | 2444 | 2444 |  | 1871.1 | 1871.1
3.17.60 | 2Q4.49 | (*) FCU-GF-18 (17.7 Kw , 1640 L/s) |  | nr | 1 | 0 | 0 |  | 0 | 0 |  | 0 | 0 |  | 0 | 0 |  | 0 | 0 |  | 7963 | 7963 |  | 2110 | 2110 |  | 3500 | 3500 |  | 0 | 0 |  | 13812 | 13812 |  | 16193.1 | 16193.1
3.17.61 | 2Q4.50 | (*) FCU-GF-19 (3.3 Kw , 145 L/s) |  | nr | 1 | 0 | 0 |  | 0 | 0 |  | 0 | 0 |  | 0 | 0 |  | 0 | 0 |  | 4977 | 4977 |  | 2110 | 2110 |  | 3500 | 3500 |  | 0 | 0 |  | 3644 | 3644 |  | 2379.3 | 2379.3
3.17.62 | 2Q4.51 | (*) FCU-GF-20 (1.9 Kw , 110 L/s) |  | nr | 1 | 0 | 0 |  | 0 | 0 |  | 0 | 0 |  | 0 | 0 |  | 0 | 0 |  | 2986 | 2986 |  | 2110 | 2110 |  | 3000 | 3000 |  | 0 | 0 |  | 2655 | 2655 |  | 2055.9 | 2055.9
3.17.63 | 2Q4.52 | (*) FCU-GF-21 (5.2 Kw , 305 L/s) |  | nr | 1 | 0 | 0 |  | 0 | 0 |  | 0 | 0 |  | 0 | 0 |  | 0 | 0 |  | 5475 | 5475 |  | 2110 | 2110 |  | 3500 | 3500 |  | 0 | 0 |  | 4986 | 4986 |  | 3857.7 | 3857.7
3.17.64 | 2Q4.53 | (*) FCU-GF-22 (0.8 Kw , 50 L/s) |  | nr | 1 | 0 | 0 |  | 0 | 0 |  | 0 | 0 |  | 0 | 0 |  | 0 | 0 |  | 1991 | 1991 |  | 2110 | 2110 |  | 3500 | 3500 |  | 0 | 0 |  | 1879 | 1879 |  | 1501.5 | 1501.5
3.17.65 | 2Q4.54 | (*) FCU-GF-23 (0.4 Kw , 25 L/s) |  | nr | 1 | 0 | 0 |  | 0 | 0 |  | 0 | 0 |  | 0 | 0 |  | 0 | 0 |  | 1991 | 1991 |  | 2110 | 2110 |  | 3500 | 3500 |  | 0 | 0 |  | 1596 | 1596 |  | 1270.5 | 1270.5
3.17.66 | 2Q4.55 | (*) FCU-GF-24 (1.0 Kw , 65 L/s) |  | nr | 1 | 0 | 0 |  | 0 | 0 |  | 0 | 0 |  | 0 | 0 |  | 0 | 0 |  | 1991 | 1991 |  | 2110 | 2110 |  | 3500 | 3500 |  | 0 | 0 |  | 2020 | 2020 |  | 1640.1 | 1640.1
3.17.67 | 2Q4.56 | (*) FCU-GF-25 (0.8 Kw , 75 L/s) |  | nr | 1 | 0 | 0 |  | 0 | 0 |  | 0 | 0 |  | 0 | 0 |  | 0 | 0 |  | 1991 | 1991 |  | 2110 | 2110 |  | 3500 | 3500 |  | 0 | 0 |  | 1879 | 1879 |  | 1732.5 | 1732.5
3.17.68 | 2Q4.57 | (*) FCU-GF-26 (7.4 Kw , 480 L/s) |  | nr | 1 | 0 | 0 |  | 0 | 0 |  | 0 | 0 |  | 0 | 0 |  | 0 | 0 |  | 5972 | 5972 |  | 2110 | 2110 |  | 4000 | 4000 |  | 0 | 0 |  | 6539 | 6539 |  | 5474.7 | 5474.7
3.17.69 | 2Q4.58 | (*) FCU-GF-27 (3.0 Kw , 230 L/s) |  | nr | 1 | 0 | 0 |  | 0 | 0 |  | 0 | 0 |  | 0 | 0 |  | 0 | 0 |  | 5475 | 5475 |  | 2110 | 2110 |  | 4000 | 4000 |  | 0 | 0 |  | 3432 | 3432 |  | 3164.7 | 3164.7
3.17.70 | 2Q4.59 | (*) FCU-GF-28 (6.6 Kw , 465 L/s) |  | nr | 1 | 0 | 0 |  | 0 | 0 |  | 0 | 0 |  | 0 | 0 |  | 0 | 0 |  | 5972 | 5972 |  | 2110 | 2110 |  | 4000 | 4000 |  | 0 | 0 |  | 5974 | 5974 |  | 5336.1 | 5336.1
3.17.71 | 2Q4.60 | (*) FCU-GF-29 (3.8 Kw , 375 L/s) |  | nr | 1 | 0 | 0 |  | 0 | 0 |  | 0 | 0 |  | 0 | 0 |  | 0 | 0 |  | 5972 | 5972 |  | 2110 | 2110 |  | 4000 | 4000 |  | 0 | 0 |  | 3997 | 3997 |  | 4504.5 | 4504.5
3.17.72 | 2Q4.61 | (*) FCU-FF-30 (2.45 Kw , 190 L/s) |  | nr | 2 | 0 | 0 |  | 0 | 0 |  | 0 | 0 |  | 0 | 0 |  | 0 | 0 |  | 4977 | 9954 |  | 2110 | 4220 |  | 4000 | 8000 |  | 0 | 0 |  | 3044 | 6088 |  | 2795.1 | 5590.2
3.17.73 | 2Q4.62 | (*) FCU-FF-31 (2.0 Kw , 150 L/s) |  | nr | 1 | 0 | 0 |  | 0 | 0 |  | 0 | 0 |  | 0 | 0 |  | 0 | 0 |  | 2986 | 2986 |  | 2110 | 2110 |  | 3500 | 3500 |  | 0 | 0 |  | 2726 | 2726 |  | 2425.5 | 2425.5
3.17.74 | 2Q4.63 | (*) FCU-FF-32 (2.8 Kw , 215 L/s) |  | nr | 1 | 0 | 0 |  | 0 | 0 |  | 0 | 0 |  | 0 | 0 |  | 0 | 0 |  | 5475 | 5475 |  | 2110 | 2110 |  | 3500 | 3500 |  | 0 | 0 |  | 3291 | 3291 |  | 3026.1 | 3026.1
3.17.75 | 2Q4.64 | (*) FCU-GF-33 (0.9 Kw , 65 L/s) |  | nr | 1 | 0 | 0 |  | 0 | 0 |  | 0 | 0 |  | 0 | 0 |  | 0 | 0 |  | 1991 | 1991 |  | 2110 | 2110 |  | 3500 | 3500 |  | 0 | 0 |  | 1949 | 1949 |  | 1640.1 | 1640.1
3.17.76 | 2Q4.65 | (*) FCU-GF-34 (0.7 Kw , 55 L/s) |  | nr | 1 | 0 | 0 |  | 0 | 0 |  | 0 | 0 |  | 0 | 0 |  | 0 | 0 |  | 1991 | 1991 |  | 2110 | 2110 |  | 3500 | 3500 |  | 0 | 0 |  | 1808 | 1808 |  | 1547.7 | 1547.7
3.17.77 | 2Q4.66 | (*) FCU-GF-35 (0.8 Kw , 65 L/s) |  | nr | 1 | 0 | 0 |  | 0 | 0 |  | 0 | 0 |  | 0 | 0 |  | 0 | 0 |  | 1991 | 1991 |  | 2110 | 2110 |  | 3500 | 3500 |  | 0 | 0 |  | 1879 | 1879 |  | 1640.1 | 1640.1
3.17.78 | 2Q4.67 | (*) FCU-GF-36 (2.7 Kw , 135 L/s) |  | nr | 1 | 0 | 0 |  | 0 | 0 |  | 0 | 0 |  | 0 | 0 |  | 0 | 0 |  | 4977 | 4977 |  | 2110 | 2110 |  | 3500 | 3500 |  | 0 | 0 |  | 3220 | 3220 |  | 2286.9 | 2286.9
3.17.79 | 2Q4.68 | (*) FCU-GF-37 (2.8 Kw , 150 L/s) |  | nr | 2 | 0 | 0 |  | 0 | 0 |  | 0 | 0 |  | 0 | 0 |  | 0 | 0 |  | 4977 | 9954 |  | 2110 | 4220 |  | 3500 | 7000 |  | 0 | 0 |  | 3291 | 6582 |  | 2425.5 | 4851
3.17.80 | 2Q4.69 | (*) FCU-GF-38 (16.4 Kw , 730 L/s) |  | nr | 1 | 0 | 0 |  | 0 | 0 |  | 0 | 0 |  | 0 | 0 |  | 0 | 0 |  | 5972 | 5972 |  | 2110 | 2110 |  | 5000 | 5000 |  | 0 | 0 |  | 12894 | 12894 |  | 7784.7 | 7784.7
| Note | Note Details
3.17.81 | - | Decorative Type
| Item Code | Description | Item Remarks | Unit of Measurement | Quantity/Base Price | Unit Price/Discount % (Excluding VAT) | Total |  | Unit Price/Discount % (Excluding VAT) | Total |  | Unit Price/Discount % (Excluding VAT) | Total |  | Unit Price/Discount % (Excluding VAT) | Total |  | Unit Price/Discount % (Excluding VAT) | Total |  | Unit Price/Discount % (Excluding VAT) | Total |  | Unit Price/Discount % (Excluding VAT) | Total |  | Unit Price/Discount % (Excluding VAT) | Total |  | Unit Price/Discount % (Excluding VAT) | Total |  | Unit Price/Discount % (Excluding VAT) | Total |  | Unit Price/Discount % (Excluding VAT) | Total |  | Unit Price/Discount % (Excluding VAT) | Total |  | Unit Price/Discount % (Excluding VAT) | Total | Unit Price/Discount % (Excluding VAT) | Total | Unit Price/Discount % (Excluding VAT) | Total
3.17.82 | 2Q4.70 | (*) FCU-DX-B (2.1Kw , 160 L/s) |  | nr | 1 | 0 | 0 |  | 0 | 0 |  | 0 | 0 |  | 0 | 0 |  | 0 | 0 |  | 6968 | 6968 |  | 5000 | 5000 |  | 3500 | 3500 |  | 0 | 0 |  | 3031 | 3031 |  | 5082 | 5082
3.17.83 | 2Q4.71 | (*) FCU-DX-C (0.8 Kw , 160 L/S ) |  | nr | 1 | 0 | 0 |  | 0 | 0 |  | 0 | 0 |  | 0 | 0 |  | 0 | 0 |  | 5972 | 5972 |  | 5000 | 5000 |  | 3500 | 3500 |  | 0 | 0 |  | 2231 | 2231 |  | 3349.5 | 3349.5
3.17.84 | 2Q4.72 | (*) FCU-DX-D (1.7 Kw , 160 L/S) |  | nr | 1 | 0 | 0 |  | 0 | 0 |  | 0 | 0 |  | 0 | 0 |  | 0 | 0 |  | 6968 | 6968 |  | 5000 | 5000 |  | 3500 | 3500 |  | 0 | 0 |  | 2785 | 2785 |  | 3349.5 | 3349.5
| Note | Note Details
3.17.85 | - | DX-Ducted Concealed Type
| Item Code | Description | Item Remarks | Unit of Measurement | Quantity/Base Price | Unit Price/Discount % (Excluding VAT) | Total |  | Unit Price/Discount % (Excluding VAT) | Total |  | Unit Price/Discount % (Excluding VAT) | Total |  | Unit Price/Discount % (Excluding VAT) | Total |  | Unit Price/Discount % (Excluding VAT) | Total |  | Unit Price/Discount % (Excluding VAT) | Total |  | Unit Price/Discount % (Excluding VAT) | Total |  | Unit Price/Discount % (Excluding VAT) | Total |  | Unit Price/Discount % (Excluding VAT) | Total |  | Unit Price/Discount % (Excluding VAT) | Total |  | Unit Price/Discount % (Excluding VAT) | Total |  | Unit Price/Discount % (Excluding VAT) | Total |  | Unit Price/Discount % (Excluding VAT) | Total | Unit Price/Discount % (Excluding VAT) | Total | Unit Price/Discount % (Excluding VAT) | Total
3.17.86 | 2Q4.73 | (*) FCU-DX-A (4.7 Kw , 460 L/s) |  | nr | 18 | 0 | 0 |  | 0 | 0 |  | 0 | 0 |  | 0 | 0 |  | 0 | 0 |  | 5972 | 107496 |  | 5000 | 90000 |  | 3500 | 63000 |  | 0 | 0 |  | 4672 | 84096 |  | 5659.5 | 101871
3.17.87 | 2Q4.74 | (*) FCU-01 (1.8 Kw , 175 L/s) (for Substation) |  | nr | 1 | 0 | 0 |  | 0 | 0 |  | 0 | 0 |  | 0 | 0 |  | 0 | 0 |  | 3982 | 3982 |  | 5000 | 5000 |  | 3500 | 3500 |  | 0 | 0 |  | 2887 | 2887 |  | 3349.5 | 3349.5
3.17.88 | 2Q4.75 | (*) FCU-02 ( 4.05 Kw , 390 L/s) (for Substation) |  | nr | 3 | 0 | 0 |  | 0 | 0 |  | 0 | 0 |  | 0 | 0 |  | 0 | 0 |  | 4977 | 14931 |  | 5000 | 15000 |  | 3500 | 10500 |  | 0 | 0 |  | 4272 | 12816 |  | 5659.5 | 16978.5
3.17.89 | 2Q4.76A | (*) Close control units (iccu)/computer room air conditioner (crack) dual coil chilled water coil and DX coil |  | nr | 1 | 0 | 0 |  | 0 | 0 |  | 0 | 0 |  | 0 | 0 |  | 0 | 0 |  | 0 | 0 |  | 35000 | 35000 |  | 75000 | 75000 |  | 0 | 0 |  | 59227 | 59227 |  | 0 | 0
3.17.90 | 2Q4.76 | (*) ICCU-01 (3.7 Kw) total cooling |  | nr | 1 | 0 | 0 |  | 0 | 0 |  | 0 | 0 |  | 0 | 0 |  | 0 | 0 |  | 94800 | 94800 |  | 35000 | 35000 |  | 75000 | 75000 |  | 0 | 0 |  | 0 | 0 |  | 66759 | 66759
| Note | Note Details
3.17.91 | - | Automatic air vent
| Item Code | Description | Item Remarks | Unit of Measurement | Quantity/Base Price | Unit Price/Discount % (Excluding VAT) | Total |  | Unit Price/Discount % (Excluding VAT) | Total |  | Unit Price/Discount % (Excluding VAT) | Total |  | Unit Price/Discount % (Excluding VAT) | Total |  | Unit Price/Discount % (Excluding VAT) | Total |  | Unit Price/Discount % (Excluding VAT) | Total |  | Unit Price/Discount % (Excluding VAT) | Total |  | Unit Price/Discount % (Excluding VAT) | Total |  | Unit Price/Discount % (Excluding VAT) | Total |  | Unit Price/Discount % (Excluding VAT) | Total |  | Unit Price/Discount % (Excluding VAT) | Total |  | Unit Price/Discount % (Excluding VAT) | Total |  | Unit Price/Discount % (Excluding VAT) | Total | Unit Price/Discount % (Excluding VAT) | Total | Unit Price/Discount % (Excluding VAT) | Total
3.17.92 | 2Q4.77 | (*) Ref. AAV-01 |  | nr | 4 | 0 | 0 |  | 0 | 0 |  | 0 | 0 |  | 0 | 0 |  | 0 | 0 |  | 796 | 3184 |  | 400 | 1600 |  | 5000 | 20000 |  | 0 | 0 |  | 354 | 1416 |  | 415.8 | 1663.2
| Note | Note Details
3.17.93 | - | HVAC Water Treatment
| Item Code | Description | Item Remarks | Unit of Measurement | Quantity/Base Price | Unit Price/Discount % (Excluding VAT) | Total |  | Unit Price/Discount % (Excluding VAT) | Total |  | Unit Price/Discount % (Excluding VAT) | Total |  | Unit Price/Discount % (Excluding VAT) | Total |  | Unit Price/Discount % (Excluding VAT) | Total |  | Unit Price/Discount % (Excluding VAT) | Total |  | Unit Price/Discount % (Excluding VAT) | Total |  | Unit Price/Discount % (Excluding VAT) | Total |  | Unit Price/Discount % (Excluding VAT) | Total |  | Unit Price/Discount % (Excluding VAT) | Total |  | Unit Price/Discount % (Excluding VAT) | Total |  | Unit Price/Discount % (Excluding VAT) | Total |  | Unit Price/Discount % (Excluding VAT) | Total | Unit Price/Discount % (Excluding VAT) | Total | Unit Price/Discount % (Excluding VAT) | Total
3.17.94 | 2Q4.78 | (*) Chemical shot feeder; CHSF-01, 25L size Pressurization unit |  | nr | 1 | 0 | 0 |  | 0 | 0 |  | 0 | 0 |  | 0 | 0 |  | 0 | 0 |  | 39816 | 39816 |  | 6000 | 6000 |  | 12500 | 12500 |  | 0 | 0 |  | 22166 | 22166 |  | 20963.25 | 20963.25
| Note | Note Details
3.17.95 | - | Expansion Tank
3.17.96 | - | Supply and install commissioned expansion tank. including all related valves, drain cocks, air vents. pressure gauges, and accessories. fixing in position complete all in accordance with the Drawings and Specification section 23 0700
| Item Code | Description | Item Remarks | Unit of Measurement | Quantity/Base Price | Unit Price/Discount % (Excluding VAT) | Total |  | Unit Price/Discount % (Excluding VAT) | Total |  | Unit Price/Discount % (Excluding VAT) | Total |  | Unit Price/Discount % (Excluding VAT) | Total |  | Unit Price/Discount % (Excluding VAT) | Total |  | Unit Price/Discount % (Excluding VAT) | Total |  | Unit Price/Discount % (Excluding VAT) | Total |  | Unit Price/Discount % (Excluding VAT) | Total |  | Unit Price/Discount % (Excluding VAT) | Total |  | Unit Price/Discount % (Excluding VAT) | Total |  | Unit Price/Discount % (Excluding VAT) | Total |  | Unit Price/Discount % (Excluding VAT) | Total |  | Unit Price/Discount % (Excluding VAT) | Total | Unit Price/Discount % (Excluding VAT) | Total | Unit Price/Discount % (Excluding VAT) | Total
3.17.97 | 2Q4.79 | (*) ET-01, Including pressurization tank (1000 Itr) and pumps 1 duty + 1 standby |  | nr | 1 | 0 | 0 |  | 0 | 0 |  | 0 | 0 |  | 0 | 0 |  | 0 | 0 |  | 19908 | 19908 |  | 25000 | 25000 |  | 15000 | 15000 |  | 0 | 0 |  | 34618 | 34618 |  | 36844.5 | 36844.5
| Note | Note Details
3.17.98 | - | Air Separator
| Item Code | Description | Item Remarks | Unit of Measurement | Quantity/Base Price | Unit Price/Discount % (Excluding VAT) | Total |  | Unit Price/Discount % (Excluding VAT) | Total |  | Unit Price/Discount % (Excluding VAT) | Total |  | Unit Price/Discount % (Excluding VAT) | Total |  | Unit Price/Discount % (Excluding VAT) | Total |  | Unit Price/Discount % (Excluding VAT) | Total |  | Unit Price/Discount % (Excluding VAT) | Total |  | Unit Price/Discount % (Excluding VAT) | Total |  | Unit Price/Discount % (Excluding VAT) | Total |  | Unit Price/Discount % (Excluding VAT) | Total |  | Unit Price/Discount % (Excluding VAT) | Total |  | Unit Price/Discount % (Excluding VAT) | Total |  | Unit Price/Discount % (Excluding VAT) | Total | Unit Price/Discount % (Excluding VAT) | Total | Unit Price/Discount % (Excluding VAT) | Total
3.17.99 | 2Q4.80 | (*) Air separator, (AS.01) flow rate 109.51 LIS |  | nr | 1 | 0 | 0 |  | 0 | 0 |  | 0 | 0 |  | 0 | 0 |  | 0 | 0 |  | 29862 | 29862 |  | 17000 | 17000 |  | 2500 | 2500 |  | 0 | 0 |  | 34896 | 34896 |  | 18480 | 18480
| Note | Note Details
3.17.100 | - | Duct Work
3.17.101 | - | Furnish and install including all accessories and sundries, testing & commissioning complete., Galvanized steel ducting, flanged joint construction and according to SMACNA standards specification including galvanized hangers, supports and anti-vibration mountings. Complete.
| Item Code | Description | Item Remarks | Unit of Measurement | Quantity/Base Price | Unit Price/Discount % (Excluding VAT) | Total |  | Unit Price/Discount % (Excluding VAT) | Total |  | Unit Price/Discount % (Excluding VAT) | Total |  | Unit Price/Discount % (Excluding VAT) | Total |  | Unit Price/Discount % (Excluding VAT) | Total |  | Unit Price/Discount % (Excluding VAT) | Total |  | Unit Price/Discount % (Excluding VAT) | Total |  | Unit Price/Discount % (Excluding VAT) | Total |  | Unit Price/Discount % (Excluding VAT) | Total |  | Unit Price/Discount % (Excluding VAT) | Total |  | Unit Price/Discount % (Excluding VAT) | Total |  | Unit Price/Discount % (Excluding VAT) | Total |  | Unit Price/Discount % (Excluding VAT) | Total | Unit Price/Discount % (Excluding VAT) | Total | Unit Price/Discount % (Excluding VAT) | Total
3.17.102 | 2Q4.81 | (*) For air conditioning |  | Kg | 93655 | 0 | 0 |  | 0 | 0 |  | 0 | 0 |  | 0 | 0 |  | 0 | 0 |  | 90 | 8428950 |  | 22 | 2060410 |  | 25 | 2341375 |  | 0 | 0 |  | 16 | 1498480 |  | 47.3 | 4429881.5
3.17.103 | 2Q4.81 | (*) For exhaust air |  | Kg | 13725 | 0 | 0 |  | 0 | 0 |  | 0 | 0 |  | 0 | 0 |  | 0 | 0 |  | 85 | 1166625 |  | 20 | 274500 |  | 12 | 164700 |  | 0 | 0 |  | 56 | 768600 |  | 47.3 | 649192.5
| Note | Note Details
3.17.104 | - | AIR CURTAIN
3.17.105 | - | supply and install air curtain fixing in position complete all in accordance with the Drawings and Specification section 23 34 33
| Item Code | Description | Item Remarks | Unit of Measurement | Quantity/Base Price | Unit Price/Discount % (Excluding VAT) | Total |  | Unit Price/Discount % (Excluding VAT) | Total |  | Unit Price/Discount % (Excluding VAT) | Total |  | Unit Price/Discount % (Excluding VAT) | Total |  | Unit Price/Discount % (Excluding VAT) | Total |  | Unit Price/Discount % (Excluding VAT) | Total |  | Unit Price/Discount % (Excluding VAT) | Total |  | Unit Price/Discount % (Excluding VAT) | Total |  | Unit Price/Discount % (Excluding VAT) | Total |  | Unit Price/Discount % (Excluding VAT) | Total |  | Unit Price/Discount % (Excluding VAT) | Total |  | Unit Price/Discount % (Excluding VAT) | Total |  | Unit Price/Discount % (Excluding VAT) | Total | Unit Price/Discount % (Excluding VAT) | Total | Unit Price/Discount % (Excluding VAT) | Total
3.17.106 | 2Q4.82 | (*) 2.0 m x 0.325 m x 0.27 m |  | nr | 3 | 0 | 0 |  | 0 | 0 |  | 0 | 0 |  | 0 | 0 |  | 0 | 0 |  | 2489 | 7467 |  | 5200 | 15600 |  | 4500 | 13500 |  | 0 | 0 |  | 19217 | 57651 |  | 4770.15 | 14310.45
3.17.107 | 2Q4.83 | (*) 1.5 m x 0.325 m x 0.27 m |  | nr | 4 | 0 | 0 |  | 0 | 0 |  | 0 | 0 |  | 0 | 0 |  | 0 | 0 |  | 2787 | 11148 |  | 4500 | 18000 |  | 3000 | 12000 |  | 0 | 0 |  | 16504 | 66016 |  | 4296.6 | 17186.4
| Note | Note Details
3.17.108 | - | DUCT INSULATION
3.17.109 | - | Supply, install thermal duct insulation including accessories as per required typical detaiIs and specification section 23 0700
| Item Code | Description | Item Remarks | Unit of Measurement | Quantity/Base Price | Unit Price/Discount % (Excluding VAT) | Total |  | Unit Price/Discount % (Excluding VAT) | Total |  | Unit Price/Discount % (Excluding VAT) | Total |  | Unit Price/Discount % (Excluding VAT) | Total |  | Unit Price/Discount % (Excluding VAT) | Total |  | Unit Price/Discount % (Excluding VAT) | Total |  | Unit Price/Discount % (Excluding VAT) | Total |  | Unit Price/Discount % (Excluding VAT) | Total |  | Unit Price/Discount % (Excluding VAT) | Total |  | Unit Price/Discount % (Excluding VAT) | Total |  | Unit Price/Discount % (Excluding VAT) | Total |  | Unit Price/Discount % (Excluding VAT) | Total |  | Unit Price/Discount % (Excluding VAT) | Total | Unit Price/Discount % (Excluding VAT) | Total | Unit Price/Discount % (Excluding VAT) | Total
3.17.110 | 2Q4.84 | (*) 25 mm thickness |  | m2 | 13675 | 0 | 0 |  | 0 | 0 |  | 0 | 0 |  | 0 | 0 |  | 0 | 0 |  | 15 | 205125 |  | 43 | 588025 |  | 12 | 164100 |  | 0 | 0 |  | 117 | 1599975 |  | 0 | 0
3.17.111 | 2Q4.85 | (*) 50 mm thickness |  | m2 | 6130 | 0 | 0 |  | 0 | 0 |  | 0 | 0 |  | 0 | 0 |  | 0 | 0 |  | 30 | 183900 |  | 65 | 398450 |  | 17 | 104210 |  | 0 | 0 |  | 131 | 803030 |  | 0 | 0
| Note | Note Details
3.17.112 | - | Air Duct Accessories
3.17.113 | - | Supply, install variable air volume boxes, pressure independent type, including insulated flexible ducting and control transformer as per required typical details and specification section 23 0700
| Item Code | Description | Item Remarks | Unit of Measurement | Quantity/Base Price | Unit Price/Discount % (Excluding VAT) | Total |  | Unit Price/Discount % (Excluding VAT) | Total |  | Unit Price/Discount % (Excluding VAT) | Total |  | Unit Price/Discount % (Excluding VAT) | Total |  | Unit Price/Discount % (Excluding VAT) | Total |  | Unit Price/Discount % (Excluding VAT) | Total |  | Unit Price/Discount % (Excluding VAT) | Total |  | Unit Price/Discount % (Excluding VAT) | Total |  | Unit Price/Discount % (Excluding VAT) | Total |  | Unit Price/Discount % (Excluding VAT) | Total |  | Unit Price/Discount % (Excluding VAT) | Total |  | Unit Price/Discount % (Excluding VAT) | Total |  | Unit Price/Discount % (Excluding VAT) | Total | Unit Price/Discount % (Excluding VAT) | Total | Unit Price/Discount % (Excluding VAT) | Total
3.17.114 | 2Q4.86 | (*) Box No 1, (100-200) L/S capacity Ref. VAV-01 |  | nr | 62 | 0 | 0 |  | 0 | 0 |  | 0 | 0 |  | 0 | 0 |  | 0 | 0 |  | 847 | 52514 |  | 2570 | 159340 |  | 100 | 6200 |  | 0 | 0 |  | 1243 | 77066 |  | 3363.36 | 208528.32
3.17.115 | 2Q4.87 | (*) Box No 2, (201-400) L/S capacity Ref. VAV-02 |  | nr | 40 | 0 | 0 |  | 0 | 0 |  | 0 | 0 |  | 0 | 0 |  | 0 | 0 |  | 929 | 37160 |  | 2825 | 113000 |  | 120 | 4800 |  | 0 | 0 |  | 1411 | 56440 |  | 3478.86 | 139154.4
3.17.116 | 2Q4.88 | (*) Box No 3, (401-600) L/S capacity Ref. VAV-03 |  | nr | 90 | 0 | 0 |  | 0 | 0 |  | 0 | 0 |  | 0 | 0 |  | 0 | 0 |  | 948 | 85320 |  | 3250 | 292500 |  | 150 | 13500 |  | 0 | 0 |  | 1515 | 136350 |  | 3594.36 | 323492.4
3.17.117 | 2Q4.89 | (*) Box No 4, (601-800) L/S capacity Ref. VAV-04 |  | nr | 33 | 0 | 0 |  | 0 | 0 |  | 0 | 0 |  | 0 | 0 |  | 0 | 0 |  | 948 | 31284 |  | 3635 | 119955 |  | 200 | 6600 |  | 0 | 0 |  | 1724 | 56892 |  | 3709.86 | 122425.38
3.17.118 | 2Q4.90 | (*) Box No 5, (801-1000) L/S capacity Ref. VAV-05 |  | nr | 5 | 0 | 0 |  | 0 | 0 |  | 0 | 0 |  | 0 | 0 |  | 0 | 0 |  | 948 | 4740 |  | 4000 | 20000 |  | 225 | 1125 |  | 0 | 0 |  | 1880 | 9400 |  | 3825.36 | 19126.8
3.17.119 | 2Q4.91 | (*) Box No 6, (1001-1200) L/S capacity Ref. VAV-06 |  | nr | 11 | 0 | 0 |  | 0 | 0 |  | 0 | 0 |  | 0 | 0 |  | 0 | 0 |  | 995 | 10945 |  | 4250 | 46750 |  | 300 | 3300 |  | 0 | 0 |  | 1880 | 20680 |  | 3825.36 | 42078.96
3.17.120 | 2Q4.92 | (*) Box No 7, (1201-1500) L/S capacity Ref. VAV-07 |  | nr | 6 | 0 | 0 |  | 0 | 0 |  | 0 | 0 |  | 0 | 0 |  | 0 | 0 |  | 995 | 5970 |  | 4350 | 26100 |  | 350 | 2100 |  | 0 | 0 |  | 2089 | 12534 |  | 3940.86 | 23645.16
3.17.121 | 2Q4.93 | (*) Box No 8, (1501-1800) L/S capacity Ref. VAV-08 |  | nr | 3 | 0 | 0 |  | 0 | 0 |  | 0 | 0 |  | 0 | 0 |  | 0 | 0 |  | 995 | 2985 |  | 4600 | 13800 |  | 450 | 1350 |  | 0 | 0 |  | 2089 | 6267 |  | 3940.86 | 11822.58
| Note | Note Details
3.17.122 | - | Sound Attenuator
3.17.123 | - | Supply, install sound attenuator including accessories as per required typical details and specification section 23 05 48
| Item Code | Description | Item Remarks | Unit of Measurement | Quantity/Base Price | Unit Price/Discount % (Excluding VAT) | Total |  | Unit Price/Discount % (Excluding VAT) | Total |  | Unit Price/Discount % (Excluding VAT) | Total |  | Unit Price/Discount % (Excluding VAT) | Total |  | Unit Price/Discount % (Excluding VAT) | Total |  | Unit Price/Discount % (Excluding VAT) | Total |  | Unit Price/Discount % (Excluding VAT) | Total |  | Unit Price/Discount % (Excluding VAT) | Total |  | Unit Price/Discount % (Excluding VAT) | Total |  | Unit Price/Discount % (Excluding VAT) | Total |  | Unit Price/Discount % (Excluding VAT) | Total |  | Unit Price/Discount % (Excluding VAT) | Total |  | Unit Price/Discount % (Excluding VAT) | Total | Unit Price/Discount % (Excluding VAT) | Total | Unit Price/Discount % (Excluding VAT) | Total
3.17.124 | 2Q4.94 | (*) Ref. S/A-GF-01-S |  | nr | 1 | 0 | 0 |  | 0 | 0 |  | 0 | 0 |  | 0 | 0 |  | 0 | 0 |  | 1593 | 1593 |  | 4000 | 4000 |  | 300 | 300 |  | 0 | 0 |  | 3191 | 3191 |  | 2908.29 | 2908.29
3.17.125 | 2Q4.95 | (*) Ref. S/A-GF-01-R |  | nr | 1 | 0 | 0 |  | 0 | 0 |  | 0 | 0 |  | 0 | 0 |  | 0 | 0 |  | 1593 | 1593 |  | 4000 | 4000 |  | 300 | 300 |  | 0 | 0 |  | 2866 | 2866 |  | 2908.29 | 2908.29
3.17.126 | 2Q4.96 | (*) Ref. S/A-GF-02-S |  | nr | 1 | 0 | 0 |  | 0 | 0 |  | 0 | 0 |  | 0 | 0 |  | 0 | 0 |  | 1593 | 1593 |  | 4000 | 4000 |  | 300 | 300 |  | 0 | 0 |  | 2540 | 2540 |  | 3006.23 | 3006.23
3.17.127 | 2Q4.97 | (*) Ref. S/A-GF-02-R |  | nr | 1 | 0 | 0 |  | 0 | 0 |  | 0 | 0 |  | 0 | 0 |  | 0 | 0 |  | 1593 | 1593 |  | 4000 | 4000 |  | 300 | 300 |  | 0 | 0 |  | 2261 | 2261 |  | 3006.23 | 3006.23
3.17.128 | 2Q4.98 | (*) Ref. S/A-GF-03-S |  | nr | 1 | 0 | 0 |  | 0 | 0 |  | 0 | 0 |  | 0 | 0 |  | 0 | 0 |  | 1593 | 1593 |  | 4000 | 4000 |  | 300 | 300 |  | 0 | 0 |  | 3082 | 3082 |  | 2858.39 | 2858.39
3.17.129 | 2Q4.99 | (*) Ref. S/A-GF-03-R |  | nr | 1 | 0 | 0 |  | 0 | 0 |  | 0 | 0 |  | 0 | 0 |  | 0 | 0 |  | 1593 | 1593 |  | 4000 | 4000 |  | 300 | 300 |  | 0 | 0 |  | 2757 | 2757 |  | 2700.39 | 2700.39
3.17.130 | 2Q4.100 | (*) Ref. S/A-GF-04-S |  | nr | 1 | 0 | 0 |  | 0 | 0 |  | 0 | 0 |  | 0 | 0 |  | 0 | 0 |  | 1593 | 1593 |  | 4000 | 4000 |  | 300 | 300 |  | 0 | 0 |  | 2974 | 2974 |  | 2908.29 | 2908.29
3.17.131 | 2Q4.101 | (*) Ref. S/A-GF-04-R |  | nr | 1 | 0 | 0 |  | 0 | 0 |  | 0 | 0 |  | 0 | 0 |  | 0 | 0 |  | 1593 | 1593 |  | 4000 | 4000 |  | 300 | 300 |  | 0 | 0 |  | 2649 | 2649 |  | 2126.59 | 2126.59
3.17.132 | 2Q4.102 | (*) Ref. S/A-GF-05-S |  | nr | 1 | 0 | 0 |  | 0 | 0 |  | 0 | 0 |  | 0 | 0 |  | 0 | 0 |  | 1593 | 1593 |  | 4000 | 4000 |  | 300 | 300 |  | 0 | 0 |  | 2261 | 2261 |  | 3017.32 | 3017.32
3.17.133 | 2Q4.103 | (*) Ref. S/A-GF-05-R |  | nr | 1 | 0 | 0 |  | 0 | 0 |  | 0 | 0 |  | 0 | 0 |  | 0 | 0 |  | 1593 | 1593 |  | 4000 | 4000 |  | 300 | 300 |  | 0 | 0 |  | 2058 | 2058 |  | 2456.45 | 2456.45
3.17.134 | 2Q4.104 | (*) Ref. S/A-GF-06-S |  | nr | 1 | 0 | 0 |  | 0 | 0 |  | 0 | 0 |  | 0 | 0 |  | 0 | 0 |  | 1593 | 1593 |  | 4000 | 4000 |  | 300 | 300 |  | 0 | 0 |  | 2369 | 2369 |  | 2823.28 | 2823.28
3.17.135 | 2Q4.105 | (*) Ref. S/A-GF-06-R |  | nr | 1 | 0 | 0 |  | 0 | 0 |  | 0 | 0 |  | 0 | 0 |  | 0 | 0 |  | 1593 | 1593 |  | 4000 | 4000 |  | 300 | 300 |  | 0 | 0 |  | 2058 | 2058 |  | 2566.41 | 2566.41
3.17.136 | 2Q4.106 | (*) Ref. S/A-GF-07-S |  | nr | 1 | 0 | 0 |  | 0 | 0 |  | 0 | 0 |  | 0 | 0 |  | 0 | 0 |  | 1593 | 1593 |  | 4000 | 4000 |  | 300 | 300 |  | 0 | 0 |  | 2369 | 2369 |  | 2522.98 | 2522.98
3.17.137 | 2Q4.107 | (*) Ref. S/A-GF-07-R |  | nr | 1 | 0 | 0 |  | 0 | 0 |  | 0 | 0 |  | 0 | 0 |  | 0 | 0 |  | 1593 | 1593 |  | 4000 | 4000 |  | 300 | 300 |  | 0 | 0 |  | 2142 | 2142 |  | 1854.93 | 1854.93
3.17.138 | 2Q4.108 | (*) Ref. S/A-GF-08-S |  | nr | 1 | 0 | 0 |  | 0 | 0 |  | 0 | 0 |  | 0 | 0 |  | 0 | 0 |  | 1593 | 1593 |  | 4000 | 4000 |  | 300 | 300 |  | 0 | 0 |  | 2261 | 2261 |  | 2007.39 | 2007.39
3.17.139 | 2Q4.109 | (*) Ref. S/A-GF-08-R |  | nr | 1 | 0 | 0 |  | 0 | 0 |  | 0 | 0 |  | 0 | 0 |  | 0 | 0 |  | 1593 | 1593 |  | 4000 | 4000 |  | 300 | 300 |  | 0 | 0 |  | 2058 | 2058 |  | 2007.39 | 2007.39
3.17.140 | 2Q4.110 | (*) Ref. S/A-GF-09-S |  | nr | 1 | 0 | 0 |  | 0 | 0 |  | 0 | 0 |  | 0 | 0 |  | 0 | 0 |  | 1593 | 1593 |  | 4000 | 4000 |  | 300 | 300 |  | 0 | 0 |  | 2369 | 2369 |  | 3556.01 | 3556.01
3.17.141 | 2Q4.111 | (*) Ref. S/A-GF-09-R |  | nr | 1 | 0 | 0 |  | 0 | 0 |  | 0 | 0 |  | 0 | 0 |  | 0 | 0 |  | 1593 | 1593 |  | 4000 | 4000 |  | 300 | 300 |  | 0 | 0 |  | 2142 | 2142 |  | 3556.01 | 3556.01
3.17.142 | 2Q4.112 | (*) Ref. S/A-FF-01-S |  | nr | 1 | 0 | 0 |  | 0 | 0 |  | 0 | 0 |  | 0 | 0 |  | 0 | 0 |  | 1593 | 1593 |  | 4000 | 4000 |  | 300 | 300 |  | 0 | 0 |  | 3319 | 3319 |  | 3214.13 | 3214.13
3.17.143 | 2Q4.113 | (*) Ref. S/A-FF-01-R |  | nr | 1 | 0 | 0 |  | 0 | 0 |  | 0 | 0 |  | 0 | 0 |  | 0 | 0 |  | 1593 | 1593 |  | 4000 | 4000 |  | 300 | 300 |  | 0 | 0 |  | 2974 | 2974 |  | 3214.13 | 3214.13
3.17.144 | 2Q4.114 | (*) Ref. S/A-FF-02-S |  | nr | 1 | 0 | 0 |  | 0 | 0 |  | 0 | 0 |  | 0 | 0 |  | 0 | 0 |  | 1593 | 1593 |  | 4000 | 4000 |  | 300 | 300 |  | 0 | 0 |  | 2974 | 2974 |  | 3239.08 | 3239.08
3.17.145 | 2Q4.115 | (*) Ref. S/A-FF-02-R |  | nr | 1 | 0 | 0 |  | 0 | 0 |  | 0 | 0 |  | 0 | 0 |  | 0 | 0 |  | 1593 | 1593 |  | 4000 | 4000 |  | 300 | 300 |  | 0 | 0 |  | 2649 | 2649 |  | 3140.21 | 3140.21
3.17.146 | 2Q4.116 | (*) Ref. S/A-FF-03-S |  | nr | 1 | 0 | 0 |  | 0 | 0 |  | 0 | 0 |  | 0 | 0 |  | 0 | 0 |  | 1593 | 1593 |  | 4000 | 4000 |  | 300 | 300 |  | 0 | 0 |  | 2649 | 2649 |  | 3239.08 | 3239.08
3.17.147 | 2Q4.117 | (*) Ref. S/A-FF-03-R |  | nr | 1 | 0 | 0 |  | 0 | 0 |  | 0 | 0 |  | 0 | 0 |  | 0 | 0 |  | 1593 | 1593 |  | 4000 | 4000 |  | 300 | 300 |  | 0 | 0 |  | 2369 | 2369 |  | 3239.08 | 3239.08
3.17.148 | 2Q4.118 | (*) Ref. S/A-FF-04-S |  | nr | 1 | 0 | 0 |  | 0 | 0 |  | 0 | 0 |  | 0 | 0 |  | 0 | 0 |  | 1593 | 1593 |  | 4000 | 4000 |  | 300 | 300 |  | 0 | 0 |  | 3319 | 3319 |  | 3031.18 | 3031.18
3.17.149 | 2Q4.119 | (*) Ref. S/A-FF-04-R |  | nr | 1 | 0 | 0 |  | 0 | 0 |  | 0 | 0 |  | 0 | 0 |  | 0 | 0 |  | 1593 | 1593 |  | 4000 | 4000 |  | 300 | 300 |  | 0 | 0 |  | 2974 | 2974 |  | 3031.18 | 3031.18
3.17.150 | 2Q4.120 | (*) Ref. S/A-SF-01-S |  | nr | 1 | 0 | 0 |  | 0 | 0 |  | 0 | 0 |  | 0 | 0 |  | 0 | 0 |  | 1593 | 1593 |  | 4000 | 4000 |  | 300 | 300 |  | 0 | 0 |  | 3841 | 3841 |  | 3006.23 | 3006.23
3.17.151 | 2Q4.121 | (*) Ref. S/A-SF-01-R |  | nr | 1 | 0 | 0 |  | 0 | 0 |  | 0 | 0 |  | 0 | 0 |  | 0 | 0 |  | 1593 | 1593 |  | 4000 | 4000 |  | 300 | 300 |  | 0 | 0 |  | 2974 | 2974 |  | 3006.23 | 3006.23
3.17.152 | 2Q4.122 | (*) Ref. S/A-SF-02-S |  | nr | 1 | 0 | 0 |  | 0 | 0 |  | 0 | 0 |  | 0 | 0 |  | 0 | 0 |  | 1593 | 1593 |  | 4000 | 4000 |  | 300 | 300 |  | 0 | 0 |  | 2974 | 2974 |  | 3299.14 | 3299.14
3.17.153 | 2Q4.123 | (*) Ref. S/A-SF-02-R |  | nr | 1 | 0 | 0 |  | 0 | 0 |  | 0 | 0 |  | 0 | 0 |  | 0 | 0 |  | 1593 | 1593 |  | 4000 | 4000 |  | 300 | 300 |  | 0 | 0 |  | 2649 | 2649 |  | 3299.14 | 3299.14
3.17.154 | 2Q4.124 | (*) Ref. S/A-SF-03-S |  | nr | 1 | 0 | 0 |  | 0 | 0 |  | 0 | 0 |  | 0 | 0 |  | 0 | 0 |  | 1593 | 1593 |  | 4000 | 4000 |  | 300 | 300 |  | 0 | 0 |  | 1339 | 1339 |  | 3189.19 | 3189.19
3.17.155 | 2Q4.125 | (*) Ref. S/A-SF-03-R |  | nr | 1 | 0 | 0 |  | 0 | 0 |  | 0 | 0 |  | 0 | 0 |  | 0 | 0 |  | 1593 | 1593 |  | 4000 | 4000 |  | 300 | 300 |  | 0 | 0 |  | 1256 | 1256 |  | 3189.19 | 3189.19
3.17.156 | 2Q4.126 | (*) Ref. S/A-SF-04-S |  | nr | 1 | 0 | 0 |  | 0 | 0 |  | 0 | 0 |  | 0 | 0 |  | 0 | 0 |  | 1593 | 1593 |  | 4000 | 4000 |  | 300 | 300 |  | 0 | 0 |  | 2866 | 2866 |  | 3006.23 | 3006.23
3.17.157 | 2Q4.127 | (*) Ref. S/A-SF-04-R |  | nr | 1 | 0 | 0 |  | 0 | 0 |  | 0 | 0 |  | 0 | 0 |  | 0 | 0 |  | 1593 | 1593 |  | 4000 | 4000 |  | 300 | 300 |  | 0 | 0 |  | 2369 | 2369 |  | 3006.23 | 3006.23
3.17.158 | 2Q4.128 | (*) Ref. S/A-GF/FF/SF-01-S |  | nr | 1 | 0 | 0 |  | 0 | 0 |  | 0 | 0 |  | 0 | 0 |  | 0 | 0 |  | 1593 | 1593 |  | 4000 | 4000 |  | 300 | 300 |  | 0 | 0 |  | 4925 | 4925 |  | 4042.04 | 4042.04
3.17.159 | 2Q4.129 | (*) Ref. S/A-GF/FF/SF-01-R |  | nr | 1 | 0 | 0 |  | 0 | 0 |  | 0 | 0 |  | 0 | 0 |  | 0 | 0 |  | 1593 | 1593 |  | 4000 | 4000 |  | 300 | 300 |  | 0 | 0 |  | 4925 | 4925 |  | 4042.04 | 4042.04
3.17.160 | 2Q4.130 | (*) Ref. S/A-FF/SF-01-S |  | nr | 1 | 0 | 0 |  | 0 | 0 |  | 0 | 0 |  | 0 | 0 |  | 0 | 0 |  | 1593 | 1593 |  | 4000 | 4000 |  | 300 | 300 |  | 0 | 0 |  | 3319 | 3319 |  | 3373.06 | 3373.06
3.17.161 | 2Q4.131 | (*) Ref. S/A-FF/SF-01-R |  | nr | 1 | 0 | 0 |  | 0 | 0 |  | 0 | 0 |  | 0 | 0 |  | 0 | 0 |  | 1593 | 1593 |  | 4000 | 4000 |  | 300 | 300 |  | 0 | 0 |  | 2974 | 2974 |  | 3373.06 | 3373.06
3.17.162 | 2Q4.132 | (*) Ref. S/A-GF/FF-01-S |  | nr | 1 | 0 | 0 |  | 0 | 0 |  | 0 | 0 |  | 0 | 0 |  | 0 | 0 |  | 1593 | 1593 |  | 4000 | 4000 |  | 300 | 300 |  | 0 | 0 |  | 2974 | 2974 |  | 1987.06 | 1987.06
3.17.163 | 2Q4.133 | (*) Ref. S/A-GF/FF-01-R |  | nr | 1 | 0 | 0 |  | 0 | 0 |  | 0 | 0 |  | 0 | 0 |  | 0 | 0 |  | 1593 | 1593 |  | 4000 | 4000 |  | 300 | 300 |  | 0 | 0 |  | 2649 | 2649 |  | 1987.06 | 1987.06
| Note | Note Details
3.17.164 | - | Volume Dampers
| Item Code | Description | Item Remarks | Unit of Measurement | Quantity/Base Price | Unit Price/Discount % (Excluding VAT) | Total |  | Unit Price/Discount % (Excluding VAT) | Total |  | Unit Price/Discount % (Excluding VAT) | Total |  | Unit Price/Discount % (Excluding VAT) | Total |  | Unit Price/Discount % (Excluding VAT) | Total |  | Unit Price/Discount % (Excluding VAT) | Total |  | Unit Price/Discount % (Excluding VAT) | Total |  | Unit Price/Discount % (Excluding VAT) | Total |  | Unit Price/Discount % (Excluding VAT) | Total |  | Unit Price/Discount % (Excluding VAT) | Total |  | Unit Price/Discount % (Excluding VAT) | Total |  | Unit Price/Discount % (Excluding VAT) | Total |  | Unit Price/Discount % (Excluding VAT) | Total | Unit Price/Discount % (Excluding VAT) | Total | Unit Price/Discount % (Excluding VAT) | Total
3.17.165 | 2Q4.134 | (*) Allow for various sizes of Volume dampers, Smoke dampers Fire dampers and Motorized dampers as per NFPA requirements complete as specified and as shown in the drawings. |  | Item | 1 | 0 | 0 |  | 0 | 0 |  | 0 | 0 |  | 0 | 0 |  | 0 | 0 |  | 474 | 474 |  | 200000 | 200000 |  | 50000 | 50000 |  | 0 | 0 |  | 243055 | 243055 |  | 435770.72 | 435770.72
| Note | Note Details
3.17.166 | - | Seamless Black steel pipework including
3.17.167 | - | fittings, supports, expansion joints, expansion loops, valves and thermal insulation as per required typical detaiIs and specification section 23 18 00
3.17.168 | - | For Chilled Water Pipes.
| Item Code | Description | Item Remarks | Unit of Measurement | Quantity/Base Price | Unit Price/Discount % (Excluding VAT) | Total |  | Unit Price/Discount % (Excluding VAT) | Total |  | Unit Price/Discount % (Excluding VAT) | Total |  | Unit Price/Discount % (Excluding VAT) | Total |  | Unit Price/Discount % (Excluding VAT) | Total |  | Unit Price/Discount % (Excluding VAT) | Total |  | Unit Price/Discount % (Excluding VAT) | Total |  | Unit Price/Discount % (Excluding VAT) | Total |  | Unit Price/Discount % (Excluding VAT) | Total |  | Unit Price/Discount % (Excluding VAT) | Total |  | Unit Price/Discount % (Excluding VAT) | Total |  | Unit Price/Discount % (Excluding VAT) | Total |  | Unit Price/Discount % (Excluding VAT) | Total | Unit Price/Discount % (Excluding VAT) | Total | Unit Price/Discount % (Excluding VAT) | Total
3.17.169 | 2Q4.135 | (*) 250 mm dia. |  | m | 150 | 0 | 0 |  | 0 | 0 |  | 0 | 0 |  | 0 | 0 |  | 0 | 0 |  | 406 | 60900 |  | 575 | 86250 |  | 230 | 34500 |  | 0 | 0 |  | 949 | 142350 |  | 811.1 | 121665
3.17.170 | 2Q4.136 | (*) 200 mm dia. |  | m | 196 | 0 | 0 |  | 0 | 0 |  | 0 | 0 |  | 0 | 0 |  | 0 | 0 |  | 313 | 61348 |  | 360 | 70560 |  | 220 | 43120 |  | 0 | 0 |  | 729 | 142884 |  | 627.55 | 122999.8
3.17.171 | 2Q4.137 | (*) 150 mm dia. |  | m | 145 | 0 | 0 |  | 0 | 0 |  | 0 | 0 |  | 0 | 0 |  | 0 | 0 |  | 248 | 35960 |  | 285 | 41325 |  | 200 | 29000 |  | 0 | 0 |  | 493 | 71485 |  | 379.59 | 55040.55
3.17.172 | 2Q4.138 | (*) 125 mm dia. |  | m | 205 | 0 | 0 |  | 0 | 0 |  | 0 | 0 |  | 0 | 0 |  | 0 | 0 |  | 220 | 45100 |  | 205 | 42025 |  | 190 | 38950 |  | 0 | 0 |  | 348 | 71340 |  | 288.08 | 59056.4
3.17.173 | 2Q4.139 | (*) 100 mm dia. |  | m | 456 | 0 | 0 |  | 0 | 0 |  | 0 | 0 |  | 0 | 0 |  | 0 | 0 |  | 147 | 67032 |  | 164 | 74784 |  | 175 | 79800 |  | 0 | 0 |  | 291 | 132696 |  | 266.55 | 121546.8
3.17.174 | 2Q4.140 | (*) 80 mm dia. |  | m | 275 | 0 | 0 |  | 0 | 0 |  | 0 | 0 |  | 0 | 0 |  | 0 | 0 |  | 100 | 27500 |  | 131 | 36025 |  | 150 | 41250 |  | 0 | 0 |  | 186 | 51150 |  | 215.84 | 59356
3.17.175 | 2Q4.141 | (*) 65 mm dia. |  | m | 385 | 0 | 0 |  | 0 | 0 |  | 0 | 0 |  | 0 | 0 |  | 0 | 0 |  | 76 | 29260 |  | 126 | 48510 |  | 145 | 55825 |  | 0 | 0 |  | 151 | 58135 |  | 161.82 | 62300.7
3.17.176 | 2Q4.142 | (*) 50 mm dia. |  | m | 170 | 0 | 0 |  | 0 | 0 |  | 0 | 0 |  | 0 | 0 |  | 0 | 0 |  | 57 | 9690 |  | 103 | 17510 |  | 120 | 20400 |  | 0 | 0 |  | 120 | 20400 |  | 117.91 | 20044.7
3.17.177 | 2Q4.143 | (*) 40 mm dia. |  | m | 45 | 0 | 0 |  | 0 | 0 |  | 0 | 0 |  | 0 | 0 |  | 0 | 0 |  | 46 | 2070 |  | 73 | 3285 |  | 110 | 4950 |  | 0 | 0 |  | 86 | 3870 |  | 101.83 | 4582.35
3.17.178 | 2Q4.144 | (*) 32 mm dia. |  | m | 84 | 0 | 0 |  | 0 | 0 |  | 0 | 0 |  | 0 | 0 |  | 0 | 0 |  | 28 | 2352 |  | 65 | 5460 |  | 95 | 7980 |  | 0 | 0 |  | 73 | 6132 |  | 93.39 | 7844.76
3.17.179 | 2Q4.145 | (*) 25 mm dia. |  | m | 180 | 0 | 0 |  | 0 | 0 |  | 0 | 0 |  | 0 | 0 |  | 0 | 0 |  | 23 | 4140 |  | 59 | 10620 |  | 70 | 12600 |  | 0 | 0 |  | 58 | 10440 |  | 81.43 | 14657.4
3.17.180 | 2Q4.146 | (*) 20 mm dia. |  | m | 180 | 0 | 0 |  | 0 | 0 |  | 0 | 0 |  | 0 | 0 |  | 0 | 0 |  | 17 | 3060 |  | 49 | 8820 |  | 60 | 10800 |  | 0 | 0 |  | 49 | 8820 |  | 73.77 | 13278.6
3.17.181 | 2Q4.147 | (*) 15 mm dia. |  | m | 495 | 0 | 0 |  | 0 | 0 |  | 0 | 0 |  | 0 | 0 |  | 0 | 0 |  | 15 | 7425 |  | 46 | 22770 |  | 50 | 24750 |  | 0 | 0 |  | 42 | 20790 |  | 67.86 | 33590.7
| Note | Note Details
3.17.182 | - | Fans
3.17.183 | - | Supply, Install and test the following fans (UL listed), including flanges, support framing, mounting bolts, isolating switches overload protection, controIs, flexible connection, back draft damper and all necessary fixing accessories and connection as specified and as shown on drawings.
3.17.184 | - | Axial Wall Mounted Fan
| Item Code | Description | Item Remarks | Unit of Measurement | Quantity/Base Price | Unit Price/Discount % (Excluding VAT) | Total |  | Unit Price/Discount % (Excluding VAT) | Total |  | Unit Price/Discount % (Excluding VAT) | Total |  | Unit Price/Discount % (Excluding VAT) | Total |  | Unit Price/Discount % (Excluding VAT) | Total |  | Unit Price/Discount % (Excluding VAT) | Total |  | Unit Price/Discount % (Excluding VAT) | Total |  | Unit Price/Discount % (Excluding VAT) | Total |  | Unit Price/Discount % (Excluding VAT) | Total |  | Unit Price/Discount % (Excluding VAT) | Total |  | Unit Price/Discount % (Excluding VAT) | Total |  | Unit Price/Discount % (Excluding VAT) | Total |  | Unit Price/Discount % (Excluding VAT) | Total | Unit Price/Discount % (Excluding VAT) | Total | Unit Price/Discount % (Excluding VAT) | Total
3.17.185 | 2Q4.148 | (*) EF-01 ( 25 L/s ) Air Flow Capacity |  | nr | 1 | 0 | 0 |  | 0 | 0 |  | 0 | 0 |  | 0 | 0 |  | 0 | 0 |  | 398 | 398 |  | 700 | 700 |  | 1500 | 1500 |  | 0 | 0 |  | 256 | 256 |  | 367.29 | 367.29
3.17.186 | 2Q4.149 | (*) EF-02 ( 200 L/s ) Air Flow Capacity |  | nr | 1 | 0 | 0 |  | 0 | 0 |  | 0 | 0 |  | 0 | 0 |  | 0 | 0 |  | 597 | 597 |  | 700 | 700 |  | 5000 | 5000 |  | 0 | 0 |  | 693 | 693 |  | 682.61 | 682.61
3.17.187 | 2Q4.150 | (*) EF-04 ( 260 L/s ) Air Flow Capacity |  | nr | 1 | 0 | 0 |  | 0 | 0 |  | 0 | 0 |  | 0 | 0 |  | 0 | 0 |  | 749 | 749 |  | 700 | 700 |  | 5000 | 5000 |  | 0 | 0 |  | 2744 | 2744 |  | 1108.8 | 1108.8
3.17.188 | 2Q4.151 | (*) EF-05 ( 560 L/s ) Air Flow Capacity |  | nr | 2 | 0 | 0 |  | 0 | 0 |  | 0 | 0 |  | 0 | 0 |  | 0 | 0 |  | 1043 | 2086 |  | 700 | 1400 |  | 6500 | 13000 |  | 0 | 0 |  | 2841 | 5682 |  | 2122.89 | 4245.78
| Note | Note Details
3.17.189 | - | Inline Mounted Fan
| Item Code | Description | Item Remarks | Unit of Measurement | Quantity/Base Price | Unit Price/Discount % (Excluding VAT) | Total |  | Unit Price/Discount % (Excluding VAT) | Total |  | Unit Price/Discount % (Excluding VAT) | Total |  | Unit Price/Discount % (Excluding VAT) | Total |  | Unit Price/Discount % (Excluding VAT) | Total |  | Unit Price/Discount % (Excluding VAT) | Total |  | Unit Price/Discount % (Excluding VAT) | Total |  | Unit Price/Discount % (Excluding VAT) | Total |  | Unit Price/Discount % (Excluding VAT) | Total |  | Unit Price/Discount % (Excluding VAT) | Total |  | Unit Price/Discount % (Excluding VAT) | Total |  | Unit Price/Discount % (Excluding VAT) | Total |  | Unit Price/Discount % (Excluding VAT) | Total | Unit Price/Discount % (Excluding VAT) | Total | Unit Price/Discount % (Excluding VAT) | Total
3.17.190 | 2Q4.152 | (*) EF-03 ( 375 L/s) Air Flow Capacity |  | nr | 2 | 0 | 0 |  | 0 | 0 |  | 0 | 0 |  | 0 | 0 |  | 0 | 0 |  | 4230 | 8460 |  | 3600 | 7200 |  | 4500 | 9000 |  | 0 | 0 |  | 2744 | 5488 |  | 2200.28 | 4400.56
3.17.191 | 2Q4.153 | (*) EF-06 ( 2000L/s ) Air Flow Capacity (for Substation 1 DUTY & 1 STANDBY) |  | nr | 2 | 0 | 0 |  | 0 | 0 |  | 0 | 0 |  | 0 | 0 |  | 0 | 0 |  | 5972 | 11944 |  | 8000 | 16000 |  | 9000 | 18000 |  | 0 | 0 |  | 3414 | 6828 |  | 6942.71 | 13885.42
3.17.192 | 2Q4.154 | (*) KEF-01 ( 2500 L/s) Air Flow Capacity |  | nr | 1 | 0 | 0 |  | 0 | 0 |  | 0 | 0 |  | 0 | 0 |  | 0 | 0 |  | 6297 | 6297 |  | 10000 | 10000 |  | 12000 | 12000 |  | 0 | 0 |  | 3464 | 3464 |  | 12129.81 | 12129.81
3.17.193 | 2Q4.155 | (*) KFAF-01 ( 2000 L/s) Air Flow Capacity |  | nr | 1 | 0 | 0 |  | 0 | 0 |  | 0 | 0 |  | 0 | 0 |  | 0 | 0 |  | 5574 | 5574 |  | 8000 | 8000 |  | 10000 | 10000 |  | 0 | 0 |  | 3464 | 3464 |  | 7115.96 | 7115.96
3.17.194 | 2Q4.156 | (*) CAEF-01 (70 L/s) Air Flow Capacity |  | nr | 1 | 0 | 0 |  | 0 | 0 |  | 0 | 0 |  | 0 | 0 |  | 0 | 0 |  | 569 | 569 |  | 700 | 700 |  | 2500 | 2500 |  | 0 | 0 |  | 691 | 691 |  | 1653.96 | 1653.96
3.17.195 | 2Q4.157 | (*) CAEF-02 (70 L/s) Air Flow Capacity |  | nr | 1 | 0 | 0 |  | 0 | 0 |  | 0 | 0 |  | 0 | 0 |  | 0 | 0 |  | 569 | 569 |  | 700 | 700 |  | 2500 | 2500 |  | 0 | 0 |  | 691 | 691 |  | 1653.96 | 1653.96
3.17.196 | 2Q4.158 | (*) CAEF-03 (70 L/s) Air Flow Capacity |  | nr | 1 | 0 | 0 |  | 0 | 0 |  | 0 | 0 |  | 0 | 0 |  | 0 | 0 |  | 569 | 569 |  | 700 | 700 |  | 2500 | 2500 |  | 0 | 0 |  | 691 | 691 |  | 493.19 | 493.19
3.17.197 | 2Q4.159 | (*) CAEF-04 (105 L/s) Air Flow Capacity |  | nr | 1 | 0 | 0 |  | 0 | 0 |  | 0 | 0 |  | 0 | 0 |  | 0 | 0 |  | 447 | 447 |  | 700 | 700 |  | 2500 | 2500 |  | 0 | 0 |  | 1262 | 1262 |  | 552.09 | 552.09
3.17.198 | 2Q4.160 | (*) CAEF-05 (70 L/s) Air Flow Capacity |  | nr | 1 | 0 | 0 |  | 0 | 0 |  | 0 | 0 |  | 0 | 0 |  | 0 | 0 |  | 569 | 569 |  | 700 | 700 |  | 2500 | 2500 |  | 0 | 0 |  | 1382 | 1382 |  | 493.19 | 493.19
3.17.199 | 2Q4.161 | (*) CAEF-06 (70 L/s) Air Flow Capacity |  | nr | 1 | 0 | 0 |  | 0 | 0 |  | 0 | 0 |  | 0 | 0 |  | 0 | 0 |  | 569 | 569 |  | 700 | 700 |  | 2500 | 2500 |  | 0 | 0 |  | 691 | 691 |  | 1653.96 | 1653.96
3.17.200 | 2Q4.162 | (*) CAEF-07 (70 L/s) Air Flow Capacity |  | nr | 1 | 0 | 0 |  | 0 | 0 |  | 0 | 0 |  | 0 | 0 |  | 0 | 0 |  | 569 | 569 |  | 1800 | 1800 |  | 2500 | 2500 |  | 0 | 0 |  | 691 | 691 |  | 1653.96 | 1653.96
3.17.201 | 2Q4.163 | (*) CAEF-08 (135 L/s) Air Flow Capacity |  | nr | 1 | 0 | 0 |  | 0 | 0 |  | 0 | 0 |  | 0 | 0 |  | 0 | 0 |  | 597 | 597 |  | 1800 | 1800 |  | 3500 | 3500 |  | 0 | 0 |  | 1784 | 1784 |  | 1653.96 | 1653.96
3.17.202 | 2Q4.164 | (*) CAEF-09 (90 L/s) Air Flow Capacity |  | nr | 1 | 0 | 0 |  | 0 | 0 |  | 0 | 0 |  | 0 | 0 |  | 0 | 0 |  | 597 | 597 |  | 6500 | 6500 |  | 2500 | 2500 |  | 0 | 0 |  | 1262 | 1262 |  | 1653.96 | 1653.96
3.17.203 | 2Q4.165 | (*) CAEF-10 (90 L/s) Air Flow Capacity |  | nr | 1 | 0 | 0 |  | 0 | 0 |  | 0 | 0 |  | 0 | 0 |  | 0 | 0 |  | 597 | 597 |  | 700 | 700 |  | 2500 | 2500 |  | 0 | 0 |  | 1262 | 1262 |  | 1653.96 | 1653.96
3.17.204 | 2Q4.166 | (*) CAEF-11(90 L/s) Air Flow Capacity |  | nr | 1 | 0 | 0 |  | 0 | 0 |  | 0 | 0 |  | 0 | 0 |  | 0 | 0 |  | 597 | 597 |  | 1500 | 1500 |  | 2500 | 2500 |  | 0 | 0 |  | 1262 | 1262 |  | 1653.96 | 1653.96
3.17.205 | 2Q4.167 | (*) CAEF-12(90 L/s) Air Flow Capacity |  | nr | 1 | 0 | 0 |  | 0 | 0 |  | 0 | 0 |  | 0 | 0 |  | 0 | 0 |  | 597 | 597 |  | 3600 | 3600 |  | 2500 | 2500 |  | 0 | 0 |  | 1262 | 1262 |  | 1653.96 | 1653.96
3.17.206 | 2Q4.168 | (*) EF-LAB-01 (600 L/s) Air Flow Capacity |  | nr | 1 | 0 | 0 |  | 0 | 0 |  | 0 | 0 |  | 0 | 0 |  | 0 | 0 |  | 4479 | 4479 |  | 6000 | 6000 |  | 5000 | 5000 |  | 0 | 0 |  | 3052 | 3052 |  | 7060.52 | 7060.52
3.17.207 | 2Q4.169 | (*) EF-LAB-02 (600 L/s) Air Flow Capacity |  | nr | 1 | 0 | 0 |  | 0 | 0 |  | 0 | 0 |  | 0 | 0 |  | 0 | 0 |  | 4479 | 4479 |  | 6000 | 6000 |  | 5000 | 5000 |  | 0 | 0 |  | 3052 | 3052 |  | 7060.52 | 7060.52
3.17.208 | 2Q4.170 | (*) EF-LAB-03 (300 L/s) Air Flow Capacity |  | nr | 1 | 0 | 0 |  | 0 | 0 |  | 0 | 0 |  | 0 | 0 |  | 0 | 0 |  | 2489 | 2489 |  | 3600 | 3600 |  | 4500 | 4500 |  | 0 | 0 |  | 2744 | 2744 |  | 5295.68 | 5295.68
3.17.209 | 2Q4.171 | (*) EF-LAB-04 (300 L/s) Air Flow Capacity |  | nr | 1 | 0 | 0 |  | 0 | 0 |  | 0 | 0 |  | 0 | 0 |  | 0 | 0 |  | 2489 | 2489 |  | 3600 | 3600 |  | 4500 | 4500 |  | 0 | 0 |  | 2744 | 2744 |  | 5295.68 | 5295.68
3.17.210 | 2Q4.172 | (*) EF-LAB-05 (600 L/s) Air Flow Capacity |  | nr | 1 | 0 | 0 |  | 0 | 0 |  | 0 | 0 |  | 0 | 0 |  | 0 | 0 |  | 4479 | 4479 |  | 6000 | 6000 |  | 5000 | 5000 |  | 0 | 0 |  | 3052 | 3052 |  | 7060.52 | 7060.52
3.17.211 | 2Q4.173 | (*) EF-LAB-06 (300 L/s) Air Flow Capacity |  | nr | 1 | 0 | 0 |  | 0 | 0 |  | 0 | 0 |  | 0 | 0 |  | 0 | 0 |  | 2489 | 2489 |  | 3000 | 3000 |  | 5000 | 5000 |  | 0 | 0 |  | 2744 | 2744 |  | 5295.68 | 5295.68
3.17.212 | 2Q4.174 | (*) SPF-01,02,03(6000 L/s) Air Flow Capacity |  | nr | 3 | 0 | 0 |  | 0 | 0 |  | 0 | 0 |  | 0 | 0 |  | 0 | 0 |  | 10452 | 31356 |  | 15000 | 45000 |  | 9000 | 27000 |  | 0 | 0 |  | 11003 | 33009 |  | 15241.38 | 45724.14
| Note | Note Details
3.17.213 | - | Air Outlet ( Supply Air Diffuser )
3.17.214 | - | Supply air linear diffusers including flexible duct with insulation, and accessories as per required typical detaiIs and specification section 23 85 00
| Item Code | Description | Item Remarks | Unit of Measurement | Quantity/Base Price | Unit Price/Discount % (Excluding VAT) | Total |  | Unit Price/Discount % (Excluding VAT) | Total |  | Unit Price/Discount % (Excluding VAT) | Total |  | Unit Price/Discount % (Excluding VAT) | Total |  | Unit Price/Discount % (Excluding VAT) | Total |  | Unit Price/Discount % (Excluding VAT) | Total |  | Unit Price/Discount % (Excluding VAT) | Total |  | Unit Price/Discount % (Excluding VAT) | Total |  | Unit Price/Discount % (Excluding VAT) | Total |  | Unit Price/Discount % (Excluding VAT) | Total |  | Unit Price/Discount % (Excluding VAT) | Total |  | Unit Price/Discount % (Excluding VAT) | Total |  | Unit Price/Discount % (Excluding VAT) | Total | Unit Price/Discount % (Excluding VAT) | Total | Unit Price/Discount % (Excluding VAT) | Total
3.17.215 | 2Q4.175 | (*) Ref. SLSD-01 |  | nr | 43 | 0 | 0 |  | 0 | 0 |  | 0 | 0 |  | 0 | 0 |  | 0 | 0 |  | 139 | 5977 |  | 250 | 10750 |  | 75 | 3225 |  | 0 | 0 |  | 106 | 4558 |  | 84.55 | 3635.65
3.17.216 | 2Q4.176 | (*) Ref. SLSD-02 |  | nr | 85 | 0 | 0 |  | 0 | 0 |  | 0 | 0 |  | 0 | 0 |  | 0 | 0 |  | 155 | 13175 |  | 320 | 27200 |  | 75 | 6375 |  | 0 | 0 |  | 149 | 12665 |  | 137.21 | 11662.85
3.17.217 | 2Q4.177 | (*) Ref. SLSD-03 |  | nr | 34 | 0 | 0 |  | 0 | 0 |  | 0 | 0 |  | 0 | 0 |  | 0 | 0 |  | 174 | 5916 |  | 400 | 13600 |  | 75 | 2550 |  | 0 | 0 |  | 196 | 6664 |  | 190.34 | 6471.56
3.17.218 | 2Q4.178 | (*) Ref. SLSD-04 |  | nr | 9 | 0 | 0 |  | 0 | 0 |  | 0 | 0 |  | 0 | 0 |  | 0 | 0 |  | 180 | 1620 |  | 500 | 4500 |  | 75 | 675 |  | 0 | 0 |  | 248 | 2232 |  | 462 | 4158
| Note | Note Details
3.17.219 | - | Supply air grille/Registers with opposed blade volume damper including frame trims as per required typical detaiIs and specification section 23 85 00
| Item Code | Description | Item Remarks | Unit of Measurement | Quantity/Base Price | Unit Price/Discount % (Excluding VAT) | Total |  | Unit Price/Discount % (Excluding VAT) | Total |  | Unit Price/Discount % (Excluding VAT) | Total |  | Unit Price/Discount % (Excluding VAT) | Total |  | Unit Price/Discount % (Excluding VAT) | Total |  | Unit Price/Discount % (Excluding VAT) | Total |  | Unit Price/Discount % (Excluding VAT) | Total |  | Unit Price/Discount % (Excluding VAT) | Total |  | Unit Price/Discount % (Excluding VAT) | Total |  | Unit Price/Discount % (Excluding VAT) | Total |  | Unit Price/Discount % (Excluding VAT) | Total |  | Unit Price/Discount % (Excluding VAT) | Total |  | Unit Price/Discount % (Excluding VAT) | Total | Unit Price/Discount % (Excluding VAT) | Total | Unit Price/Discount % (Excluding VAT) | Total
3.17.220 | 2Q4.179 | (*) Ref. SG-01 |  | nr | 4 | 0 | 0 |  | 0 | 0 |  | 0 | 0 |  | 0 | 0 |  | 0 | 0 |  | 152 | 608 |  | 75 | 300 |  | 100 | 400 |  | 0 | 0 |  | 104 | 416 |  | 32.34 | 129.36
3.17.221 | 2Q4.180 | (*) Ref. SG-02 |  | nr | 22 | 0 | 0 |  | 0 | 0 |  | 0 | 0 |  | 0 | 0 |  | 0 | 0 |  | 152 | 3344 |  | 88 | 1936 |  | 100 | 2200 |  | 0 | 0 |  | 104 | 2288 |  | 36.96 | 813.12
3.17.222 | 2Q4.181 | (*) Ref. SG-03 |  | nr | 7 | 0 | 0 |  | 0 | 0 |  | 0 | 0 |  | 0 | 0 |  | 0 | 0 |  | 152 | 1064 |  | 115 | 805 |  | 100 | 700 |  | 0 | 0 |  | 112 | 784 |  | 53.59 | 375.13
3.17.223 | 2Q4.182 | (*) Ref. SG-04 |  | nr | 1 | 0 | 0 |  | 0 | 0 |  | 0 | 0 |  | 0 | 0 |  | 0 | 0 |  | 152 | 152 |  | 124 | 124 |  | 100 | 100 |  | 0 | 0 |  | 134 | 134 |  | 83.16 | 83.16
3.17.224 | 2Q4.183 | (*) Ref. SG-06 |  | nr | 15 | 0 | 0 |  | 0 | 0 |  | 0 | 0 |  | 0 | 0 |  | 0 | 0 |  | 152 | 2280 |  | 133 | 1995 |  | 100 | 1500 |  | 0 | 0 |  | 186 | 2790 |  | 115.5 | 1732.5
3.17.225 | 2Q4.184 | (*) Ref. SG-07 |  | nr | 3 | 0 | 0 |  | 0 | 0 |  | 0 | 0 |  | 0 | 0 |  | 0 | 0 |  | 152 | 456 |  | 260 | 780 |  | 100 | 300 |  | 0 | 0 |  | 257 | 771 |  | 161.7 | 485.1
3.17.226 | 2Q4.185 | (*) Ref. SG-11 |  | nr | 2 | 0 | 0 |  | 0 | 0 |  | 0 | 0 |  | 0 | 0 |  | 0 | 0 |  | 152 | 304 |  | 500 | 1000 |  | 100 | 200 |  | 0 | 0 |  | 677 | 1354 |  | 358.97 | 717.94
| Note | Note Details
3.17.227 | - | Return registers/grilles with directional vanes including frame and trims as per drawings and specification section 23 85 00
| Item Code | Description | Item Remarks | Unit of Measurement | Quantity/Base Price | Unit Price/Discount % (Excluding VAT) | Total |  | Unit Price/Discount % (Excluding VAT) | Total |  | Unit Price/Discount % (Excluding VAT) | Total |  | Unit Price/Discount % (Excluding VAT) | Total |  | Unit Price/Discount % (Excluding VAT) | Total |  | Unit Price/Discount % (Excluding VAT) | Total |  | Unit Price/Discount % (Excluding VAT) | Total |  | Unit Price/Discount % (Excluding VAT) | Total |  | Unit Price/Discount % (Excluding VAT) | Total |  | Unit Price/Discount % (Excluding VAT) | Total |  | Unit Price/Discount % (Excluding VAT) | Total |  | Unit Price/Discount % (Excluding VAT) | Total |  | Unit Price/Discount % (Excluding VAT) | Total | Unit Price/Discount % (Excluding VAT) | Total | Unit Price/Discount % (Excluding VAT) | Total
3.17.228 | 2Q4.186 | (*) Ref. RG-01 |  | nr | 4 | 0 | 0 |  | 0 | 0 |  | 0 | 0 |  | 0 | 0 |  | 0 | 0 |  | 152 | 608 |  | 58 | 232 |  | 100 | 400 |  | 0 | 0 |  | 52 | 208 |  | 20.33 | 81.32
3.17.229 | 2Q4.187 | (*) Ref. RG-02 |  | nr | 7 | 0 | 0 |  | 0 | 0 |  | 0 | 0 |  | 0 | 0 |  | 0 | 0 |  | 152 | 1064 |  | 70 | 490 |  | 100 | 700 |  | 0 | 0 |  | 52 | 364 |  | 25.87 | 181.09
3.17.230 | 2Q4.188 | (*) Ref. RG-03 |  | nr | 5 | 0 | 0 |  | 0 | 0 |  | 0 | 0 |  | 0 | 0 |  | 0 | 0 |  | 152 | 760 |  | 70 | 350 |  | 100 | 500 |  | 0 | 0 |  | 61 | 305 |  | 33.26 | 166.3
3.17.231 | 2Q4.189 | (*) Ref. RG-06 |  | nr | 15 | 0 | 0 |  | 0 | 0 |  | 0 | 0 |  | 0 | 0 |  | 0 | 0 |  | 152 | 2280 |  | 109 | 1635 |  | 100 | 1500 |  | 0 | 0 |  | 104 | 1560 |  | 65.49 | 982.35
3.17.232 | 2Q4.190 | (*) Ref. RG-08 |  | nr | 1 | 0 | 0 |  | 0 | 0 |  | 0 | 0 |  | 0 | 0 |  | 0 | 0 |  | 152 | 152 |  | 200 | 200 |  | 100 | 100 |  | 0 | 0 |  | 167 | 167 |  | 105.11 | 105.11
3.17.233 | 2Q4.191 | (*) Ref. RG-11 |  | nr | 2 | 0 | 0 |  | 0 | 0 |  | 0 | 0 |  | 0 | 0 |  | 0 | 0 |  | 152 | 304 |  | 400 | 800 |  | 100 | 200 |  | 0 | 0 |  | 344 | 688 |  | 217.49 | 434.98
| Note | Note Details
3.17.234 | - | Supply air square ceiling diffusers with opposed blade volume damper including frame trims as per required typical details and specification section 23 85 00
| Item Code | Description | Item Remarks | Unit of Measurement | Quantity/Base Price | Unit Price/Discount % (Excluding VAT) | Total |  | Unit Price/Discount % (Excluding VAT) | Total |  | Unit Price/Discount % (Excluding VAT) | Total |  | Unit Price/Discount % (Excluding VAT) | Total |  | Unit Price/Discount % (Excluding VAT) | Total |  | Unit Price/Discount % (Excluding VAT) | Total |  | Unit Price/Discount % (Excluding VAT) | Total |  | Unit Price/Discount % (Excluding VAT) | Total |  | Unit Price/Discount % (Excluding VAT) | Total |  | Unit Price/Discount % (Excluding VAT) | Total |  | Unit Price/Discount % (Excluding VAT) | Total |  | Unit Price/Discount % (Excluding VAT) | Total |  | Unit Price/Discount % (Excluding VAT) | Total | Unit Price/Discount % (Excluding VAT) | Total | Unit Price/Discount % (Excluding VAT) | Total
3.17.235 | 2Q4.192 | (*) Ref. SD-01 |  | nr | 92 | 0 | 0 |  | 0 | 0 |  | 0 | 0 |  | 0 | 0 |  | 0 | 0 |  | 185 | 17020 |  | 70 | 6440 |  | 100 | 9200 |  | 0 | 0 |  | 93 | 8556 |  | 57.29 | 5270.68
3.17.236 | 2Q4.193 | (*) Ref. SD-02 |  | nr | 148 | 0 | 0 |  | 0 | 0 |  | 0 | 0 |  | 0 | 0 |  | 0 | 0 |  | 185 | 27380 |  | 75 | 11100 |  | 100 | 14800 |  | 0 | 0 |  | 105 | 15540 |  | 104.54 | 15471.92
3.17.237 | 2Q4.194 | (*) Ref. SD-03 |  | nr | 386 | 0 | 0 |  | 0 | 0 |  | 0 | 0 |  | 0 | 0 |  | 0 | 0 |  | 185 | 71410 |  | 80 | 30880 |  | 100 | 38600 |  | 0 | 0 |  | 131 | 50566 |  | 119.2 | 46011.2
3.17.238 | 2Q4.195 | (*) Ref. SD-04 |  | nr | 73 | 0 | 0 |  | 0 | 0 |  | 0 | 0 |  | 0 | 0 |  | 0 | 0 |  | 185 | 13505 |  | 88 | 6424 |  | 100 | 7300 |  | 0 | 0 |  | 163 | 11899 |  | 208.03 | 15186.19
3.17.239 | 2Q4.196 | (*) Ref. SD-05 |  | nr | 17 | 0 | 0 |  | 0 | 0 |  | 0 | 0 |  | 0 | 0 |  | 0 | 0 |  | 185 | 3145 |  | 110 | 1870 |  | 100 | 1700 |  | 0 | 0 |  | 189 | 3213 |  | 205.13 | 3487.21
3.17.240 | 2Q4.197 | (*) Ref. SD-06 |  | nr | 1 | 0 | 0 |  | 0 | 0 |  | 0 | 0 |  | 0 | 0 |  | 0 | 0 |  | 185 | 185 |  | 135 | 135 |  | 100 | 100 |  | 0 | 0 |  | 257 | 257 |  | 240.24 | 240.24
| Note | Note Details
3.17.241 | - | Exhaust registers grille as per required typical detaiIs and specification section 23 85 00
| Item Code | Description | Item Remarks | Unit of Measurement | Quantity/Base Price | Unit Price/Discount % (Excluding VAT) | Total |  | Unit Price/Discount % (Excluding VAT) | Total |  | Unit Price/Discount % (Excluding VAT) | Total |  | Unit Price/Discount % (Excluding VAT) | Total |  | Unit Price/Discount % (Excluding VAT) | Total |  | Unit Price/Discount % (Excluding VAT) | Total |  | Unit Price/Discount % (Excluding VAT) | Total |  | Unit Price/Discount % (Excluding VAT) | Total |  | Unit Price/Discount % (Excluding VAT) | Total |  | Unit Price/Discount % (Excluding VAT) | Total |  | Unit Price/Discount % (Excluding VAT) | Total |  | Unit Price/Discount % (Excluding VAT) | Total |  | Unit Price/Discount % (Excluding VAT) | Total | Unit Price/Discount % (Excluding VAT) | Total | Unit Price/Discount % (Excluding VAT) | Total
3.17.242 | 2Q4.198 | (*) Ref. ED-01 |  | nr | 194 | 0 | 0 |  | 0 | 0 |  | 0 | 0 |  | 0 | 0 |  | 0 | 0 |  | 95 | 18430 |  | 39 | 7566 |  | 100 | 19400 |  | 0 | 0 |  | 36 | 6984 |  | 274.91 | 53332.54
3.17.243 | 2Q4.199 | (*) Ref. ED-02 |  | nr | 1 | 0 | 0 |  | 0 | 0 |  | 0 | 0 |  | 0 | 0 |  | 0 | 0 |  | 92 | 92 |  | 47 | 47 |  | 100 | 100 |  | 0 | 0 |  | 47 | 47 |  | 240.24 | 240.24
| Note | Note Details
3.17.244 | - | Exhaust grille as per required typical detaiIs and specification section 23 85 00
| Item Code | Description | Item Remarks | Unit of Measurement | Quantity/Base Price | Unit Price/Discount % (Excluding VAT) | Total |  | Unit Price/Discount % (Excluding VAT) | Total |  | Unit Price/Discount % (Excluding VAT) | Total |  | Unit Price/Discount % (Excluding VAT) | Total |  | Unit Price/Discount % (Excluding VAT) | Total |  | Unit Price/Discount % (Excluding VAT) | Total |  | Unit Price/Discount % (Excluding VAT) | Total |  | Unit Price/Discount % (Excluding VAT) | Total |  | Unit Price/Discount % (Excluding VAT) | Total |  | Unit Price/Discount % (Excluding VAT) | Total |  | Unit Price/Discount % (Excluding VAT) | Total |  | Unit Price/Discount % (Excluding VAT) | Total |  | Unit Price/Discount % (Excluding VAT) | Total | Unit Price/Discount % (Excluding VAT) | Total | Unit Price/Discount % (Excluding VAT) | Total
3.17.245 | 2Q4.200 | (*) Ref. EG-01 |  | nr | 13 | 0 | 0 |  | 0 | 0 |  | 0 | 0 |  | 0 | 0 |  | 0 | 0 |  | 119 | 1547 |  | 57 | 741 |  | 100 | 1300 |  | 0 | 0 |  | 27 | 351 |  | 34.4 | 447.2
3.17.246 | 2Q4.201 | (*) Ref. EG-07 (for Substation) |  | nr | 4 | 0 | 0 |  | 0 | 0 |  | 0 | 0 |  | 0 | 0 |  | 0 | 0 |  | 119 | 476 |  | 79 | 316 |  | 100 | 400 |  | 0 | 0 |  | 234 | 936 |  | 1047.82 | 4191.28
| Note | Note Details
3.17.247 | - | Contractor's Adjustment
| Item Code | Description | Item Remarks | Unit of Measurement | Quantity/Base Price | Unit Price/Discount % (Excluding VAT) | Total |  | Unit Price/Discount % (Excluding VAT) | Total |  | Unit Price/Discount % (Excluding VAT) | Total |  | Unit Price/Discount % (Excluding VAT) | Total |  | Unit Price/Discount % (Excluding VAT) | Total |  | Unit Price/Discount % (Excluding VAT) | Total |  | Unit Price/Discount % (Excluding VAT) | Total |  | Unit Price/Discount % (Excluding VAT) | Total |  | Unit Price/Discount % (Excluding VAT) | Total |  | Unit Price/Discount % (Excluding VAT) | Total |  | Unit Price/Discount % (Excluding VAT) | Total |  | Unit Price/Discount % (Excluding VAT) | Total |  | Unit Price/Discount % (Excluding VAT) | Total | Unit Price/Discount % (Excluding VAT) | Total | Unit Price/Discount % (Excluding VAT) | Total
3.17.248 | 2Q4.202 | (*) Contractor may price here any items which has been shown in the drawings or any other documents but overlooked or not specifically mentioned in the schedule of items and is necessary for the satisfactory completion of the Works. Should the Contractor fail to insert any item here, it will be deemed that Lump Sum Contract Price includes all such items and no claims for additional items will be entertained. |  | Item | 1 | 0 | 0 |  | 0 | 0 |  | 0 | 0 |  | 0 | 0 |  | 0 | 0 |  | 0 | 0 |  | 0 | 0 |  | 0 | 0 |  | 0 | 0 |  | 0 | 0 |  | 565125 | 565125
| Note | Note Details
3.17.249 | - | Please attach one PDF file to be named "Additional Items for (insert bill no/name & Section No/name)" for the details of these additional items in the additional attachment area at the end of the BOQ.
3.18 SECTION Q5 - BUILDING MANAGEMENT SYSTEM | [5 empty] | 37 (out of 37) | 0 |  | 37 (out of 37) | 700000 |  | 37 (out of 37) | 0 |  | 37 (out of 37) | 0 |  | 37 (out of 37) | 0 |  | 37 (out of 37) | 1534623 |  | 37 (out of 37) | 780000 |  | 37 (out of 37) | 675500 |  | 37 (out of 37) | 1880000 |  | 37 (out of 37) | 1474696 |  | 37 (out of 37) | 1795328.06
| Note | Note Details
3.18.1 | - | Furnish and install including all required accessories and sundries, testing and commissioning complete for the building management system as proposed and designed by the specialist of the BMS to control and monitor the following equipment shown on the drawings and schedules in accordance with the specialist proposed specification approved by the Engineer
| Item Code | Description | Item Remarks | Unit of Measurement | Quantity/Base Price | Unit Price/Discount % (Excluding VAT) | Total |  | Unit Price/Discount % (Excluding VAT) | Total |  | Unit Price/Discount % (Excluding VAT) | Total |  | Unit Price/Discount % (Excluding VAT) | Total |  | Unit Price/Discount % (Excluding VAT) | Total |  | Unit Price/Discount % (Excluding VAT) | Total |  | Unit Price/Discount % (Excluding VAT) | Total |  | Unit Price/Discount % (Excluding VAT) | Total |  | Unit Price/Discount % (Excluding VAT) | Total |  | Unit Price/Discount % (Excluding VAT) | Total |  | Unit Price/Discount % (Excluding VAT) | Total |  | Unit Price/Discount % (Excluding VAT) | Total |  | Unit Price/Discount % (Excluding VAT) | Total | Unit Price/Discount % (Excluding VAT) | Total | Unit Price/Discount % (Excluding VAT) | Total
3.18.2 | 2Q5.01 | (*) Ducted exhaust fans |  | Item | 1 | 0 | 0 |  | 700000 | 700000 |  | 0 | 0 |  | 0 | 0 |  | 0 | 0 |  | 7584 | 7584 |  | 8000 | 8000 |  | 1500 | 1500 |  | 1880000 | 1880000 |  | 12392 | 12392 |  | 0 | 0
3.18.3 | 2Q5.02 | (*) Ducted fresh air fans |  | Item | 1 | 0 | 0 |  | 0 | 0 |  | 0 | 0 |  | 0 | 0 |  | 0 | 0 |  | 75840 | 75840 |  | 8000 | 8000 |  | 1500 | 1500 |  | 0 | 0 |  | 12392 | 12392 |  | 0 | 0
3.18.4 | 2Q5.03 | (*) Air handling units & Fan Coil Units |  | Item | 1 | 0 | 0 |  | 0 | 0 |  | 0 | 0 |  | 0 | 0 |  | 0 | 0 |  | 18202 | 18202 |  | 15000 | 15000 |  | 2500 | 2500 |  | 0 | 0 |  | 156525 | 156525 |  | 0 | 0
3.18.5 | 2Q5.04 | (*) Chillers |  | Item | 1 | 0 | 0 |  | 0 | 0 |  | 0 | 0 |  | 0 | 0 |  | 0 | 0 |  | 60672 | 60672 |  | 100000 | 100000 |  | 5000 | 5000 |  | 0 | 0 |  | 52175 | 52175 |  | 0 | 0
| Note | Note Details
3.18.6 | - | Sub-Miscellaneous Items
| Item Code | Description | Item Remarks | Unit of Measurement | Quantity/Base Price | Unit Price/Discount % (Excluding VAT) | Total |  | Unit Price/Discount % (Excluding VAT) | Total |  | Unit Price/Discount % (Excluding VAT) | Total |  | Unit Price/Discount % (Excluding VAT) | Total |  | Unit Price/Discount % (Excluding VAT) | Total |  | Unit Price/Discount % (Excluding VAT) | Total |  | Unit Price/Discount % (Excluding VAT) | Total |  | Unit Price/Discount % (Excluding VAT) | Total |  | Unit Price/Discount % (Excluding VAT) | Total |  | Unit Price/Discount % (Excluding VAT) | Total |  | Unit Price/Discount % (Excluding VAT) | Total |  | Unit Price/Discount % (Excluding VAT) | Total |  | Unit Price/Discount % (Excluding VAT) | Total | Unit Price/Discount % (Excluding VAT) | Total | Unit Price/Discount % (Excluding VAT) | Total
3.18.7 | 2Q5.05 | (*) Sleeves for pipe penetrations though walIs & slabs. |  | Item | 1 | 0 | 0 |  | 0 | 0 |  | 0 | 0 |  | 0 | 0 |  | 0 | 0 |  | 7584 | 7584 |  | 25000 | 25000 |  | 5000 | 5000 |  | 0 | 0 |  | 2087 | 2087 |  | 0 | 0
3.18.8 | 2Q5.06 | (*) Sleeves for ducts penetrations though walIs & slabs. |  | Item | 1 | 0 | 0 |  | 0 | 0 |  | 0 | 0 |  | 0 | 0 |  | 0 | 0 |  | 11376 | 11376 |  | 25000 | 25000 |  | 5000 | 5000 |  | 0 | 0 |  | 2087 | 2087 |  | 0 | 0
3.18.9 | 2Q5.07 | (*) Duct bell mouth for fresh air & return complete w/ wire mesh. |  | Item | 1 | 0 | 0 |  | 0 | 0 |  | 0 | 0 |  | 0 | 0 |  | 0 | 0 |  | 15168 | 15168 |  | 25000 | 25000 |  | 5000 | 5000 |  | 0 | 0 |  | 58321 | 58321 |  | 0 | 0
3.18.10 | 2Q5.08 | (*) Flexible connector to the units |  | Item | 1 | 0 | 0 |  | 0 | 0 |  | 0 | 0 |  | 0 | 0 |  | 0 | 0 |  | 15168 | 15168 |  | 25000 | 25000 |  | 5000 | 5000 |  | 0 | 0 |  | 36580 | 36580 |  | 0 | 0
3.18.11 | 2Q5.09 | (*) Pipe coatings and paintings |  | Item | 1 | 0 | 0 |  | 0 | 0 |  | 0 | 0 |  | 0 | 0 |  | 0 | 0 |  | 3792 | 3792 |  | 25000 | 25000 |  | 5000 | 5000 |  | 0 | 0 |  | 28175 | 28175 |  | 0 | 0
3.18.12 | 2Q5.10 | (*) Allow for protecting the work in this section |  | Item | 1 | 0 | 0 |  | 0 | 0 |  | 0 | 0 |  | 0 | 0 |  | 0 | 0 |  | 1517 | 1517 |  | 25000 | 25000 |  | 5000 | 5000 |  | 0 | 0 |  | 10435 | 10435 |  | 0 | 0
| Note | Note Details
3.18.13 | - | Supply, installation, connecting, testing and commissioning of BMS system including all conduits, duct, wires, cables, boxes, socket outlet, all accessories required to complete installation , interfacing and integration with all control equipment as per specifications and drawings.
3.18.14 | - | Combined control stations for BAS system, Access control, Lighting control, MV , LV , Generator , Central Battery system, Energy monitoring, smoke purge , Chilled water , UPS, Fire alarm ,intruder Alarm, Access Control, irrigation , domestic water , HVAC ,fire fighting Lift monitoring, AV system as shown in drawing : (continued)
3.18.15 | - | ...continued) consist of minimum hardware requirements: a) Intel xeon Processor - 2.53 Ghz b) 8.0 G, Bytes of RAM c) Hard disk with 1 TB. Bytes free space d) DVI Graphic Card, 2GB PCI xpress e) Monitor 21" LED,1920 x 1080 FHD resolution or higher o DVD writer drive g) Ethenet Card h) Window Operating System j) The design of BMS system shall support local printing or network printing (via the backbone network) k) Printer l) 2NO# LED MONITOR 42" FHD WALL MOUNTED
3.18.16 | - | Supply and install connect BMS system complete with Point of Location , Accessories , cabling , integration , interfacing for a proper installation and operation
| Item Code | Description | Item Remarks | Unit of Measurement | Quantity/Base Price | Unit Price/Discount % (Excluding VAT) | Total |  | Unit Price/Discount % (Excluding VAT) | Total |  | Unit Price/Discount % (Excluding VAT) | Total |  | Unit Price/Discount % (Excluding VAT) | Total |  | Unit Price/Discount % (Excluding VAT) | Total |  | Unit Price/Discount % (Excluding VAT) | Total |  | Unit Price/Discount % (Excluding VAT) | Total |  | Unit Price/Discount % (Excluding VAT) | Total |  | Unit Price/Discount % (Excluding VAT) | Total |  | Unit Price/Discount % (Excluding VAT) | Total |  | Unit Price/Discount % (Excluding VAT) | Total |  | Unit Price/Discount % (Excluding VAT) | Total |  | Unit Price/Discount % (Excluding VAT) | Total | Unit Price/Discount % (Excluding VAT) | Total | Unit Price/Discount % (Excluding VAT) | Total
3.18.17 | 2Q5.11 | (*) DDC controllers |  | Item | 1 | 0 | 0 |  | 0 | 0 |  | 0 | 0 |  | 0 | 0 |  | 0 | 0 |  | 1042800 | 1042800 |  | 80000 | 80000 |  | 75000 | 75000 |  | 0 | 0 |  | 169569 | 169569 |  | 431321.64 | 431321.64
3.18.18 | 2Q5.12 | (*) BACnet Gateway controller |  | Item | 1 | 0 | 0 |  | 0 | 0 |  | 0 | 0 |  | 0 | 0 |  | 0 | 0 |  | 0 | 0 |  | 15000 | 15000 |  | 45000 | 45000 |  | 0 | 0 |  | 84784 | 84784 |  | 251067.82 | 251067.82
3.18.19 | 2Q5.13 | (*) Analogue Input of DDC controller |  | Item | 1 | 0 | 0 |  | 0 | 0 |  | 0 | 0 |  | 0 | 0 |  | 0 | 0 |  | 0 | 0 |  | 15000 | 15000 |  | 25000 | 25000 |  | 0 | 0 |  | 49566 | 49566 |  | 135190.37 | 135190.37
3.18.20 | 2Q5.14 | (*) 2 Way valve actuator |  | Item | 1 | 0 | 0 |  | 0 | 0 |  | 0 | 0 |  | 0 | 0 |  | 0 | 0 |  | 0 | 0 |  | 14000 | 14000 |  | 150000 | 150000 |  | 0 | 0 |  | 136959 | 136959 |  | 100427.13 | 100427.13
3.18.21 | 2Q5.15 | (*) Differential pressure switch |  | Item | 1 | 0 | 0 |  | 0 | 0 |  | 0 | 0 |  | 0 | 0 |  | 0 | 0 |  | 0 | 0 |  | 10000 | 10000 |  | 50000 | 50000 |  | 0 | 0 |  | 14870 | 14870 |  | 35278.25 | 35278.25
3.18.22 | 2Q5.16 | (*) Air flow sensor |  | Item | 1 | 0 | 0 |  | 0 | 0 |  | 0 | 0 |  | 0 | 0 |  | 0 | 0 |  | 0 | 0 |  | 4000 | 4000 |  | 50000 | 50000 |  | 0 | 0 |  | 20087 | 20087 |  | 25235.53 | 25235.53
3.18.23 | 2Q5.17 | (*) Temperature air humidity sensor |  | Item | 1 | 0 | 0 |  | 0 | 0 |  | 0 | 0 |  | 0 | 0 |  | 0 | 0 |  | 0 | 0 |  | 9000 | 9000 |  | 25000 | 25000 |  | 0 | 0 |  | 19566 | 19566 |  | 22145.47 | 22145.47
3.18.24 | 2Q5.18 | (*) Pressure sensor |  | Item | 1 | 0 | 0 |  | 0 | 0 |  | 0 | 0 |  | 0 | 0 |  | 0 | 0 |  | 0 | 0 |  | 5000 | 5000 |  | 20000 | 20000 |  | 0 | 0 |  | 19566 | 19566 |  | 39913.35 | 39913.35
3.18.25 | 2Q5.19 | (*) Temperature sensor |  | Item | 1 | 0 | 0 |  | 0 | 0 |  | 0 | 0 |  | 0 | 0 |  | 0 | 0 |  | 0 | 0 |  | 4500 | 4500 |  | 20000 | 20000 |  | 0 | 0 |  | 6652 | 6652 |  | 37853.3 | 37853.3
3.18.26 | 2Q5.20 | (*) Digital Input of DOC controller |  | Item | 1 | 0 | 0 |  | 0 | 0 |  | 0 | 0 |  | 0 | 0 |  | 0 | 0 |  | 0 | 0 |  | 35000 | 35000 |  | 20000 | 20000 |  | 0 | 0 |  | 15653 | 15653 |  | 34119.47 | 34119.47
3.18.27 | 2Q5.21 | (*) Digital Output of DDC controller |  | Item | 1 | 0 | 0 |  | 0 | 0 |  | 0 | 0 |  | 0 | 0 |  | 0 | 0 |  | 0 | 0 |  | 35000 | 35000 |  | 10000 | 10000 |  | 0 | 0 |  | 14348 | 14348 |  | 40750.24 | 40750.24
3.18.28 | 2Q5.22 | (*) Analogue Input of DDC controller |  | Item | 1 | 0 | 0 |  | 0 | 0 |  | 0 | 0 |  | 0 | 0 |  | 0 | 0 |  | 0 | 0 |  | 15000 | 15000 |  | 10000 | 10000 |  | 0 | 0 |  | 14348 | 14348 |  | 27681.84 | 27681.84
3.18.29 | 2Q5.23 | (*) Air quality sensor |  | Item | 1 | 0 | 0 |  | 0 | 0 |  | 0 | 0 |  | 0 | 0 |  | 0 | 0 |  | 0 | 0 |  | 13500 | 13500 |  | 5000 | 5000 |  | 0 | 0 |  | 32088 | 32088 |  | 26394.31 | 26394.31
3.18.30 | 2Q5.24 | (*) Pressure damper sensor |  | Item | 1 | 0 | 0 |  | 0 | 0 |  | 0 | 0 |  | 0 | 0 |  | 0 | 0 |  | 0 | 0 |  | 13500 | 13500 |  | 5000 | 5000 |  | 0 | 0 |  | 213344 | 213344 |  | 27681.84 | 27681.84
3.18.31 | 2Q5.25 | (*) Carbon dioxide sensor |  | Item | 1 | 0 | 0 |  | 0 | 0 |  | 0 | 0 |  | 0 | 0 |  | 0 | 0 |  | 0 | 0 |  | 25000 | 25000 |  | 5000 | 5000 |  | 0 | 0 |  | 95689 | 95689 |  | 27359.95 | 27359.95
3.18.32 | 2Q5.26 | (*) Chlorine level sensor |  | Item | 1 | 0 | 0 |  | 0 | 0 |  | 0 | 0 |  | 0 | 0 |  | 0 | 0 |  | 0 | 0 |  | 20000 | 20000 |  | 5000 | 5000 |  | 0 | 0 |  | 84524 | 84524 |  | 23175.49 | 23175.49
3.18.33 | 2Q5.27 | (*) PH level sensor |  | Item | 1 | 0 | 0 |  | 0 | 0 |  | 0 | 0 |  | 0 | 0 |  | 0 | 0 |  | 0 | 0 |  | 20000 | 20000 |  | 5000 | 5000 |  | 0 | 0 |  | 1304 | 1304 |  | 23175.49 | 23175.49
3.18.34 | 2Q5.28 | (*) UPS system |  | Item | 1 | 0 | 0 |  | 0 | 0 |  | 0 | 0 |  | 0 | 0 |  | 0 | 0 |  | 0 | 0 |  | 5600 | 5600 |  | 5000 | 5000 |  | 0 | 0 |  | 15653 | 15653 |  | 19312.91 | 19312.91
3.18.35 | 2Q5.29 | (*) Energy metering & Electrical system |  | Item | 1 | 0 | 0 |  | 0 | 0 |  | 0 | 0 |  | 0 | 0 |  | 0 | 0 |  | 0 | 0 |  | 5000 | 5000 |  | 5000 | 5000 |  | 0 | 0 |  | 1304 | 1304 |  | 19312.91 | 19312.91
3.18.36 | 2Q5.30 | (*) Central battery system |  | Item | 1 | 0 | 0 |  | 0 | 0 |  | 0 | 0 |  | 0 | 0 |  | 0 | 0 |  | 0 | 0 |  | 4900 | 4900 |  | 5000 | 5000 |  | 0 | 0 |  | 1304 | 1304 |  | 19312.91 | 19312.91
3.18.37 | 2Q5.31 | (*) CCTV and life safety |  | Item | 1 | 0 | 0 |  | 0 | 0 |  | 0 | 0 |  | 0 | 0 |  | 0 | 0 |  | 0 | 0 |  | 7000 | 7000 |  | 5000 | 5000 |  | 0 | 0 |  | 1304 | 1304 |  | 19312.91 | 19312.91
3.18.38 | 2Q5.32 | (*) Access control Equipment |  | Item | 1 | 0 | 0 |  | 0 | 0 |  | 0 | 0 |  | 0 | 0 |  | 0 | 0 |  | 0 | 0 |  | 4500 | 4500 |  | 5000 | 5000 |  | 0 | 0 |  | 1304 | 1304 |  | 19312.91 | 19312.91
3.18.39 | 2Q5.33 | (*) AV equipment |  | Item | 1 | 0 | 0 |  | 0 | 0 |  | 0 | 0 |  | 0 | 0 |  | 0 | 0 |  | 0 | 0 |  | 5000 | 5000 |  | 5000 | 5000 |  | 0 | 0 |  | 1304 | 1304 |  | 19312.91 | 19312.91
3.18.40 | 2Q5.34 | (*) BAS server |  | Item | 1 | 0 | 0 |  | 0 | 0 |  | 0 | 0 |  | 0 | 0 |  | 0 | 0 |  | 0 | 0 |  | 13500 | 13500 |  | 5000 | 5000 |  | 0 | 0 |  | 67567 | 67567 |  | 19312.91 | 19312.91
| Note | Note Details
3.18.41 | - | RSB Regulation (Edition 3)
| Item Code | Description | Item Remarks | Unit of Measurement | Quantity/Base Price | Unit Price/Discount % (Excluding VAT) | Total |  | Unit Price/Discount % (Excluding VAT) | Total |  | Unit Price/Discount % (Excluding VAT) | Total |  | Unit Price/Discount % (Excluding VAT) | Total |  | Unit Price/Discount % (Excluding VAT) | Total |  | Unit Price/Discount % (Excluding VAT) | Total |  | Unit Price/Discount % (Excluding VAT) | Total |  | Unit Price/Discount % (Excluding VAT) | Total |  | Unit Price/Discount % (Excluding VAT) | Total |  | Unit Price/Discount % (Excluding VAT) | Total |  | Unit Price/Discount % (Excluding VAT) | Total |  | Unit Price/Discount % (Excluding VAT) | Total |  | Unit Price/Discount % (Excluding VAT) | Total | Unit Price/Discount % (Excluding VAT) | Total | Unit Price/Discount % (Excluding VAT) | Total
3.18.42 | 2Q5.35 | (*) The Contractor shall include here any additional amount deemed necessary to incorporate and comply in full with the newly published RSB regulation (Edition 3) |  | Item | 1 | 0 | 0 |  | 0 | 0 |  | 0 | 0 |  | 0 | 0 |  | 0 | 0 |  | 0 | 0 |  | 0 | 0 |  | 0 | 0 |  | 0 | 0 |  | 10435 | 10435 |  | 0 | 0
| Note | Note Details
3.18.43 | - | Energy Metering
| Item Code | Description | Item Remarks | Unit of Measurement | Quantity/Base Price | Unit Price/Discount % (Excluding VAT) | Total |  | Unit Price/Discount % (Excluding VAT) | Total |  | Unit Price/Discount % (Excluding VAT) | Total |  | Unit Price/Discount % (Excluding VAT) | Total |  | Unit Price/Discount % (Excluding VAT) | Total |  | Unit Price/Discount % (Excluding VAT) | Total |  | Unit Price/Discount % (Excluding VAT) | Total |  | Unit Price/Discount % (Excluding VAT) | Total |  | Unit Price/Discount % (Excluding VAT) | Total |  | Unit Price/Discount % (Excluding VAT) | Total |  | Unit Price/Discount % (Excluding VAT) | Total |  | Unit Price/Discount % (Excluding VAT) | Total |  | Unit Price/Discount % (Excluding VAT) | Total | Unit Price/Discount % (Excluding VAT) | Total | Unit Price/Discount % (Excluding VAT) | Total
3.18.44 | 2Q5.36 | (*) Supply, installation, connecting, testing and commissioning of energy metering system including all conduits, duct, wires, cables, boxes, socket outlet, all accessories required to complete installation , interfacing and integration with all control equipment as per specifications and drawings. |  | Item | 1 | 0 | 0 |  | 0 | 0 |  | 0 | 0 |  | 0 | 0 |  | 0 | 0 |  | 274920 | 274920 |  | 120000 | 120000 |  | 75000 | 75000 |  | 0 | 0 |  | 10435 | 10435 |  | 351366.2 | 351366.2
| Note | Note Details
3.18.45 | - | Contractor's Adjustment
| Item Code | Description | Item Remarks | Unit of Measurement | Quantity/Base Price | Unit Price/Discount % (Excluding VAT) | Total |  | Unit Price/Discount % (Excluding VAT) | Total |  | Unit Price/Discount % (Excluding VAT) | Total |  | Unit Price/Discount % (Excluding VAT) | Total |  | Unit Price/Discount % (Excluding VAT) | Total |  | Unit Price/Discount % (Excluding VAT) | Total |  | Unit Price/Discount % (Excluding VAT) | Total |  | Unit Price/Discount % (Excluding VAT) | Total |  | Unit Price/Discount % (Excluding VAT) | Total |  | Unit Price/Discount % (Excluding VAT) | Total |  | Unit Price/Discount % (Excluding VAT) | Total |  | Unit Price/Discount % (Excluding VAT) | Total |  | Unit Price/Discount % (Excluding VAT) | Total | Unit Price/Discount % (Excluding VAT) | Total | Unit Price/Discount % (Excluding VAT) | Total
3.18.46 | 2Q5.37 | (*) Contractor may price here any items which has been shown in the drawings or any other documents but overlooked or not specifically mentioned in the schedule of items and is necessary for the satisfactory completion of the Works. Should the Contractor fail to insert any item here, it will be deemed that Lump Sum Contract Price includes all such items and no claims for additional items will be entertained. |  | Item | 1 | 0 | 0 |  | 0 | 0 |  | 0 | 0 |  | 0 | 0 |  | 0 | 0 |  | 0 | 0 |  | 0 | 0 |  | 0 | 0 |  | 0 | 0 |  | 0 | 0 |  | 0 | 0
| Note | Note Details
3.18.47 | - | Please attach one PDF file to be named "Additional Items for (insert bill no/name & Section No/name)" for the details of these additional items in the additional attachment area at the end of the BOQ.
3.19 SECTION R1 - ELECTRICAL INSTALLATION | [5 empty] | 104 (out of 104) | 0 |  | 104 (out of 104) | 4865250 |  | 104 (out of 104) | 0 |  | 104 (out of 104) | 40113948 |  | 104 (out of 104) | 15348983 |  | 104 (out of 104) | 4819140 |  | 104 (out of 104) | 3931181 |  | 104 (out of 104) | 4502335 |  | 104 (out of 104) | 13442000 |  | 104 (out of 104) | 4861686 |  | 104 (out of 104) | 5835229.44
| Note | Note Details
3.19.1 | - | The Contractor is referred to the Drawings and Specification for all details related to this section of the Works and he is to include for complying with all the requirements contained therein, whether or not they are specifically mentioned within the item descriptions
3.19.2 | - | All equipment, material and accessories used in the electrical installation works shall conform strictly to the requirements of the specification and shall be designed to suitable for use on 400/230V, 50HZ AC supply.
3.19.3 | - | Protection Circuit Breakers
3.19.4 | - | Supply, installation, testing and commissioning of Circuit breakers including all necessary accessories, ancillary works and all materials required to complete installation as specification (section 262300) & drawings in accordance with ADDC regulations).
| Item Code | Description | Item Remarks | Unit of Measurement | Quantity/Base Price | Unit Price/Discount % (Excluding VAT) | Total |  | Unit Price/Discount % (Excluding VAT) | Total |  | Unit Price/Discount % (Excluding VAT) | Total |  | Unit Price/Discount % (Excluding VAT) | Total |  | Unit Price/Discount % (Excluding VAT) | Total |  | Unit Price/Discount % (Excluding VAT) | Total |  | Unit Price/Discount % (Excluding VAT) | Total |  | Unit Price/Discount % (Excluding VAT) | Total |  | Unit Price/Discount % (Excluding VAT) | Total |  | Unit Price/Discount % (Excluding VAT) | Total |  | Unit Price/Discount % (Excluding VAT) | Total |  | Unit Price/Discount % (Excluding VAT) | Total |  | Unit Price/Discount % (Excluding VAT) | Total | Unit Price/Discount % (Excluding VAT) | Total | Unit Price/Discount % (Excluding VAT) | Total
3.19.5 | 2R1.01 | (*) Circuit breaker 2500 Amp for TR1 |  | nr | 1 | 0 | 0 |  | 60000 | 60000 |  | 0 | 0 |  | 40113948 | 40113948 |  | 0 | 0 |  | 4740 | 4740 |  | 35000 | 35000 |  | 5000 | 5000 |  | 13442000 | 13442000 |  | 95367 | 95367 |  | 24794.73 | 24794.73
3.19.6 | 2R1.02 | (*) Circuit breaker 2500 Amp for TR2 |  | nr | 1 | 0 | 0 |  | 60000 | 60000 |  | 0 | 0 |  | 0 | 0 |  | 0 | 0 |  | 4740 | 4740 |  | 35000 | 35000 |  | 5000 | 5000 |  | 0 | 0 |  | 95367 | 95367 |  | 24794.73 | 24794.73
3.19.7 | 2R1.03 | (*) Circuit breaker 2500 Amp for TR3 |  | nr | 1 | 0 | 0 |  | 60000 | 60000 |  | 0 | 0 |  | 0 | 0 |  | 0 | 0 |  | 4740 | 4740 |  | 35000 | 35000 |  | 5000 | 5000 |  | 0 | 0 |  | 95367 | 95367 |  | 24794.73 | 24794.73
| Note | Note Details
3.19.8 | - | Main Distribution Board
3.19.9 | - | Supply, installation, testing and connecting low voltage main distribution board comprising all breakers, bus-bars, meters, indicator all in accordance with specification (section 262300) and as detailed in drawing.
| Item Code | Description | Item Remarks | Unit of Measurement | Quantity/Base Price | Unit Price/Discount % (Excluding VAT) | Total |  | Unit Price/Discount % (Excluding VAT) | Total |  | Unit Price/Discount % (Excluding VAT) | Total |  | Unit Price/Discount % (Excluding VAT) | Total |  | Unit Price/Discount % (Excluding VAT) | Total |  | Unit Price/Discount % (Excluding VAT) | Total |  | Unit Price/Discount % (Excluding VAT) | Total |  | Unit Price/Discount % (Excluding VAT) | Total |  | Unit Price/Discount % (Excluding VAT) | Total |  | Unit Price/Discount % (Excluding VAT) | Total |  | Unit Price/Discount % (Excluding VAT) | Total |  | Unit Price/Discount % (Excluding VAT) | Total |  | Unit Price/Discount % (Excluding VAT) | Total | Unit Price/Discount % (Excluding VAT) | Total | Unit Price/Discount % (Excluding VAT) | Total
3.19.10 | 2R1.04 | (*) MDB-01 |  | nr | 1 | 0 | 0 |  | 180000 | 180000 |  | 0 | 0 |  | 0 | 0 |  | 15348983 | 15348983 |  | 360240 | 360240 |  | 190000 | 190000 |  | 75000 | 75000 |  | 0 | 0 |  | 202568 | 202568 |  | 190535.31 | 190535.31
3.19.11 | 2R1.05 | (*) MDB-02 |  | nr | 1 | 0 | 0 |  | 180000 | 180000 |  | 0 | 0 |  | 0 | 0 |  | 0 | 0 |  | 0 | 0 |  | 190000 | 190000 |  | 75000 | 75000 |  | 0 | 0 |  | 221097 | 221097 |  | 218079.03 | 218079.03
3.19.12 | 2R1.06 | (*) MDB-03 |  | nr | 1 | 0 | 0 |  | 180000 | 180000 |  | 0 | 0 |  | 0 | 0 |  | 0 | 0 |  | 284400 | 284400 |  | 190000 | 190000 |  | 75000 | 75000 |  | 0 | 0 |  | 175627 | 175627 |  | 154222.36 | 154222.36
| Note | Note Details
3.19.13 | - | Sub Main Distribution Boards
3.19.14 | - | Supply, installation, testing and connecting low voltage sub main distribution board comprising all breakers, bus-bars, meters, indicator all in accordance with specification (section 262300) and as detailed in drawing.
| Item Code | Description | Item Remarks | Unit of Measurement | Quantity/Base Price | Unit Price/Discount % (Excluding VAT) | Total |  | Unit Price/Discount % (Excluding VAT) | Total |  | Unit Price/Discount % (Excluding VAT) | Total |  | Unit Price/Discount % (Excluding VAT) | Total |  | Unit Price/Discount % (Excluding VAT) | Total |  | Unit Price/Discount % (Excluding VAT) | Total |  | Unit Price/Discount % (Excluding VAT) | Total |  | Unit Price/Discount % (Excluding VAT) | Total |  | Unit Price/Discount % (Excluding VAT) | Total |  | Unit Price/Discount % (Excluding VAT) | Total |  | Unit Price/Discount % (Excluding VAT) | Total |  | Unit Price/Discount % (Excluding VAT) | Total |  | Unit Price/Discount % (Excluding VAT) | Total | Unit Price/Discount % (Excluding VAT) | Total | Unit Price/Discount % (Excluding VAT) | Total
3.19.15 | 2R1.07 | (*) SMDB-ADMIN-GF |  | nr | 1 | 0 | 0 |  | 15000 | 15000 |  | 0 | 0 |  | 0 | 0 |  | 0 | 0 |  | 1043 | 1043 |  | 10000 | 10000 |  | 15000 | 15000 |  | 0 | 0 |  | 13924 | 13924 |  | 9120.38 | 9120.38
3.19.16 | 2R1.08 | (*) SMDB-MPG |  | nr | 1 | 0 | 0 |  | 15000 | 15000 |  | 0 | 0 |  | 0 | 0 |  | 0 | 0 |  | 9480 | 9480 |  | 10000 | 10000 |  | 15000 | 15000 |  | 0 | 0 |  | 11341 | 11341 |  | 6597.99 | 6597.99
3.19.17 | 2R1.09 | (*) SMDB-ADMIN-1F |  | nr | 1 | 0 | 0 |  | 15000 | 15000 |  | 0 | 0 |  | 0 | 0 |  | 0 | 0 |  | 10428 | 10428 |  | 10000 | 10000 |  | 15000 | 15000 |  | 0 | 0 |  | 11563 | 11563 |  | 7791.88 | 7791.88
3.19.18 | 2R1.10 | (*) SMDB-GF-LC-01 |  | nr | 1 | 0 | 0 |  | 15000 | 15000 |  | 0 | 0 |  | 0 | 0 |  | 0 | 0 |  | 10428 | 10428 |  | 10000 | 10000 |  | 15000 | 15000 |  | 0 | 0 |  | 13237 | 13237 |  | 7256.97 | 7256.97
3.19.19 | 2R1.11 | (*) SMDB-GF-LC-02 |  | nr | 1 | 0 | 0 |  | 15000 | 15000 |  | 0 | 0 |  | 0 | 0 |  | 0 | 0 |  | 10428 | 10428 |  | 10000 | 10000 |  | 15000 | 15000 |  | 0 | 0 |  | 13304 | 13304 |  | 7256.97 | 7256.97
3.19.20 | 2R1.12 | (*) SMDB-POOL |  | nr | 1 | 0 | 0 |  | 15000 | 15000 |  | 0 | 0 |  | 0 | 0 |  | 0 | 0 |  | 17064 | 17064 |  | 10000 | 10000 |  | 15000 | 15000 |  | 0 | 0 |  | 26568 | 26568 |  | 16562.28 | 16562.28
3.19.21 | 2R1.13 | (*) SMDB-1F-LC-01 |  | nr | 1 | 0 | 0 |  | 15000 | 15000 |  | 0 | 0 |  | 0 | 0 |  | 0 | 0 |  | 11376 | 11376 |  | 10000 | 10000 |  | 15000 | 15000 |  | 0 | 0 |  | 11341 | 11341 |  | 6597.99 | 6597.99
3.19.22 | 2R1.14 | (*) SMDB-1F-LC-02 |  | nr | 1 | 0 | 0 |  | 15000 | 15000 |  | 0 | 0 |  | 0 | 0 |  | 0 | 0 |  | 11376 | 11376 |  | 10000 | 10000 |  | 15000 | 15000 |  | 0 | 0 |  | 11198 | 11198 |  | 6597.99 | 6597.99
3.19.23 | 2R1.15 | (*) SMDB-2F-LC-01 |  | nr | 1 | 0 | 0 |  | 15000 | 15000 |  | 0 | 0 |  | 0 | 0 |  | 0 | 0 |  | 8532 | 8532 |  | 10000 | 10000 |  | 15000 | 15000 |  | 0 | 0 |  | 10751 | 10751 |  | 6075.96 | 6075.96
3.19.24 | 2R1.16 | (*) SMDB-2F-LC-02 |  | nr | 1 | 0 | 0 |  | 15000 | 15000 |  | 0 | 0 |  | 0 | 0 |  | 0 | 0 |  | 10144 | 10144 |  | 10000 | 10000 |  | 15000 | 15000 |  | 0 | 0 |  | 14857 | 14857 |  | 7334.22 | 7334.22
3.19.25 | 2R1.17 | (*) SMDB-GF-01 |  | nr | 1 | 0 | 0 |  | 15000 | 15000 |  | 0 | 0 |  | 0 | 0 |  | 0 | 0 |  | 10049 | 10049 |  | 10000 | 10000 |  | 15000 | 15000 |  | 0 | 0 |  | 11776 | 11776 |  | 6299.52 | 6299.52
| Note | Note Details
3.19.26 | - | Distribution Boards
3.19.27 | - | Supply, installation, testing and connecting low voltage distribution board comprising all breakers, bus-bars, meters, indicator all in accordance with specification (section 262300) and as detailed in drawing.
| Item Code | Description | Item Remarks | Unit of Measurement | Quantity/Base Price | Unit Price/Discount % (Excluding VAT) | Total |  | Unit Price/Discount % (Excluding VAT) | Total |  | Unit Price/Discount % (Excluding VAT) | Total |  | Unit Price/Discount % (Excluding VAT) | Total |  | Unit Price/Discount % (Excluding VAT) | Total |  | Unit Price/Discount % (Excluding VAT) | Total |  | Unit Price/Discount % (Excluding VAT) | Total |  | Unit Price/Discount % (Excluding VAT) | Total |  | Unit Price/Discount % (Excluding VAT) | Total |  | Unit Price/Discount % (Excluding VAT) | Total |  | Unit Price/Discount % (Excluding VAT) | Total |  | Unit Price/Discount % (Excluding VAT) | Total |  | Unit Price/Discount % (Excluding VAT) | Total | Unit Price/Discount % (Excluding VAT) | Total | Unit Price/Discount % (Excluding VAT) | Total
3.19.28 | 2R1.18 | (*) DB-FP-01 |  | nr | 1 | 0 | 0 |  | 5000 | 5000 |  | 0 | 0 |  | 0 | 0 |  | 0 | 0 |  | 10523 | 10523 |  | 2500 | 2500 |  | 5000 | 5000 |  | 0 | 0 |  | 7063 | 7063 |  | 4506.35 | 4506.35
3.19.29 | 2R1.19 | (*) DB-FP-02 |  | nr | 1 | 0 | 0 |  | 5000 | 5000 |  | 0 | 0 |  | 0 | 0 |  | 0 | 0 |  | 8532 | 8532 |  | 2500 | 2500 |  | 5000 | 5000 |  | 0 | 0 |  | 2325 | 2325 |  | 4506.35 | 4506.35
3.19.30 | 2R1.20 | (*) DB-FP-03 |  | nr | 1 | 0 | 0 |  | 5000 | 5000 |  | 0 | 0 |  | 0 | 0 |  | 0 | 0 |  | 8911 | 8911 |  | 2500 | 2500 |  | 5000 | 5000 |  | 0 | 0 |  | 2579 | 2579 |  | 4506.35 | 4506.35
3.19.31 | 2R1.21 | (*) DB-SS-01 |  | nr | 1 | 0 | 0 |  | 5000 | 5000 |  | 0 | 0 |  | 0 | 0 |  | 0 | 0 |  | 152 | 152 |  | 2500 | 2500 |  | 5000 | 5000 |  | 0 | 0 |  | 2260 | 2260 |  | 2534.09 | 2534.09
3.19.32 | 2R1.22 | (*) DB-A-GF-01 |  | nr | 1 | 0 | 0 |  | 5000 | 5000 |  | 0 | 0 |  | 0 | 0 |  | 0 | 0 |  | 2275 | 2275 |  | 2500 | 2500 |  | 5000 | 5000 |  | 0 | 0 |  | 2076 | 2076 |  | 2321.06 | 2321.06
3.19.33 | 2R1.23 | (*) DB-A-GF-02 |  | nr | 1 | 0 | 0 |  | 5000 | 5000 |  | 0 | 0 |  | 0 | 0 |  | 0 | 0 |  | 2275 | 2275 |  | 2500 | 2500 |  | 5000 | 5000 |  | 0 | 0 |  | 2473 | 2473 |  | 2829.05 | 2829.05
3.19.34 | 2R1.24 | (*) DB-B-GF-01 |  | nr | 1 | 0 | 0 |  | 5000 | 5000 |  | 0 | 0 |  | 0 | 0 |  | 0 | 0 |  | 2403 | 2403 |  | 2500 | 2500 |  | 5000 | 5000 |  | 0 | 0 |  | 2076 | 2076 |  | 2347.98 | 2347.98
3.19.35 | 2R1.25 | (*) DB-B-GF-02 |  | nr | 1 | 0 | 0 |  | 5000 | 5000 |  | 0 | 0 |  | 0 | 0 |  | 0 | 0 |  | 2403 | 2403 |  | 2500 | 2500 |  | 5000 | 5000 |  | 0 | 0 |  | 2473 | 2473 |  | 2765.84 | 2765.84
3.19.36 | 2R1.26 | (*) DB-C-GF-01 |  | nr | 1 | 0 | 0 |  | 5000 | 5000 |  | 0 | 0 |  | 0 | 0 |  | 0 | 0 |  | 2403 | 2403 |  | 2500 | 2500 |  | 5000 | 5000 |  | 0 | 0 |  | 2076 | 2076 |  | 2321.06 | 2321.06
3.19.37 | 2R1.27 | (*) DB-C-GF-02 |  | nr | 1 | 0 | 0 |  | 5000 | 5000 |  | 0 | 0 |  | 0 | 0 |  | 0 | 0 |  | 2403 | 2403 |  | 2500 | 2500 |  | 5000 | 5000 |  | 0 | 0 |  | 2335 | 2335 |  | 2603.15 | 2603.15
3.19.38 | 2R1.28 | (*) DB-D-GF-01 |  | nr | 1 | 0 | 0 |  | 5000 | 5000 |  | 0 | 0 |  | 0 | 0 |  | 0 | 0 |  | 2654 | 2654 |  | 2500 | 2500 |  | 5000 | 5000 |  | 0 | 0 |  | 2273 | 2273 |  | 2553.99 | 2553.99
3.19.39 | 2R1.29 | (*) DB-D-GF-02 |  | nr | 1 | 0 | 0 |  | 5000 | 5000 |  | 0 | 0 |  | 0 | 0 |  | 0 | 0 |  | 2654 | 2654 |  | 2500 | 2500 |  | 5000 | 5000 |  | 0 | 0 |  | 2335 | 2335 |  | 2601.98 | 2601.98
3.19.40 | 2R1.30 | (*) DB-E-GF-01 |  | nr | 1 | 0 | 0 |  | 5000 | 5000 |  | 0 | 0 |  | 0 | 0 |  | 0 | 0 |  | 2654 | 2654 |  | 2500 | 2500 |  | 5000 | 5000 |  | 0 | 0 |  | 2076 | 2076 |  | 2321.06 | 2321.06
3.19.41 | 2R1.31 | (*) DB-E-GF-02 |  | nr | 1 | 0 | 0 |  | 5000 | 5000 |  | 0 | 0 |  | 0 | 0 |  | 0 | 0 |  | 2654 | 2654 |  | 2500 | 2500 |  | 5000 | 5000 |  | 0 | 0 |  | 2469 | 2469 |  | 2763.5 | 2763.5
3.19.42 | 2R1.32 | (*) DB-F-GF-01 |  | nr | 1 | 0 | 0 |  | 5000 | 5000 |  | 0 | 0 |  | 0 | 0 |  | 0 | 0 |  | 2654 | 2654 |  | 2500 | 2500 |  | 5000 | 5000 |  | 0 | 0 |  | 2304 | 2304 |  | 2553.99 | 2553.99
3.19.43 | 2R1.33 | (*) DB-F-GF-02 |  | nr | 1 | 0 | 0 |  | 5000 | 5000 |  | 0 | 0 |  | 0 | 0 |  | 0 | 0 |  | 2654 | 2654 |  | 2500 | 2500 |  | 5000 | 5000 |  | 0 | 0 |  | 2561 | 2561 |  | 2855.97 | 2855.97
3.19.44 | 2R1.34 | (*) DB-B2-2F-01 |  | nr | 1 | 0 | 0 |  | 5000 | 5000 |  | 0 | 0 |  | 0 | 0 |  | 0 | 0 |  | 2403 | 2403 |  | 2500 | 2500 |  | 5000 | 5000 |  | 0 | 0 |  | 2076 | 2076 |  | 2326.91 | 2326.91
3.19.45 | 2R1.35 | (*) DB-B2-2F-02 |  | nr | 1 | 0 | 0 |  | 5000 | 5000 |  | 0 | 0 |  | 0 | 0 |  | 0 | 0 |  | 2403 | 2403 |  | 2500 | 2500 |  | 5000 | 5000 |  | 0 | 0 |  | 2561 | 2561 |  | 2858.31 | 2858.31
3.19.46 | 2R1.36 | (*) DB-C2-2F-01 |  | nr | 1 | 0 | 0 |  | 5000 | 5000 |  | 0 | 0 |  | 0 | 0 |  | 0 | 0 |  | 2403 | 2403 |  | 2500 | 2500 |  | 5000 | 5000 |  | 0 | 0 |  | 2206 | 2206 |  | 2477.9 | 2477.9
3.19.47 | 2R1.37 | (*) DB-C2-2F-02 |  | nr | 1 | 0 | 0 |  | 5000 | 5000 |  | 0 | 0 |  | 0 | 0 |  | 0 | 0 |  | 2654 | 2654 |  | 2500 | 2500 |  | 5000 | 5000 |  | 0 | 0 |  | 2469 | 2469 |  | 2761.16 | 2761.16
3.19.48 | 2R1.38 | (*) DB-D2-2F-01 |  | nr | 1 | 0 | 0 |  | 5000 | 5000 |  | 0 | 0 |  | 0 | 0 |  | 0 | 0 |  | 2654 | 2654 |  | 2500 | 2500 |  | 5000 | 5000 |  | 0 | 0 |  | 2206 | 2206 |  | 2474.39 | 2474.39
3.19.49 | 2R1.39 | (*) DB-D2-2F-02 |  | nr | 1 | 0 | 0 |  | 5000 | 5000 |  | 0 | 0 |  | 0 | 0 |  | 0 | 0 |  | 2654 | 2654 |  | 2500 | 2500 |  | 5000 | 5000 |  | 0 | 0 |  | 2469 | 2469 |  | 2761.16 | 2761.16
3.19.50 | 2R1.40 | (*) DB-E2-2F-01 |  | nr | 1 | 0 | 0 |  | 5000 | 5000 |  | 0 | 0 |  | 0 | 0 |  | 0 | 0 |  | 2654 | 2654 |  | 2500 | 2500 |  | 5000 | 5000 |  | 0 | 0 |  | 2097 | 2097 |  | 2372.56 | 2372.56
3.19.51 | 2R1.41 | (*) DB-E2-2F-02 |  | nr | 1 | 0 | 0 |  | 5000 | 5000 |  | 0 | 0 |  | 0 | 0 |  | 0 | 0 |  | 2654 | 2654 |  | 2500 | 2500 |  | 5000 | 5000 |  | 0 | 0 |  | 2335 | 2335 |  | 2600.81 | 2600.81
3.19.52 | 2R1.42 | (*) DB-AD-2F-01 |  | nr | 1 | 0 | 0 |  | 5000 | 5000 |  | 0 | 0 |  | 0 | 0 |  | 0 | 0 |  | 2403 | 2403 |  | 2500 | 2500 |  | 5000 | 5000 |  | 0 | 0 |  | 1807 | 1807 |  | 2008.54 | 2008.54
3.19.53 | 2R1.43 | (*) DB-AD-2F-02 |  | nr | 1 | 0 | 0 |  | 5000 | 5000 |  | 0 | 0 |  | 0 | 0 |  | 0 | 0 |  | 2403 | 2403 |  | 2500 | 2500 |  | 5000 | 5000 |  | 0 | 0 |  | 2636 | 2636 |  | 2958.97 | 2958.97
3.19.54 | 2R1.44 | (*) DB-AD-2F-03 |  | nr | 1 | 0 | 0 |  | 5000 | 5000 |  | 0 | 0 |  | 0 | 0 |  | 0 | 0 |  | 2403 | 2403 |  | 2500 | 2500 |  | 5000 | 5000 |  | 0 | 0 |  | 2140 | 2140 |  | 2372.56 | 2372.56
3.19.55 | 2R1.45 | (*) DB-B1-1F-01 |  | nr | 1 | 0 | 0 |  | 5000 | 5000 |  | 0 | 0 |  | 0 | 0 |  | 0 | 0 |  | 2403 | 2403 |  | 2500 | 2500 |  | 5000 | 5000 |  | 0 | 0 |  | 2505 | 2505 |  | 2664.01 | 2664.01
3.19.56 | 2R1.46 | (*) DB-B1-1F-02 |  | nr | 1 | 0 | 0 |  | 5000 | 5000 |  | 0 | 0 |  | 0 | 0 |  | 0 | 0 |  | 2403 | 2403 |  | 2500 | 2500 |  | 5000 | 5000 |  | 0 | 0 |  | 2526 | 2526 |  | 2829.05 | 2829.05
3.19.57 | 2R1.47 | (*) DB-C1-1F-01 |  | nr | 1 | 0 | 0 |  | 5000 | 5000 |  | 0 | 0 |  | 0 | 0 |  | 0 | 0 |  | 2654 | 2654 |  | 2500 | 2500 |  | 5000 | 5000 |  | 0 | 0 |  | 2076 | 2076 |  | 2321.06 | 2321.06
3.19.58 | 2R1.48 | (*) DB-C1-1F-02 |  | nr | 1 | 0 | 0 |  | 5000 | 5000 |  | 0 | 0 |  | 0 | 0 |  | 0 | 0 |  | 2654 | 2654 |  | 2500 | 2500 |  | 5000 | 5000 |  | 0 | 0 |  | 2469 | 2469 |  | 2763.5 | 2763.5
3.19.59 | 2R1.49 | (*) DB-D1-1F-01 |  | nr | 1 | 0 | 0 |  | 5000 | 5000 |  | 0 | 0 |  | 0 | 0 |  | 0 | 0 |  | 2654 | 2654 |  | 2500 | 2500 |  | 5000 | 5000 |  | 0 | 0 |  | 2273 | 2273 |  | 2321.06 | 2321.06
3.19.60 | 2R1.50 | (*) DB-D1-1F-02 |  | nr | 1 | 0 | 0 |  | 5000 | 5000 |  | 0 | 0 |  | 0 | 0 |  | 0 | 0 |  | 2654 | 2654 |  | 2500 | 2500 |  | 5000 | 5000 |  | 0 | 0 |  | 2526 | 2526 |  | 2831.39 | 2831.39
3.19.61 | 2R1.51 | (*) DB-E1-1F-01 |  | nr | 1 | 0 | 0 |  | 5000 | 5000 |  | 0 | 0 |  | 0 | 0 |  | 0 | 0 |  | 2654 | 2654 |  | 2500 | 2500 |  | 5000 | 5000 |  | 0 | 0 |  | 2505 | 2505 |  | 2556.33 | 2556.33
3.19.62 | 2R1.52 | (*) DB-E1-1F-02 |  | nr | 1 | 0 | 0 |  | 5000 | 5000 |  | 0 | 0 |  | 0 | 0 |  | 0 | 0 |  | 2654 | 2654 |  | 2500 | 2500 |  | 5000 | 5000 |  | 0 | 0 |  | 2448 | 2448 |  | 2763.5 | 2763.5
3.19.63 | 2R1.53 | (*) DB-KIT-01 |  | nr | 1 | 0 | 0 |  | 5000 | 5000 |  | 0 | 0 |  | 0 | 0 |  | 0 | 0 |  | 3162 | 3162 |  | 2500 | 2500 |  | 5000 | 5000 |  | 0 | 0 |  | 2598 | 2598 |  | 3135.71 | 3135.71
3.19.64 | 2R1.54 | (*) DB-KIT-02 |  | nr | 1 | 0 | 0 |  | 5000 | 5000 |  | 0 | 0 |  | 0 | 0 |  | 0 | 0 |  | 3162 | 3162 |  | 2500 | 2500 |  | 5000 | 5000 |  | 0 | 0 |  | 2499 | 2499 |  | 2968.34 | 2968.34
3.19.65 | 2R1.55 | (*) DB-KIT-03 |  | nr | 1 | 0 | 0 |  | 5000 | 5000 |  | 0 | 0 |  | 0 | 0 |  | 0 | 0 |  | 3162 | 3162 |  | 2500 | 2500 |  | 5000 | 5000 |  | 0 | 0 |  | 2384 | 2384 |  | 2844.26 | 2844.26
3.19.66 | 2R1.56 | (*) DB-AD-GF-01 |  | nr | 1 | 0 | 0 |  | 5000 | 5000 |  | 0 | 0 |  | 0 | 0 |  | 0 | 0 |  | 2403 | 2403 |  | 2500 | 2500 |  | 5000 | 5000 |  | 0 | 0 |  | 2437 | 2437 |  | 2712 | 2712
3.19.67 | 2R1.57 | (*) DB-AD-GF-02 |  | nr | 1 | 0 | 0 |  | 5000 | 5000 |  | 0 | 0 |  | 0 | 0 |  | 0 | 0 |  | 2403 | 2403 |  | 2500 | 2500 |  | 5000 | 5000 |  | 0 | 0 |  | 2725 | 2725 |  | 3244.57 | 3244.57
3.19.68 | 2R1.58 | (*) DB-AD-GF-03 |  | nr | 1 | 0 | 0 |  | 5000 | 5000 |  | 0 | 0 |  | 0 | 0 |  | 0 | 0 |  | 2403 | 2403 |  | 2500 | 2500 |  | 5000 | 5000 |  | 0 | 0 |  | 1838 | 1838 |  | 2008.54 | 2008.54
3.19.69 | 2R1.59 | (*) DB-LIB-GF-01 |  | nr | 1 | 0 | 0 |  | 5000 | 5000 |  | 0 | 0 |  | 0 | 0 |  | 0 | 0 |  | 1896 | 1896 |  | 2500 | 2500 |  | 5000 | 5000 |  | 0 | 0 |  | 2279 | 2279 |  | 2589.1 | 2589.1
3.19.70 | 2R1.60 | (*) DB-AD-1F-01 |  | nr | 1 | 0 | 0 |  | 5000 | 5000 |  | 0 | 0 |  | 0 | 0 |  | 0 | 0 |  | 2403 | 2403 |  | 2500 | 2500 |  | 5000 | 5000 |  | 0 | 0 |  | 2643 | 2643 |  | 2321.06 | 2321.06
3.19.71 | 2R1.61 | (*) DB-AD-1F-02 |  | nr | 1 | 0 | 0 |  | 5000 | 5000 |  | 0 | 0 |  | 0 | 0 |  | 0 | 0 |  | 2403 | 2403 |  | 2500 | 2500 |  | 5000 | 5000 |  | 0 | 0 |  | 2664 | 2664 |  | 2990.57 | 2990.57
3.19.72 | 2R1.62 | (*) DB-AD-1F-03 |  | nr | 1 | 0 | 0 |  | 5000 | 5000 |  | 0 | 0 |  | 0 | 0 |  | 0 | 0 |  | 2403 | 2403 |  | 2500 | 2500 |  | 5000 | 5000 |  | 0 | 0 |  | 1823 | 1823 |  | 2016.74 | 2016.74
3.19.73 | 2R1.63 | (*) DB-LIB-1F-01 |  | nr | 1 | 0 | 0 |  | 5000 | 5000 |  | 0 | 0 |  | 0 | 0 |  | 0 | 0 |  | 2403 | 2403 |  | 2500 | 2500 |  | 5000 | 5000 |  | 0 | 0 |  | 2112 | 2112 |  | 2326.91 | 2326.91
3.19.74 | 2R1.64 | (*) DB-POOL-01 |  | nr | 1 | 0 | 0 |  | 5000 | 5000 |  | 0 | 0 |  | 0 | 0 |  | 0 | 0 |  | 2275 | 2275 |  | 2500 | 2500 |  | 5000 | 5000 |  | 0 | 0 |  | 2214 | 2214 |  | 2479.08 | 2479.08
3.19.75 | 2R1.65 | (*) DB-POOL-02 |  | nr | 1 | 0 | 0 |  | 5000 | 5000 |  | 0 | 0 |  | 0 | 0 |  | 0 | 0 |  | 2275 | 2275 |  | 2500 | 2500 |  | 5000 | 5000 |  | 0 | 0 |  | 2297 | 2297 |  | 2729.56 | 2729.56
3.19.76 | 2R1.66 | (*) DB-MPG-01 |  | nr | 1 | 0 | 0 |  | 5000 | 5000 |  | 0 | 0 |  | 0 | 0 |  | 0 | 0 |  | 1896 | 1896 |  | 2500 | 2500 |  | 5000 | 5000 |  | 0 | 0 |  | 2626 | 2626 |  | 2321.06 | 2321.06
3.19.77 | 2R1.67 | (*) DB-MPG-02 |  | nr | 1 | 0 | 0 |  | 5000 | 5000 |  | 0 | 0 |  | 0 | 0 |  | 0 | 0 |  | 1896 | 1896 |  | 2500 | 2500 |  | 5000 | 5000 |  | 0 | 0 |  | 2637 | 2637 |  | 2948.44 | 2948.44
3.19.78 | 2R1.68 | (*) DB-MPG-03 |  | nr | 1 | 0 | 0 |  | 5000 | 5000 |  | 0 | 0 |  | 0 | 0 |  | 0 | 0 |  | 1896 | 1896 |  | 2500 | 2500 |  | 5000 | 5000 |  | 0 | 0 |  | 1925 | 1925 |  | 2147.83 | 2147.83
3.19.79 | 2R1.69 | (*) DR-01 |  | nr | 1 | 0 | 0 |  | 5000 | 5000 |  | 0 | 0 |  | 0 | 0 |  | 0 | 0 |  | 2370 | 2370 |  | 2500 | 2500 |  | 5000 | 5000 |  | 0 | 0 |  | 2108 | 2108 |  | 3335.87 | 3335.87
3.19.80 | 2R1.70 | (*) UPS-GF-01 |  | nr | 1 | 0 | 0 |  | 5000 | 5000 |  | 0 | 0 |  | 0 | 0 |  | 0 | 0 |  | 2275 | 2275 |  | 2500 | 2500 |  | 5000 | 5000 |  | 0 | 0 |  | 1929 | 1929 |  | 2117.4 | 2117.4
| Note | Note Details
3.19.81 | - | Motor Control Centre
3.19.82 | - | Supply, installation, testing and connecting low voltage motor control center comprising all breakers, bus-bars, meters, indicator all in accordance with specification (sections 262300, 262923) and as detailed in drawing.
| Item Code | Description | Item Remarks | Unit of Measurement | Quantity/Base Price | Unit Price/Discount % (Excluding VAT) | Total |  | Unit Price/Discount % (Excluding VAT) | Total |  | Unit Price/Discount % (Excluding VAT) | Total |  | Unit Price/Discount % (Excluding VAT) | Total |  | Unit Price/Discount % (Excluding VAT) | Total |  | Unit Price/Discount % (Excluding VAT) | Total |  | Unit Price/Discount % (Excluding VAT) | Total |  | Unit Price/Discount % (Excluding VAT) | Total |  | Unit Price/Discount % (Excluding VAT) | Total |  | Unit Price/Discount % (Excluding VAT) | Total |  | Unit Price/Discount % (Excluding VAT) | Total |  | Unit Price/Discount % (Excluding VAT) | Total |  | Unit Price/Discount % (Excluding VAT) | Total | Unit Price/Discount % (Excluding VAT) | Total | Unit Price/Discount % (Excluding VAT) | Total
3.19.83 | 2R1.71 | (*) MCC-01 |  | nr | 1 | 0 | 0 |  | 80000 | 80000 |  | 0 | 0 |  | 0 | 0 |  | 0 | 0 |  | 80784 | 80784 |  | 150000 | 150000 |  | 50000 | 50000 |  | 0 | 0 |  | 93936 | 93936 |  | 100949.16 | 100949.16
3.19.84 | 2R1.72 | (*) MCC-02 |  | nr | 1 | 0 | 0 |  | 100000 | 100000 |  | 0 | 0 |  | 0 | 0 |  | 0 | 0 |  | 75840 | 75840 |  | 97000 | 97000 |  | 50000 | 50000 |  | 0 | 0 |  | 59801 | 59801 |  | 60950.37 | 60950.37
3.19.85 | 2R1.73 | (*) MCC-03 |  | nr | 1 | 0 | 0 |  | 50000 | 50000 |  | 0 | 0 |  | 0 | 0 |  | 0 | 0 |  | 81528 | 81528 |  | 74700 | 74700 |  | 50000 | 50000 |  | 0 | 0 |  | 23057 | 23057 |  | 21523.94 | 21523.94
3.19.86 | 2R1.74 | (*) MCC-04 |  | nr | 1 | 0 | 0 |  | 70000 | 70000 |  | 0 | 0 |  | 0 | 0 |  | 0 | 0 |  | 75840 | 75840 |  | 100000 | 100000 |  | 50000 | 50000 |  | 0 | 0 |  | 57206 | 57206 |  | 59178.27 | 59178.27
3.19.87 | 2R1.75 | (*) MCC-05 |  | nr | 1 | 0 | 0 |  | 5000 | 5000 |  | 0 | 0 |  | 0 | 0 |  | 0 | 0 |  | 71100 | 71100 |  | 100000 | 100000 |  | 50000 | 50000 |  | 0 | 0 |  | 52922 | 52922 |  | 59178.27 | 59178.27
3.19.88 | 2R1.75 | (*) MCC-LC-01 |  | nr | 1 | 0 | 0 |  | 90000 | 90000 |  | 0 | 0 |  | 0 | 0 |  | 0 | 0 |  | 85320 | 85320 |  | 100000 | 100000 |  | 50000 | 50000 |  | 0 | 0 |  | 115045 | 115045 |  | 133461.57 | 133461.57
3.19.89 | 2R1.76 | (*) MCC-LC-02 |  | nr | 1 | 0 | 0 |  | 90000 | 90000 |  | 0 | 0 |  | 0 | 0 |  | 0 | 0 |  | 85320 | 85320 |  | 100000 | 100000 |  | 50000 | 50000 |  | 0 | 0 |  | 123007 | 123007 |  | 185362.96 | 185362.96
| Note | Note Details
3.19.90 | - | Capacitor Bank (Power Factor Correction Unit)
3.19.91 | - | Supply, installation, testing and commissioning of capacitor bank for 400V power supply system on main distribution board to improve power factor of the system to 0.9 as per specifications (section 263533) and drawings.
| Item Code | Description | Item Remarks | Unit of Measurement | Quantity/Base Price | Unit Price/Discount % (Excluding VAT) | Total |  | Unit Price/Discount % (Excluding VAT) | Total |  | Unit Price/Discount % (Excluding VAT) | Total |  | Unit Price/Discount % (Excluding VAT) | Total |  | Unit Price/Discount % (Excluding VAT) | Total |  | Unit Price/Discount % (Excluding VAT) | Total |  | Unit Price/Discount % (Excluding VAT) | Total |  | Unit Price/Discount % (Excluding VAT) | Total |  | Unit Price/Discount % (Excluding VAT) | Total |  | Unit Price/Discount % (Excluding VAT) | Total |  | Unit Price/Discount % (Excluding VAT) | Total |  | Unit Price/Discount % (Excluding VAT) | Total |  | Unit Price/Discount % (Excluding VAT) | Total | Unit Price/Discount % (Excluding VAT) | Total | Unit Price/Discount % (Excluding VAT) | Total
3.19.92 | 2R1.77 | (*) 300kVA Automatic Power factor Correction Capacitor Bank |  | nr | 3 | 0 | 0 |  | 50000 | 150000 |  | 0 | 0 |  | 0 | 0 |  | 0 | 0 |  | 47400 | 142200 |  | 57000 | 171000 |  | 75000 | 225000 |  | 0 | 0 |  | 37235 | 111705 |  | 40211.82 | 120635.46
| Note | Note Details
3.19.93 | - | Surge Protection System
3.19.94 | - | Supply, installation, testing and commissioning of surge protection system including all labour, materials, products, equipment and services as per specification (section 264300) and drawings.
3.19.95 | - | ENGINE GENERATOR (EXTERNAL ENCLOSURE UNIT)
3.19.96 | - | Supply and install external enclosure diesel generator with associated auxiliaries, batteries & charger, instrumentation, protection and control equipment, sound proof enclosure, operating and maintenance manual and maintenance schedule for diesel alternator etc...
| Item Code | Description | Item Remarks | Unit of Measurement | Quantity/Base Price | Unit Price/Discount % (Excluding VAT) | Total |  | Unit Price/Discount % (Excluding VAT) | Total |  | Unit Price/Discount % (Excluding VAT) | Total |  | Unit Price/Discount % (Excluding VAT) | Total |  | Unit Price/Discount % (Excluding VAT) | Total |  | Unit Price/Discount % (Excluding VAT) | Total |  | Unit Price/Discount % (Excluding VAT) | Total |  | Unit Price/Discount % (Excluding VAT) | Total |  | Unit Price/Discount % (Excluding VAT) | Total |  | Unit Price/Discount % (Excluding VAT) | Total |  | Unit Price/Discount % (Excluding VAT) | Total |  | Unit Price/Discount % (Excluding VAT) | Total |  | Unit Price/Discount % (Excluding VAT) | Total | Unit Price/Discount % (Excluding VAT) | Total | Unit Price/Discount % (Excluding VAT) | Total
3.19.97 | 2R1.78 | (*) Generating set 80KVA + External silenced enclousure. |  | nr | 1 | 0 | 0 |  | 130000 | 130000 |  | 0 | 0 |  | 0 | 0 |  | 0 | 0 |  | 99540 | 99540 |  | 100000 | 100000 |  | 120000 | 120000 |  | 0 | 0 |  | 258587 | 258587 |  | 98917.21 | 98917.21
| Note | Note Details
3.19.98 | - | TRANSFER SWITCHES
3.19.99 | - | Supply and install automatic transfer switches (ATS) with electrical and mechanical interlock, metallic coated panel enclosure and all the required accessories for the good operation etc...,
| Item Code | Description | Item Remarks | Unit of Measurement | Quantity/Base Price | Unit Price/Discount % (Excluding VAT) | Total |  | Unit Price/Discount % (Excluding VAT) | Total |  | Unit Price/Discount % (Excluding VAT) | Total |  | Unit Price/Discount % (Excluding VAT) | Total |  | Unit Price/Discount % (Excluding VAT) | Total |  | Unit Price/Discount % (Excluding VAT) | Total |  | Unit Price/Discount % (Excluding VAT) | Total |  | Unit Price/Discount % (Excluding VAT) | Total |  | Unit Price/Discount % (Excluding VAT) | Total |  | Unit Price/Discount % (Excluding VAT) | Total |  | Unit Price/Discount % (Excluding VAT) | Total |  | Unit Price/Discount % (Excluding VAT) | Total |  | Unit Price/Discount % (Excluding VAT) | Total | Unit Price/Discount % (Excluding VAT) | Total | Unit Price/Discount % (Excluding VAT) | Total
3.19.100 | 2R1.79 | (*) ATS with 2 power contactors (4x125A) for Generating set 80 KVA |  | nr | 1 | 0 | 0 |  | 80000 | 80000 |  | 0 | 0 |  | 0 | 0 |  | 0 | 0 |  | 23700 | 23700 |  | 35000 | 35000 |  | 25000 | 25000 |  | 0 | 0 |  | 24742 | 24742 |  | 45779.79 | 45779.79
3.19.101 | 2R1.80 | (*) Surge protection for MDB 01 |  | nr | 1 | 0 | 0 |  | 5000 | 5000 |  | 0 | 0 |  | 0 | 0 |  | 0 | 0 |  | 9480 | 9480 |  | 5650 | 5650 |  | 15000 | 15000 |  | 0 | 0 |  | 3821 | 3821 |  | 4506.35 | 4506.35
3.19.102 | 2R1.81 | (*) Surge protection for MDB 02 |  | nr | 1 | 0 | 0 |  | 5000 | 5000 |  | 0 | 0 |  | 0 | 0 |  | 0 | 0 |  | 9480 | 9480 |  | 5650 | 5650 |  | 15000 | 15000 |  | 0 | 0 |  | 3821 | 3821 |  | 4506.35 | 4506.35
3.19.103 | 2R1.82 | (*) Surge protection for MDB 03 |  | nr | 1 | 0 | 0 |  | 5000 | 5000 |  | 0 | 0 |  | 0 | 0 |  | 0 | 0 |  | 9480 | 9480 |  | 5650 | 5650 |  | 15000 | 15000 |  | 0 | 0 |  | 3821 | 3821 |  | 4506.35 | 4506.35
| Note | Note Details
3.19.104 | - | Low Voltage Cables
3.19.105 | - | Supply, installation, testing and commissioning of low voltage armored XLPE insulated, PVC sheathed, copper conductors multicore cables as specified below including all conduits, cable trays, pull boxes, termination, identification, related civil works, fitting & fixation accessories as per specification (section 260519) and drawings.
| Item Code | Description | Item Remarks | Unit of Measurement | Quantity/Base Price | Unit Price/Discount % (Excluding VAT) | Total |  | Unit Price/Discount % (Excluding VAT) | Total |  | Unit Price/Discount % (Excluding VAT) | Total |  | Unit Price/Discount % (Excluding VAT) | Total |  | Unit Price/Discount % (Excluding VAT) | Total |  | Unit Price/Discount % (Excluding VAT) | Total |  | Unit Price/Discount % (Excluding VAT) | Total |  | Unit Price/Discount % (Excluding VAT) | Total |  | Unit Price/Discount % (Excluding VAT) | Total |  | Unit Price/Discount % (Excluding VAT) | Total |  | Unit Price/Discount % (Excluding VAT) | Total |  | Unit Price/Discount % (Excluding VAT) | Total |  | Unit Price/Discount % (Excluding VAT) | Total | Unit Price/Discount % (Excluding VAT) | Total | Unit Price/Discount % (Excluding VAT) | Total
3.19.106 | 2R1.83 | (*) 2CX 4mm² XLPE/SWA/PVC+ 1X 4mm² XLPE/PVC(CPC) |  | m | 100 | 0 | 0 |  | 40 | 4000 |  | 0 | 0 |  | 0 | 0 |  | 0 | 0 |  | 14 | 1400 |  | 14 | 1400 |  | 15 | 1500 |  | 0 | 0 |  | 10 | 1000 |  | 21.99 | 2199
3.19.107 | 2R1.84 | (*) 4CX 4mm² XLPE/SWA/PVC+ 1X 4mm² XLPE/PVC(CPC) |  | m | 795 | 0 | 0 |  | 40 | 31800 |  | 0 | 0 |  | 0 | 0 |  | 0 | 0 |  | 24 | 19080 |  | 18 | 14310 |  | 20 | 15900 |  | 0 | 0 |  | 13 | 10335 |  | 25.28 | 20097.6
3.19.108 | 2R1.85 | (*) 2CX 6mm² XLPE/SWA/PVC+ 1X 6mm² XLPE/PVC(CPC) |  | m | 110 | 0 | 0 |  | 50 | 5500 |  | 0 | 0 |  | 0 | 0 |  | 0 | 0 |  | 19 | 2090 |  | 15 | 1650 |  | 17 | 1870 |  | 0 | 0 |  | 13 | 1430 |  | 25.28 | 2780.8
3.19.109 | 2R1.86 | (*) 2CX 10mm² XLPE/SWA/PVC+ 1X 6mm² XLPE/PVC(CPC) |  | m | 60 | 0 | 0 |  | 60 | 3600 |  | 0 | 0 |  | 0 | 0 |  | 0 | 0 |  | 24 | 1440 |  | 19 | 1140 |  | 20 | 1200 |  | 0 | 0 |  | 15 | 900 |  | 31.87 | 1912.2
3.19.110 | 2R1.87 | (*) 4CX 10mm² XLPE/SWA/PVC+ 1X 10mm² XLPE/PVC(CPC) |  | m | 1360 | 0 | 0 |  | 60 | 81600 |  | 0 | 0 |  | 0 | 0 |  | 0 | 0 |  | 28 | 38080 |  | 26 | 35360 |  | 31 | 42160 |  | 0 | 0 |  | 21 | 28560 |  | 43.39 | 59010.4
3.19.111 | 2R1.88 | (*) 4CX 16mm² XLPE/SWA/PVC+ 1X 16mm² XLPE/PVC(CPC) |  | m | 2000 | 0 | 0 |  | 80 | 160000 |  | 0 | 0 |  | 0 | 0 |  | 0 | 0 |  | 62 | 124000 |  | 48 | 96000 |  | 50 | 100000 |  | 0 | 0 |  | 31 | 62000 |  | 53.26 | 106520
3.19.112 | 2R1.89 | (*) 4CX 25mm² XLPE/SWA/PVC+ 1X 16mm² XLPE/PVC(CPC) |  | m | 1495 | 0 | 0 |  | 100 | 149500 |  | 0 | 0 |  | 0 | 0 |  | 0 | 0 |  | 81 | 121095 |  | 66 | 98670 |  | 65 | 97175 |  | 0 | 0 |  | 44 | 65780 |  | 71.37 | 106698.15
3.19.113 | 2R1.90 | (*) 4CX 35mm² XLPE/SWA/PVC+ 1X 16mm² XLPE/PVC(CPC) |  | m | 70 | 0 | 0 |  | 120 | 8400 |  | 0 | 0 |  | 0 | 0 |  | 0 | 0 |  | 95 | 6650 |  | 70 | 4900 |  | 81 | 5670 |  | 0 | 0 |  | 59 | 4130 |  | 95.54 | 6687.8
3.19.114 | 2R1.91 | (*) 4CX 50mm² XLPE/SWA/PVC+ 1X 25mm² XLPE/PVC(CPC) |  | m | 50 | 0 | 0 |  | 150 | 7500 |  | 0 | 0 |  | 0 | 0 |  | 0 | 0 |  | 199 | 9950 |  | 98 | 4900 |  | 110 | 5500 |  | 0 | 0 |  | 77 | 3850 |  | 121.88 | 6094
3.19.115 | 2R1.92 | (*) 4CX 70mm² XLPE/SWA/PVC+ 1X 35mm² XLPE/PVC(CPC) |  | m | 695 | 0 | 0 |  | 180 | 125100 |  | 0 | 0 |  | 0 | 0 |  | 0 | 0 |  | 209 | 145255 |  | 118 | 82010 |  | 156 | 108420 |  | 0 | 0 |  | 103 | 71585 |  | 175.32 | 121847.4
3.19.116 | 2R1.93 | (*) 4CX 95mm² XLPE/SWA/PVC+ 1X 50mm² XLPE/PVC(CPC) |  | m | 690 | 0 | 0 |  | 200 | 138000 |  | 0 | 0 |  | 0 | 0 |  | 0 | 0 |  | 289 | 199410 |  | 180 | 124200 |  | 207 | 142830 |  | 0 | 0 |  | 148 | 102120 |  | 227.99 | 157313.1
3.19.117 | 2R1.94 | (*) 4CX 120mm² XLPE/SWA/PVC+ 1X 70mm² XLPE/PVC(CPC) |  | m | 240 | 0 | 0 |  | 250 | 60000 |  | 0 | 0 |  | 0 | 0 |  | 0 | 0 |  | 313 | 75120 |  | 220 | 52800 |  | 264 | 63360 |  | 0 | 0 |  | 175 | 42000 |  | 305.28 | 73267.2
3.19.118 | 2R1.95 | (*) 4CX 185mm² XLPE/SWA/PVC+ 1X 95mm² XLPE/PVC(CPC) |  | m | 1080 | 0 | 0 |  | 400 | 432000 |  | 0 | 0 |  | 0 | 0 |  | 0 | 0 |  | 474 | 511920 |  | 305 | 329400 |  | 400 | 432000 |  | 0 | 0 |  | 275 | 297000 |  | 439.74 | 474919.2
3.19.119 | 2R1.96 | (*) 4CX 300mm² XLPE/SWA/PVC+ 1X 150mm² XLPE/PVC(CPC) |  | m | 2315 | 0 | 0 |  | 550 | 1273250 |  | 0 | 0 |  | 0 | 0 |  | 0 | 0 |  | 569 | 1317235 |  | 450 | 1041750 |  | 650 | 1504750 |  | 0 | 0 |  | 420 | 972300 |  | 693.29 | 1604966.35
| Note | Note Details
3.19.120 | - | Cable Trays
3.19.121 | - | Supply and installation of hot-dipped galvanized cable trays and ladders as per specification including fire stop materials, fittings, covers, supports, brackets, bends, reducers and all necessary accessories as per specification (section 260533) and drawings.
| Item Code | Description | Item Remarks | Unit of Measurement | Quantity/Base Price | Unit Price/Discount % (Excluding VAT) | Total |  | Unit Price/Discount % (Excluding VAT) | Total |  | Unit Price/Discount % (Excluding VAT) | Total |  | Unit Price/Discount % (Excluding VAT) | Total |  | Unit Price/Discount % (Excluding VAT) | Total |  | Unit Price/Discount % (Excluding VAT) | Total |  | Unit Price/Discount % (Excluding VAT) | Total |  | Unit Price/Discount % (Excluding VAT) | Total |  | Unit Price/Discount % (Excluding VAT) | Total |  | Unit Price/Discount % (Excluding VAT) | Total |  | Unit Price/Discount % (Excluding VAT) | Total |  | Unit Price/Discount % (Excluding VAT) | Total |  | Unit Price/Discount % (Excluding VAT) | Total | Unit Price/Discount % (Excluding VAT) | Total | Unit Price/Discount % (Excluding VAT) | Total
3.19.122 | 2R1.97 | (*) 200mm wide |  | Item | 1 | 0 | 0 |  | 30000 | 30000 |  | 0 | 0 |  | 0 | 0 |  | 0 | 0 |  | 191591 | 191591 |  | 55 | 55 |  | 100000 | 100000 |  | 0 | 0 |  | 71184 | 71184 |  | 9079.99 | 9079.99
3.19.123 | 2R1.98 | (*) 300mm wide |  | Item | 1 | 0 | 0 |  | 60000 | 60000 |  | 0 | 0 |  | 0 | 0 |  | 0 | 0 |  | 144096 | 144096 |  | 73 | 73 |  | 145000 | 145000 |  | 0 | 0 |  | 72043 | 72043 |  | 23460.36 | 23460.36
3.19.124 | 2R1.99 | (*) 450mm wide |  | Item | 1 | 0 | 0 |  | 25000 | 25000 |  | 0 | 0 |  | 0 | 0 |  | 0 | 0 |  | 9480 | 9480 |  | 95 | 95 |  | 100000 | 100000 |  | 0 | 0 |  | 8008 | 8008 |  | 7690.01 | 7690.01
3.19.125 | 2R1.100 | (*) 600mm wide |  | Item | 1 | 0 | 0 |  | 30000 | 30000 |  | 0 | 0 |  | 0 | 0 |  | 0 | 0 |  | 42660 | 42660 |  | 138 | 138 |  | 50000 | 50000 |  | 0 | 0 |  | 59028 | 59028 |  | 24400.14 | 24400.14
3.19.126 | 2R1.101 | (*) 900mm wide |  | Item | 1 | 0 | 0 |  | 50000 | 50000 |  | 0 | 0 |  | 0 | 0 |  | 0 | 0 |  | 90060 | 90060 |  | 180 | 180 |  | 75000 | 75000 |  | 0 | 0 |  | 191760 | 191760 |  | 40295.43 | 40295.43
3.19.127 | 2R1.102 | (*) Supply, installation, connecting, testing and commissioning of energy metering system including all conduits, duct, wires, cables, boxes, socket outlet, all accessories required to complete installation , interfacing and integration with all control equipment as per specification and drawings. |  | Item | 1 | 0 | 0 |  | 180000 | 180000 |  | 0 | 0 |  | 0 | 0 |  | 0 | 0 |  | 0 | 0 |  | 80000 | 80000 |  | 75000 | 75000 |  | 0 | 0 |  | 702127 | 702127 |  | 0 | 0
| Note | Note Details
3.19.128 | - | Contractor's Adjustment
| Item Code | Description | Item Remarks | Unit of Measurement | Quantity/Base Price | Unit Price/Discount % (Excluding VAT) | Total |  | Unit Price/Discount % (Excluding VAT) | Total |  | Unit Price/Discount % (Excluding VAT) | Total |  | Unit Price/Discount % (Excluding VAT) | Total |  | Unit Price/Discount % (Excluding VAT) | Total |  | Unit Price/Discount % (Excluding VAT) | Total |  | Unit Price/Discount % (Excluding VAT) | Total |  | Unit Price/Discount % (Excluding VAT) | Total |  | Unit Price/Discount % (Excluding VAT) | Total |  | Unit Price/Discount % (Excluding VAT) | Total |  | Unit Price/Discount % (Excluding VAT) | Total |  | Unit Price/Discount % (Excluding VAT) | Total |  | Unit Price/Discount % (Excluding VAT) | Total | Unit Price/Discount % (Excluding VAT) | Total | Unit Price/Discount % (Excluding VAT) | Total
3.19.129 | 2R1.103 | (*) Contractor may price here any items which has been shown in the drawings or any other documents but overlooked or not specifically mentioned in the schedule of items and is necessary for the satisfactory completion of the Works. Should the Contractor fail to insert any item here, it will be deemed that Lump Sum Contract Price includes all such items and no claims for additional items will be entertained. |  | Item | 1 | 0 | 0 |  | 0 | 0 |  | 0 | 0 |  | 0 | 0 |  | 0 | 0 |  | 0 | 0 |  | 0 | 0 |  | 0 | 0 |  | 0 | 0 |  | 0 | 0 |  | 1218669.24 | 1218669.24
| Note | Note Details
3.19.130 | - | Please attach one PDF file to be named "Additional Items for (insert bill no/name & Section No/name)" for the details of these additional items in the additional attachment area at the end of the BOQ.
3.20 SECTION R2 - LIGHTING SYSTEM | [5 empty] | 69 (out of 69) | 0 |  | 69 (out of 69) | 2721419 |  | 69 (out of 69) | 0 |  | 69 (out of 69) | 0 |  | 69 (out of 69) | 0 |  | 69 (out of 69) | 5451441 |  | 69 (out of 69) | 7644404 |  | 69 (out of 69) | 3112961 |  | 69 (out of 69) | 0 |  | 69 (out of 69) | 5176672 |  | 69 (out of 69) | 3068162.58
| Note | Note Details
3.20.1 | - | Light Fixtures
3.20.2 | - | Supply, installation, connecting, testing and commissioning of lighting fixtures including all lamps, mounting brackets, suspension cords, accessories and all necessary auxiliary works as per specification (section 265100, 265200, 265600 & 260926) and drawings.
| Item Code | Description | Item Remarks | Unit of Measurement | Quantity/Base Price | Unit Price/Discount % (Excluding VAT) | Total |  | Unit Price/Discount % (Excluding VAT) | Total |  | Unit Price/Discount % (Excluding VAT) | Total |  | Unit Price/Discount % (Excluding VAT) | Total |  | Unit Price/Discount % (Excluding VAT) | Total |  | Unit Price/Discount % (Excluding VAT) | Total |  | Unit Price/Discount % (Excluding VAT) | Total |  | Unit Price/Discount % (Excluding VAT) | Total |  | Unit Price/Discount % (Excluding VAT) | Total |  | Unit Price/Discount % (Excluding VAT) | Total |  | Unit Price/Discount % (Excluding VAT) | Total |  | Unit Price/Discount % (Excluding VAT) | Total |  | Unit Price/Discount % (Excluding VAT) | Total | Unit Price/Discount % (Excluding VAT) | Total | Unit Price/Discount % (Excluding VAT) | Total
3.20.3 | 2R2.01 | (*) F1 |  | nr | 332 | 0 | 0 |  | 248 | 82336 |  | 0 | 0 |  | 0 | 0 |  | 0 | 0 |  | 379 | 125828 |  | 1050 | 348600 |  | 250 | 83000 |  | 0 | 0 |  | 200 | 66400 |  | 246.09 | 81701.88
3.20.4 | 2R2.02 | (*) F1B |  | nr | 74 | 0 | 0 |  | 297 | 21978 |  | 0 | 0 |  | 0 | 0 |  | 0 | 0 |  | 403 | 29822 |  | 1075 | 79550 |  | 300 | 22200 |  | 0 | 0 |  | 263 | 19462 |  | 298.76 | 22108.24
3.20.5 | 2R2.03 | (*) F2 |  | nr | 201 | 0 | 0 |  | 165 | 33165 |  | 0 | 0 |  | 0 | 0 |  | 0 | 0 |  | 403 | 81003 |  | 350 | 70350 |  | 250 | 50250 |  | 0 | 0 |  | 184 | 36984 |  | 174.69 | 35112.69
3.20.6 | 2R2.04 | (*) F2B |  | nr | 119 | 0 | 0 |  | 242 | 28798 |  | 0 | 0 |  | 0 | 0 |  | 0 | 0 |  | 427 | 50813 |  | 474 | 56406 |  | 350 | 41650 |  | 0 | 0 |  | 246 | 29274 |  | 226.2 | 26917.8
3.20.7 | 2R2.05 | (*) F3 |  | nr | 232 | 0 | 0 |  | 418 | 96976 |  | 0 | 0 |  | 0 | 0 |  | 0 | 0 |  | 502 | 116464 |  | 1462 | 339184 |  | 400 | 92800 |  | 0 | 0 |  | 200 | 46400 |  | 428.69 | 99456.08
3.20.8 | 2R2.06 | (*) F3B |  | nr | 71 | 0 | 0 |  | 473 | 33583 |  | 0 | 0 |  | 0 | 0 |  | 0 | 0 |  | 526 | 37346 |  | 1485 | 105435 |  | 450 | 31950 |  | 0 | 0 |  | 263 | 18673 |  | 488.38 | 34674.98
3.20.9 | 2R2.07 | (*) F4 |  | nr | 68 | 0 | 0 |  | 308 | 20944 |  | 0 | 0 |  | 0 | 0 |  | 0 | 0 |  | 379 | 25772 |  | 493 | 33524 |  | 250 | 17000 |  | 0 | 0 |  | 200 | 13600 |  | 302.28 | 20555.04
3.20.10 | 2R2.08 | (*) F4B |  | nr | 23 | 0 | 0 |  | 385 | 8855 |  | 0 | 0 |  | 0 | 0 |  | 0 | 0 |  | 403 | 9269 |  | 660 | 15180 |  | 300 | 6900 |  | 0 | 0 |  | 263 | 6049 |  | 378.36 | 8702.28
3.20.11 | 2R2.09 | (*) F5 |  | nr | 100 | 0 | 0 |  | 528 | 52800 |  | 0 | 0 |  | 0 | 0 |  | 0 | 0 |  | 702 | 70200 |  | 2350 | 235000 |  | 400 | 40000 |  | 0 | 0 |  | 369 | 36900 |  | 548.08 | 54808
3.20.12 | 2R2.10 | (*) F5B |  | nr | 74 | 0 | 0 |  | 528 | 39072 |  | 0 | 0 |  | 0 | 0 |  | 0 | 0 |  | 725 | 53650 |  | 2086 | 154364 |  | 450 | 33300 |  | 0 | 0 |  | 458 | 33892 |  | 548.08 | 40557.92
3.20.13 | 2R2.11 | (*) F6 |  | nr | 734 | 0 | 0 |  | 330 | 242220 |  | 0 | 0 |  | 0 | 0 |  | 0 | 0 |  | 379 | 278186 |  | 412 | 302408 |  | 175 | 128450 |  | 0 | 0 |  | 200 | 146800 |  | 340.9 | 250220.6
3.20.14 | 2R2.12 | (*) F6B |  | nr | 206 | 0 | 0 |  | 396 | 81576 |  | 0 | 0 |  | 0 | 0 |  | 0 | 0 |  | 403 | 83018 |  | 538 | 110828 |  | 225 | 46350 |  | 0 | 0 |  | 263 | 54178 |  | 407.62 | 83969.72
3.20.15 | 2R2.13 | (*) F7 |  | nr | 60 | 0 | 0 |  | 605 | 36300 |  | 0 | 0 |  | 0 | 0 |  | 0 | 0 |  | 792 | 47520 |  | 2850 | 171000 |  | 500 | 30000 |  | 0 | 0 |  | 776 | 46560 |  | 617.14 | 37028.4
3.20.16 | 2R2.14 | (*) F7B |  | nr | 10 | 0 | 0 |  | 605 | 6050 |  | 0 | 0 |  | 0 | 0 |  | 0 | 0 |  | 815 | 8150 |  | 2850 | 28500 |  | 550 | 5500 |  | 0 | 0 |  | 776 | 7760 |  | 617.14 | 6171.4
3.20.17 | 2R2.15 | (*) F8 |  | nr | 91 | 0 | 0 |  | 330 | 30030 |  | 0 | 0 |  | 0 | 0 |  | 0 | 0 |  | 659 | 59969 |  | 712 | 64792 |  | 250 | 22750 |  | 0 | 0 |  | 505 | 45955 |  | 325.69 | 29637.79
3.20.18 | 2R2.16 | (*) F8B |  | nr | 33 | 0 | 0 |  | 363 | 11979 |  | 0 | 0 |  | 0 | 0 |  | 0 | 0 |  | 683 | 22539 |  | 712 | 23496 |  | 300 | 9900 |  | 0 | 0 |  | 505 | 16665 |  | 347.92 | 11481.36
3.20.19 | 2R2.17 | (*) F9 |  | nr | 6 | 0 | 0 |  | 495 | 2970 |  | 0 | 0 |  | 0 | 0 |  | 0 | 0 |  | 593 | 3558 |  | 1070 | 6420 |  | 250 | 1500 |  | 0 | 0 |  | 460 | 2760 |  | 501.26 | 3007.56
3.20.20 | 2R2.18 | (*) F10 |  | nr | 84 | 0 | 0 |  | 583 | 48972 |  | 0 | 0 |  | 0 | 0 |  | 0 | 0 |  | 858 | 72072 |  | 1585 | 133140 |  | 300 | 25200 |  | 0 | 0 |  | 1282 | 107688 |  | 590.21 | 49577.64
3.20.21 | 2R2.19 | (*) F10B |  | nr | 22 | 0 | 0 |  | 660 | 14520 |  | 0 | 0 |  | 0 | 0 |  | 0 | 0 |  | 882 | 19404 |  | 1547 | 34034 |  | 250 | 5500 |  | 0 | 0 |  | 776 | 17072 |  | 656.93 | 14452.46
3.20.22 | 2R2.20 | (*) F11 |  | nr | 24 | 0 | 0 |  | 300 | 7200 |  | 0 | 0 |  | 0 | 0 |  | 0 | 0 |  | 337 | 8088 |  | 2020 | 48480 |  | 300 | 7200 |  | 0 | 0 |  | 505 | 12120 |  | 364.31 | 8743.44
3.20.23 | 2R2.21 | (*) F13 |  | nr | 31 | 0 | 0 |  | 385 | 11935 |  | 0 | 0 |  | 0 | 0 |  | 0 | 0 |  | 683 | 21173 |  | 2585 | 80135 |  | 250 | 7750 |  | 0 | 0 |  | 776 | 24056 |  | 548.08 | 16990.48
3.20.24 | 2R2.22 | (*) F13B |  | nr | 10 | 0 | 0 |  | 418 | 4180 |  | 0 | 0 |  | 0 | 0 |  | 0 | 0 |  | 702 | 7020 |  | 2585 | 25850 |  | 300 | 3000 |  | 0 | 0 |  | 458 | 4580 |  | 548.08 | 5480.8
3.20.25 | 2R2.23 | (*) F14 |  | nr | 27 | 0 | 0 |  | 550 | 14850 |  | 0 | 0 |  | 0 | 0 |  | 0 | 0 |  | 502 | 13554 |  | 430 | 11610 |  | 500 | 13500 |  | 0 | 0 |  | 200 | 5400 |  | 281.21 | 7592.67
3.20.26 | 2R2.24 | (*) F14B |  | nr | 10 | 0 | 0 |  | 550 | 5500 |  | 0 | 0 |  | 0 | 0 |  | 0 | 0 |  | 526 | 5260 |  | 479 | 4790 |  | 350 | 3500 |  | 0 | 0 |  | 535 | 5350 |  | 343.24 | 3432.4
3.20.27 | 2R2.25 | (*) F15 |  | nr | 43 | 0 | 0 |  | 400 | 17200 |  | 0 | 0 |  | 0 | 0 |  | 0 | 0 |  | 223 | 9589 |  | 2020 | 86860 |  | 600 | 25800 |  | 0 | 0 |  | 157 | 6751 |  | 246.09 | 10581.87
3.20.28 | 2R2.26 | (*) F15B |  | nr | 17 | 0 | 0 |  | 500 | 8500 |  | 0 | 0 |  | 0 | 0 |  | 0 | 0 |  | 275 | 4675 |  | 2020 | 34340 |  | 350 | 5950 |  | 0 | 0 |  | 157 | 2669 |  | 298.76 | 5078.92
3.20.29 | 2R2.27 | (*) D1 |  | nr | 242 | 0 | 0 |  | 400 | 96800 |  | 0 | 0 |  | 0 | 0 |  | 0 | 0 |  | 337 | 81554 |  | 1300 | 314600 |  | 750 | 181500 |  | 0 | 0 |  | 247 | 59774 |  | 129.05 | 31230.1
3.20.30 | 2R2.28 | (*) D1B |  | nr | 65 | 0 | 0 |  | 400 | 26000 |  | 0 | 0 |  | 0 | 0 |  | 0 | 0 |  | 360 | 23400 |  | 1602 | 104130 |  | 440 | 28600 |  | 0 | 0 |  | 288 | 18720 |  | 129.05 | 8388.25
3.20.31 | 2R2.29 | (*) D2 |  | nr | 20 | 0 | 0 |  | 400 | 8000 |  | 0 | 0 |  | 0 | 0 |  | 0 | 0 |  | 493 | 9860 |  | 2022 | 40440 |  | 250 | 5000 |  | 0 | 0 |  | 535 | 10700 |  | 226.2 | 4524
3.20.32 | 2R2.30 | (*) D2B |  | nr | 5 | 0 | 0 |  | 400 | 2000 |  | 0 | 0 |  | 0 | 0 |  | 0 | 0 |  | 512 | 2560 |  | 2244 | 11220 |  | 350 | 1750 |  | 0 | 0 |  | 112 | 560 |  | 226.2 | 1131
3.20.33 | 2R2.31 | (*) D3 |  | nr | 127 | 0 | 0 |  | 200 | 25400 |  | 0 | 0 |  | 0 | 0 |  | 0 | 0 |  | 237 | 30099 |  | 1218 | 154686 |  | 400 | 50800 |  | 0 | 0 |  | 112 | 14224 |  | 131.39 | 16686.53
3.20.34 | 2R2.32 | (*) D3B |  | nr | 102 | 0 | 0 |  | 200 | 20400 |  | 0 | 0 |  | 0 | 0 |  | 0 | 0 |  | 256 | 26112 |  | 1400 | 142800 |  | 250 | 25500 |  | 0 | 0 |  | 202 | 20604 |  | 131.39 | 13401.78
3.20.35 | 2R2.33 | (*) D4 |  | nr | 141 | 0 | 0 |  | 200 | 28200 |  | 0 | 0 |  | 0 | 0 |  | 0 | 0 |  | 171 | 24111 |  | 612 | 86292 |  | 400 | 56400 |  | 0 | 0 |  | 112 | 15792 |  | 120.85 | 17039.85
3.20.36 | 2R2.34 | (*) D4B |  | nr | 4 | 0 | 0 |  | 200 | 800 |  | 0 | 0 |  | 0 | 0 |  | 0 | 0 |  | 190 | 760 |  | 660 | 2640 |  | 500 | 2000 |  | 0 | 0 |  | 288 | 1152 |  | 120.85 | 483.4
3.20.37 | 2R2.35 | (*) D5 |  | nr | 22 | 0 | 0 |  | 500 | 11000 |  | 0 | 0 |  | 0 | 0 |  | 0 | 0 |  | 493 | 10846 |  | 1854 | 40788 |  | 450 | 9900 |  | 0 | 0 |  | 288 | 6336 |  | 264.82 | 5826.04
3.20.38 | 2R2.36 | (*) D5B |  | nr | 6 | 0 | 0 |  | 700 | 4200 |  | 0 | 0 |  | 0 | 0 |  | 0 | 0 |  | 512 | 3072 |  | 1758 | 10548 |  | 350 | 2100 |  | 0 | 0 |  | 425 | 2550 |  | 264.82 | 1588.92
3.20.39 | 2R2.37 | (*) T1 |  | nr | 10 | 0 | 0 |  | 5000 | 50000 |  | 0 | 0 |  | 0 | 0 |  | 0 | 0 |  | 15168 | 151680 |  | 2020 | 20200 |  | 250 | 2500 |  | 0 | 0 |  | 813 | 8130 |  | 3881.6 | 38816
3.20.40 | 2R2.38 | (*) WL1B |  | nr | 11 | 0 | 0 |  | 350 | 3850 |  | 0 | 0 |  | 0 | 0 |  | 0 | 0 |  | 474 | 5214 |  | 321 | 3531 |  | 200 | 2200 |  | 0 | 0 |  | 184 | 2024 |  | 246.09 | 2706.99
3.20.41 | 2R2.39 | (*) WL3 |  | nr | 40 | 0 | 0 |  | 350 | 14000 |  | 0 | 0 |  | 0 | 0 |  | 0 | 0 |  | 446 | 17840 |  | 1054 | 42160 |  | 400 | 16000 |  | 0 | 0 |  | 152 | 6080 |  | 379.53 | 15181.2
3.20.42 | 2R2.40 | (*) WL3B |  | nr | 127 | 0 | 0 |  | 400 | 50800 |  | 0 | 0 |  | 0 | 0 |  | 0 | 0 |  | 474 | 60198 |  | 1054 | 133858 |  | 400 | 50800 |  | 0 | 0 |  | 767 | 97409 |  | 446.25 | 56673.75
3.20.43 | 2R2.41 | (*) WL4B |  | nr | 8 | 0 | 0 |  | 600 | 4800 |  | 0 | 0 |  | 0 | 0 |  | 0 | 0 |  | 474 | 3792 |  | 1054 | 8432 |  | 400 | 3200 |  | 0 | 0 |  | 333 | 2664 |  | 310.47 | 2483.76
3.20.44 | 2R2.42 | (*) HB1 |  | nr | 24 | 0 | 0 |  | 700 | 16800 |  | 0 | 0 |  | 0 | 0 |  | 0 | 0 |  | 773 | 18552 |  | 1054 | 25296 |  | 250 | 6000 |  | 0 | 0 |  | 531 | 12744 |  | 702.58 | 16861.92
3.20.45 | 2R2.43 | (*) SPL |  | nr | 14 | 0 | 0 |  | 2000 | 28000 |  | 0 | 0 |  | 0 | 0 |  | 0 | 0 |  | 3318 | 46452 |  | 1113 | 15582 |  | 200 | 2800 |  | 0 | 0 |  | 536 | 7504 |  | 567.98 | 7951.72
3.20.46 | 2R2.44 | (*) S1 |  | nr | 28 | 0 | 0 |  | 400 | 11200 |  | 0 | 0 |  | 0 | 0 |  | 0 | 0 |  | 446 | 12488 |  | 904 | 25312 |  | 110 | 3080 |  | 0 | 0 |  | 227 | 6356 |  | 358.46 | 10036.88
3.20.47 | 2R2.45 | (*) S1B |  | nr | 68 | 0 | 0 |  | 400 | 27200 |  | 0 | 0 |  | 0 | 0 |  | 0 | 0 |  | 469 | 31892 |  | 966 | 65688 |  | 750 | 51000 |  | 0 | 0 |  | 391 | 26588 |  | 424.01 | 28832.68
3.20.48 | 2R2.46 | (*) LINEAR LED LIGHT (TYPE LL2) |  | m | 30 | 0 | 0 |  | 300 | 9000 |  | 0 | 0 |  | 0 | 0 |  | 0 | 0 |  | 280 | 8400 |  | 880 | 26400 |  | 850 | 25500 |  | 0 | 0 |  | 146 | 4380 |  | 118.8 | 3564
3.20.49 | 2R2.47 | (*) UP1 |  | nr | 83 | 0 | 0 |  | 0 | 0 |  | 0 | 0 |  | 0 | 0 |  | 0 | 0 |  | 1498 | 124334 |  | 1623 | 134709 |  | 850 | 70550 |  | 0 | 0 |  | 699 | 58017 |  | 0 | 0
3.20.50 | 2R2.48 | (*) UP2 |  | nr | 2 | 0 | 0 |  | 0 | 0 |  | 0 | 0 |  | 0 | 0 |  | 0 | 0 |  | 1612 | 3224 |  | 1623 | 3246 |  | 850 | 1700 |  | 0 | 0 |  | 699 | 1398 |  | 0 | 0
3.20.51 | 2R2.49 | (*) LP1 |  | nr | 75 | 0 | 0 |  | 0 | 0 |  | 0 | 0 |  | 0 | 0 |  | 0 | 0 |  | 3318 | 248850 |  | 20000 | 1500000 |  | 700 | 52500 |  | 0 | 0 |  | 8896 | 667200 |  | 0 | 0
3.20.52 | 2R2.50 | (*) LP2 |  | nr | 37 | 0 | 0 |  | 0 | 0 |  | 0 | 0 |  | 0 | 0 |  | 0 | 0 |  | 4740 | 175380 |  | 1623 | 60051 |  | 900 | 33300 |  | 0 | 0 |  | 261 | 9657 |  | 0 | 0
3.20.53 | 2R2.51 | (*) SP |  | nr | 74 | 0 | 0 |  | 0 | 0 |  | 0 | 0 |  | 0 | 0 |  | 0 | 0 |  | 1138 | 84212 |  | 1420 | 105080 |  | 800 | 59200 |  | 0 | 0 |  | 516 | 38184 |  | 0 | 0
3.20.54 | 2R2.52 | (*) FL1 |  | nr | 512 | 0 | 0 |  | 900 | 460800 |  | 0 | 0 |  | 0 | 0 |  | 0 | 0 |  | 1612 | 825344 |  | 1623 | 830976 |  | 900 | 460800 |  | 0 | 0 |  | 2439 | 1248768 |  | 2688.3 | 1376409.6
3.20.55 | 2R2.53 | (*) FL2 |  | nr | 227 | 0 | 0 |  | 300 | 68100 |  | 0 | 0 |  | 0 | 0 |  | 0 | 0 |  | 332 | 75364 |  | 1623 | 368421 |  | 1200 | 272400 |  | 0 | 0 |  | 184 | 41768 |  | 0 | 0
3.20.56 | 2R2.54 | (*) FL4A |  | nr | 18 | 0 | 0 |  | 0 | 0 |  | 0 | 0 |  | 0 | 0 |  | 0 | 0 |  | 12324 | 221832 |  | 1623 | 29214 |  | 275 | 4950 |  | 0 | 0 |  | 11219 | 201942 |  | 0 | 0
3.20.57 | 2R2.55 | (*) FL4B |  | nr | 18 | 0 | 0 |  | 0 | 0 |  | 0 | 0 |  | 0 | 0 |  | 0 | 0 |  | 12324 | 221832 |  | 1623 | 29214 |  | 400 | 7200 |  | 0 | 0 |  | 11219 | 201942 |  | 0 | 0
| Note | Note Details
3.20.58 | - | Lighting Points
3.20.59 | - | Supply, installation, connecting, testing and commissioning of lighting points including conduits, conduit fittings, boxes, copper conductors not less than 2.5 mm² wiring for lighting points, earthing terminations, accessories and all necessary civil works as per specification (section 260533, 260519) and drawings.
| Item Code | Description | Item Remarks | Unit of Measurement | Quantity/Base Price | Unit Price/Discount % (Excluding VAT) | Total |  | Unit Price/Discount % (Excluding VAT) | Total |  | Unit Price/Discount % (Excluding VAT) | Total |  | Unit Price/Discount % (Excluding VAT) | Total |  | Unit Price/Discount % (Excluding VAT) | Total |  | Unit Price/Discount % (Excluding VAT) | Total |  | Unit Price/Discount % (Excluding VAT) | Total |  | Unit Price/Discount % (Excluding VAT) | Total |  | Unit Price/Discount % (Excluding VAT) | Total |  | Unit Price/Discount % (Excluding VAT) | Total |  | Unit Price/Discount % (Excluding VAT) | Total |  | Unit Price/Discount % (Excluding VAT) | Total |  | Unit Price/Discount % (Excluding VAT) | Total | Unit Price/Discount % (Excluding VAT) | Total | Unit Price/Discount % (Excluding VAT) | Total
3.20.60 | 2R2.56 | (*) Lighting Point |  | nr | 4842 | 0 | 0 |  | 150 | 726300 |  | 0 | 0 |  | 0 | 0 |  | 0 | 0 |  | 313 | 1515546 |  | 110 | 532620 |  | 175 | 847350 |  | 0 | 0 |  | 209 | 1011978 |  | 83.04 | 402079.68
| Note | Note Details
3.20.61 | - | Lighting Switches & Sensors
3.20.62 | - | Supply, installation, connecting, testing and commissioning of lighting switches 10A, 230V & sensors as specified below including pvc conduits, conduit fittings, boxes, earthing terminations, copper conductors up-to switches, accessories and all necessary civil works as per specification (section 260519, 260533, 260620.26, 260943) and drawings.
| Item Code | Description | Item Remarks | Unit of Measurement | Quantity/Base Price | Unit Price/Discount % (Excluding VAT) | Total |  | Unit Price/Discount % (Excluding VAT) | Total |  | Unit Price/Discount % (Excluding VAT) | Total |  | Unit Price/Discount % (Excluding VAT) | Total |  | Unit Price/Discount % (Excluding VAT) | Total |  | Unit Price/Discount % (Excluding VAT) | Total |  | Unit Price/Discount % (Excluding VAT) | Total |  | Unit Price/Discount % (Excluding VAT) | Total |  | Unit Price/Discount % (Excluding VAT) | Total |  | Unit Price/Discount % (Excluding VAT) | Total |  | Unit Price/Discount % (Excluding VAT) | Total |  | Unit Price/Discount % (Excluding VAT) | Total |  | Unit Price/Discount % (Excluding VAT) | Total | Unit Price/Discount % (Excluding VAT) | Total | Unit Price/Discount % (Excluding VAT) | Total
3.20.63 | 2R2.57 | (*) 1 gang 1 way Switch |  | nr | 122 | 0 | 0 |  | 110 | 13420 |  | 0 | 0 |  | 0 | 0 |  | 0 | 0 |  | 265 | 32330 |  | 80 | 9760 |  | 10 | 1220 |  | 0 | 0 |  | 58 | 7076 |  | 93.64 | 11424.08
3.20.64 | 2R2.58 | (*) 2 gang 1 way Switch |  | nr | 121 | 0 | 0 |  | 165 | 19965 |  | 0 | 0 |  | 0 | 0 |  | 0 | 0 |  | 303 | 36663 |  | 88 | 10648 |  | 10 | 1210 |  | 0 | 0 |  | 65 | 7865 |  | 97.15 | 11755.15
3.20.65 | 2R2.59 | (*) 1 gang 2 way Switch |  | nr | 16 | 0 | 0 |  | 110 | 1760 |  | 0 | 0 |  | 0 | 0 |  | 0 | 0 |  | 308 | 4928 |  | 91 | 1456 |  | 14 | 224 |  | 0 | 0 |  | 58 | 928 |  | 94.81 | 1516.96
3.20.66 | 2R2.60 | (*) 2 gang 2 way Switch |  | nr | 79 | 0 | 0 |  | 165 | 13035 |  | 0 | 0 |  | 0 | 0 |  | 0 | 0 |  | 346 | 27334 |  | 97 | 7663 |  | 14 | 1106 |  | 0 | 0 |  | 65 | 5135 |  | 100.66 | 7952.14
3.20.67 | 2R2.61 | (*) 1 gang 1 way Switch water proof |  | nr | 3 | 0 | 0 |  | 300 | 900 |  | 0 | 0 |  | 0 | 0 |  | 0 | 0 |  | 360 | 1080 |  | 183 | 549 |  | 15 | 45 |  | 0 | 0 |  | 98 | 294 |  | 118.22 | 354.66
3.20.68 | 2R2.62 | (*) 2 gang 2 way Switch water proof |  | nr | 16 | 0 | 0 |  | 400 | 6400 |  | 0 | 0 |  | 0 | 0 |  | 0 | 0 |  | 474 | 7584 |  | 193 | 3088 |  | 15 | 240 |  | 0 | 0 |  | 98 | 1568 |  | 121.73 | 1947.68
3.20.69 | 2R2.63 | (*) 1 gang 2 way Switch water proof |  | nr | 1 | 0 | 0 |  | 300 | 300 |  | 0 | 0 |  | 0 | 0 |  | 0 | 0 |  | 455 | 455 |  | 210 | 210 |  | 19 | 19 |  | 0 | 0 |  | 98 | 98 |  | 119.39 | 119.39
3.20.70 | 2R2.64 | (*) 2 gang 1 way Switch water proof |  | nr | 8 | 0 | 0 |  | 400 | 3200 |  | 0 | 0 |  | 0 | 0 |  | 0 | 0 |  | 446 | 3568 |  | 240 | 1920 |  | 19 | 152 |  | 0 | 0 |  | 98 | 784 |  | 120.56 | 964.48
3.20.71 | 2R2.65 | (*) Double pool switch |  | nr | 21 | 0 | 0 |  | 300 | 6300 |  | 0 | 0 |  | 0 | 0 |  | 0 | 0 |  | 417 | 8757 |  | 300 | 6300 |  | 10 | 210 |  | 0 | 0 |  | 280 | 5880 |  | 104.17 | 2187.57
3.20.72 | 2R2.66 | (*) Multi sensor (MOTION + LUX + IR SENSOR) |  | nr | 381 | 0 | 0 |  | 0 | 0 |  | 0 | 0 |  | 0 | 0 |  | 0 | 0 |  | 0 | 0 |  | 300 | 114300 |  | 25 | 9525 |  | 0 | 0 |  | 715 | 272415 |  | 0 | 0
3.20.73 | 2R2.67 | (*) Passive Infra-Red Detector |  | nr | 58 | 0 | 0 |  | 0 | 0 |  | 0 | 0 |  | 0 | 0 |  | 0 | 0 |  | 0 | 0 |  | 250 | 14500 |  | 25 | 1450 |  | 0 | 0 |  | 603 | 34974 |  | 0 | 0
3.20.74 | 2R2.68 | (*) Intelligent Digital Switch Control Panel |  | nr | 2 | 0 | 0 |  | 0 | 0 |  | 0 | 0 |  | 0 | 0 |  | 0 | 0 |  | 0 | 0 |  | 800 | 1600 |  | 40 | 80 |  | 0 | 0 |  | 110256 | 220512 |  | 0 | 0
| Note | Note Details
3.20.75 | - | Contractor's Adjustment
| Item Code | Description | Item Remarks | Unit of Measurement | Quantity/Base Price | Unit Price/Discount % (Excluding VAT) | Total |  | Unit Price/Discount % (Excluding VAT) | Total |  | Unit Price/Discount % (Excluding VAT) | Total |  | Unit Price/Discount % (Excluding VAT) | Total |  | Unit Price/Discount % (Excluding VAT) | Total |  | Unit Price/Discount % (Excluding VAT) | Total |  | Unit Price/Discount % (Excluding VAT) | Total |  | Unit Price/Discount % (Excluding VAT) | Total |  | Unit Price/Discount % (Excluding VAT) | Total |  | Unit Price/Discount % (Excluding VAT) | Total |  | Unit Price/Discount % (Excluding VAT) | Total |  | Unit Price/Discount % (Excluding VAT) | Total |  | Unit Price/Discount % (Excluding VAT) | Total | Unit Price/Discount % (Excluding VAT) | Total | Unit Price/Discount % (Excluding VAT) | Total
3.20.76 | 2R2.69 | (*) Contractor may price here any items which has been shown in the drawings or any other documents but overlooked or not specifically mentioned in the schedule of items and is necessary for the satisfactory completion of the Works. Should the Contractor fail to insert any item here, it will be deemed that Lump Sum Contract Price includes all such items and no claims for additional items will be entertained. |  | Item | 1 | 0 | 0 |  | 0 | 0 |  | 0 | 0 |  | 0 | 0 |  | 0 | 0 |  | 0 | 0 |  | 0 | 0 |  | 0 | 0 |  | 0 | 0 |  | 0 | 0 |  | 0 | 0
| Note | Note Details
3.20.77 | - | Please attach one PDF file to be named "Additional Items for (insert bill no/name & Section No/name)" for the details of these additional items in the additional attachment area at the end of the BOQ.
3.21 SECTION R3 - POWER SYSTEM | [5 empty] | 52 (out of 52) | 0 |  | 52 (out of 52) | 819075 |  | 52 (out of 52) | 0 |  | 52 (out of 52) | 0 |  | 52 (out of 52) | 0 |  | 52 (out of 52) | 671765 |  | 52 (out of 52) | 628371 |  | 52 (out of 52) | 1067050 |  | 52 (out of 52) | 0 |  | 52 (out of 52) | 847482 |  | 52 (out of 52) | 652047.7
| Note | Note Details
3.21.1 | - | NORMAL & POWER SOCKETS
3.21.2 | - | Supply, installation, connecting, testing and commissioning of normal and power sockets as specified below including pvc conduits, conduit fittings, boxes, earthing terminations, copper conductors, all fixings supports and all necessary works from the panel boards to socket outlets as per specification (section 260519, 260533, 260620.26) and drawings.
| Item Code | Description | Item Remarks | Unit of Measurement | Quantity/Base Price | Unit Price/Discount % (Excluding VAT) | Total |  | Unit Price/Discount % (Excluding VAT) | Total |  | Unit Price/Discount % (Excluding VAT) | Total |  | Unit Price/Discount % (Excluding VAT) | Total |  | Unit Price/Discount % (Excluding VAT) | Total |  | Unit Price/Discount % (Excluding VAT) | Total |  | Unit Price/Discount % (Excluding VAT) | Total |  | Unit Price/Discount % (Excluding VAT) | Total |  | Unit Price/Discount % (Excluding VAT) | Total |  | Unit Price/Discount % (Excluding VAT) | Total |  | Unit Price/Discount % (Excluding VAT) | Total |  | Unit Price/Discount % (Excluding VAT) | Total |  | Unit Price/Discount % (Excluding VAT) | Total | Unit Price/Discount % (Excluding VAT) | Total | Unit Price/Discount % (Excluding VAT) | Total
3.21.3 | 2R3.01 | (*) 13A 3Pin SW Socket |  | nr | 180 | 0 | 0 |  | 275 | 49500 |  | 0 | 0 |  | 0 | 0 |  | 0 | 0 |  | 265 | 47700 |  | 135 | 24300 |  | 325 | 58500 |  | 0 | 0 |  | 286 | 51480 |  | 206.77 | 37218.6
3.21.4 | 2R3.02 | (*) 13A 3Pin SW Twin Socket |  | nr | 708 | 0 | 0 |  | 330 | 233640 |  | 0 | 0 |  | 0 | 0 |  | 0 | 0 |  | 294 | 208152 |  | 149 | 105492 |  | 325 | 230100 |  | 0 | 0 |  | 312 | 220896 |  | 216.13 | 153020.04
3.21.5 | 2R3.03 | (*) 13A 3 Pin SW Twin Socket (Cleaner Socket) |  | nr | 78 | 0 | 0 |  | 330 | 25740 |  | 0 | 0 |  | 0 | 0 |  | 0 | 0 |  | 270 | 21060 |  | 135 | 10530 |  | 350 | 27300 |  | 0 | 0 |  | 312 | 24336 |  | 216.13 | 16858.14
3.21.6 | 2R3.04 | (*) 13A 3 Pin SW Socket At High Level |  | nr | 15 | 0 | 0 |  | 275 | 4125 |  | 0 | 0 |  | 0 | 0 |  | 0 | 0 |  | 303 | 4545 |  | 135 | 2025 |  | 350 | 5250 |  | 0 | 0 |  | 286 | 4290 |  | 206.77 | 3101.55
3.21.7 | 2R3.05 | (*) 13A 3 Pin SW Twin Socket At High Level |  | nr | 108 | 0 | 0 |  | 275 | 29700 |  | 0 | 0 |  | 0 | 0 |  | 0 | 0 |  | 332 | 35856 |  | 149 | 16092 |  | 350 | 37800 |  | 0 | 0 |  | 312 | 33696 |  | 216.13 | 23342.04
3.21.8 | 2R3.06 | (*) 13A 3 Pin SW Socket (Weather Proof) |  | nr | 46 | 0 | 0 |  | 550 | 25300 |  | 0 | 0 |  | 0 | 0 |  | 0 | 0 |  | 360 | 16560 |  | 238 | 10948 |  | 350 | 16100 |  | 0 | 0 |  | 349 | 16054 |  | 231.35 | 10642.1
3.21.9 | 2R3.07 | (*) 13A 3 Pin SW Twin Socket (Weather Proof) |  | nr | 3 | 0 | 0 |  | 660 | 1980 |  | 0 | 0 |  | 0 | 0 |  | 0 | 0 |  | 436 | 1308 |  | 238 | 714 |  | 350 | 1050 |  | 0 | 0 |  | 463 | 1389 |  | 266.46 | 799.38
3.21.10 | 2R3.08 | (*) 13A 3 Pin SW Twin Socket At High Level (Weather Proof) |  | nr | 58 | 0 | 0 |  | 660 | 38280 |  | 0 | 0 |  | 0 | 0 |  | 0 | 0 |  | 455 | 26390 |  | 144 | 8352 |  | 350 | 20300 |  | 0 | 0 |  | 463 | 26854 |  | 266.46 | 15454.68
3.21.11 | 2R3.09 | (*) 13A Fused Spur Unit |  | nr | 2 | 0 | 0 |  | 275 | 550 |  | 0 | 0 |  | 0 | 0 |  | 0 | 0 |  | 265 | 530 |  | 247 | 494 |  | 350 | 700 |  | 0 | 0 |  | 286 | 572 |  | 213.79 | 427.58
3.21.12 | 2R3.10 | (*) 13A Fused Spur Unit At High Level |  | nr | 2 | 0 | 0 |  | 275 | 550 |  | 0 | 0 |  | 0 | 0 |  | 0 | 0 |  | 284 | 568 |  | 144 | 288 |  | 350 | 700 |  | 0 | 0 |  | 286 | 572 |  | 213.79 | 427.58
3.21.13 | 2R3.11 | (*) 13A Switched Fused Spur Unit (Weather Proof) |  | nr | 9 | 0 | 0 |  | 550 | 4950 |  | 0 | 0 |  | 0 | 0 |  | 0 | 0 |  | 379 | 3411 |  | 250 | 2250 |  | 350 | 3150 |  | 0 | 0 |  | 463 | 4167 |  | 247.73 | 2229.57
3.21.14 | 2R3.12 | (*) 13A Switched Fused Spur Unit At High Level |  | nr | 416 | 0 | 0 |  | 275 | 114400 |  | 0 | 0 |  | 0 | 0 |  | 0 | 0 |  | 303 | 126048 |  | 360 | 149760 |  | 350 | 145600 |  | 0 | 0 |  | 286 | 118976 |  | 225.49 | 93803.84
3.21.15 | 2R3.13 | (*) 16A Plug-In Commando Socket |  | nr | 32 | 0 | 0 |  | 330 | 10560 |  | 0 | 0 |  | 0 | 0 |  | 0 | 0 |  | 569 | 18208 |  | 155 | 4960 |  | 350 | 11200 |  | 0 | 0 |  | 1283 | 41056 |  | 216.13 | 6916.16
3.21.16 | 2R3.14 | (*) Floor junction box,IP68 |  | nr | 6 | 0 | 0 |  | 1500 | 9000 |  | 0 | 0 |  | 0 | 0 |  | 0 | 0 |  | 1422 | 8532 |  | 480 | 2880 |  | 1500 | 9000 |  | 0 | 0 |  | 2410 | 14460 |  | 456.08 | 2736.48
3.21.17 | 2R3.15 | (*) Ceiling junction box |  | nr | 6 | 0 | 0 |  | 500 | 3000 |  | 0 | 0 |  | 0 | 0 |  | 0 | 0 |  | 332 | 1992 |  | 6160 | 36960 |  | 1500 | 9000 |  | 0 | 0 |  | 522 | 3132 |  | 380 | 2280
3.21.18 | 2R3.16 | (*) Wall junction box |  | nr | 6 | 0 | 0 |  | 300 | 1800 |  | 0 | 0 |  | 0 | 0 |  | 0 | 0 |  | 332 | 1992 |  | 5140 | 30840 |  | 1500 | 9000 |  | 0 | 0 |  | 991 | 5946 |  | 380 | 2280
3.21.19 | 2R3.17 | (*) Control panel for Electrical Fire Pump-1 + JOCKEY PUMP-1 (waterproofed) |  | nr | 1 | 0 | 0 |  | 0 | 0 |  | 0 | 0 |  | 0 | 0 |  | 0 | 0 |  | 3318 | 3318 |  | 5140 | 5140 |  | 15000 | 15000 |  | 0 | 0 |  | 534 | 534 |  | 2926.2 | 2926.2
3.21.20 | 2R3.18 | (*) Control panel for CHILLER (ACH-FF-01) (waterproofed) |  | nr | 1 | 0 | 0 |  | 0 | 0 |  | 0 | 0 |  | 0 | 0 |  | 0 | 0 |  | 6162 | 6162 |  | 5140 | 5140 |  | 15000 | 15000 |  | 0 | 0 |  | 1226 | 1226 |  | 9188.26 | 9188.26
3.21.21 | 2R3.19 | (*) Control panel for CHILLER (ACH-FF-02) (waterproofed) |  | nr | 1 | 0 | 0 |  | 0 | 0 |  | 0 | 0 |  | 0 | 0 |  | 0 | 0 |  | 6162 | 6162 |  | 5140 | 5140 |  | 15000 | 15000 |  | 0 | 0 |  | 1226 | 1226 |  | 9188.26 | 9188.26
3.21.22 | 2R3.20 | (*) Control panel for CHILLER (ACH-FF-03) (waterproofed) |  | nr | 1 | 0 | 0 |  | 0 | 0 |  | 0 | 0 |  | 0 | 0 |  | 0 | 0 |  | 6162 | 6162 |  | 6160 | 6160 |  | 15000 | 15000 |  | 0 | 0 |  | 1226 | 1226 |  | 9188.26 | 9188.26
3.21.23 | 2R3.21 | (*) Control panel for LIFT SUMP PUMP-1 (waterproofed) |  | nr | 1 | 0 | 0 |  | 0 | 0 |  | 0 | 0 |  | 0 | 0 |  | 0 | 0 |  | 948 | 948 |  | 3600 | 3600 |  | 15000 | 15000 |  | 0 | 0 |  | 534 | 534 |  | 4506.35 | 4506.35
3.21.24 | 2R3.22 | (*) Control panel for LIFT SUMP PUMP-2 (waterproofed) |  | nr | 1 | 0 | 0 |  | 0 | 0 |  | 0 | 0 |  | 0 | 0 |  | 0 | 0 |  | 948 | 948 |  | 3600 | 3600 |  | 15000 | 15000 |  | 0 | 0 |  | 534 | 534 |  | 4506.35 | 4506.35
3.21.25 | 2R3.23 | (*) Control panel for LIFT SUMP PUMP-3 (waterproofed) |  | nr | 1 | 0 | 0 |  | 0 | 0 |  | 0 | 0 |  | 0 | 0 |  | 0 | 0 |  | 948 | 948 |  | 3600 | 3600 |  | 15000 | 15000 |  | 0 | 0 |  | 534 | 534 |  | 4506.35 | 4506.35
3.21.26 | 2R3.24 | (*) Control panel for DOMESTIC TRANSFER PUMP (waterproofed) |  | nr | 1 | 0 | 0 |  | 0 | 0 |  | 0 | 0 |  | 0 | 0 |  | 0 | 0 |  | 2370 | 2370 |  | 3100 | 3100 |  | 15000 | 15000 |  | 0 | 0 |  | 534 | 534 |  | 2926.2 | 2926.2
3.21.27 | 2R3.25 | (*) Control panel for IRRIGATION PUMP (waterproofed) |  | nr | 1 | 0 | 0 |  | 0 | 0 |  | 0 | 0 |  | 0 | 0 |  | 0 | 0 |  | 2370 | 2370 |  | 3100 | 3100 |  | 15000 | 15000 |  | 0 | 0 |  | 534 | 534 |  | 2926.2 | 2926.2
3.21.28 | 2R3.26 | (*) Control panel for SELF PRIMING FILTER PUMP (waterproofed) |  | nr | 1 | 0 | 0 |  | 0 | 0 |  | 0 | 0 |  | 0 | 0 |  | 0 | 0 |  | 1422 | 1422 |  | 5130 | 5130 |  | 15000 | 15000 |  | 0 | 0 |  | 534 | 534 |  | 2926.2 | 2926.2
3.21.29 | 2R3.27 | (*) Control panel for DOMESTIC WATER BOOSTER PUMP (waterproofed) |  | nr | 1 | 0 | 0 |  | 0 | 0 |  | 0 | 0 |  | 0 | 0 |  | 0 | 0 |  | 3318 | 3318 |  | 3600 | 3600 |  | 15000 | 15000 |  | 0 | 0 |  | 534 | 534 |  | 2926.2 | 2926.2
3.21.30 | 2R3.28 | (*) Control panel for TANK CIRCULATING PUMP (waterproofed) |  | nr | 4 | 0 | 0 |  | 0 | 0 |  | 0 | 0 |  | 0 | 0 |  | 0 | 0 |  | 948 | 3792 |  | 3160 | 12640 |  | 15000 | 60000 |  | 0 | 0 |  | 534 | 2136 |  | 2926.2 | 11704.8
3.21.31 | 2R3.29 | (*) POOL HEAT PUMP (waterproofed) |  | nr | 3 | 0 | 0 |  | 0 | 0 |  | 0 | 0 |  | 0 | 0 |  | 0 | 0 |  | 948 | 2844 |  | 6160 | 18480 |  | 15000 | 45000 |  | 0 | 0 |  | 534 | 1602 |  | 2926.2 | 8778.6
3.21.32 | 2R3.30 | (*) Control panel for FAHU-01 (waterproofed) |  | nr | 1 | 0 | 0 |  | 0 | 0 |  | 0 | 0 |  | 0 | 0 |  | 0 | 0 |  | 1138 | 1138 |  | 6160 | 6160 |  | 15000 | 15000 |  | 0 | 0 |  | 10969 | 10969 |  | 9188.26 | 9188.26
3.21.33 | 2R3.31 | (*) Control panel for FAHU-02 (waterproofed) |  | nr | 1 | 0 | 0 |  | 0 | 0 |  | 0 | 0 |  | 0 | 0 |  | 0 | 0 |  | 1138 | 1138 |  | 6160 | 6160 |  | 15000 | 15000 |  | 0 | 0 |  | 10969 | 10969 |  | 9188.26 | 9188.26
3.21.34 | 2R3.32 | (*) Control panel for FAHU-03 (waterproofed) |  | nr | 1 | 0 | 0 |  | 0 | 0 |  | 0 | 0 |  | 0 | 0 |  | 0 | 0 |  | 1138 | 1138 |  | 6160 | 6160 |  | 15000 | 15000 |  | 0 | 0 |  | 10969 | 10969 |  | 9188.26 | 9188.26
3.21.35 | 2R3.33 | (*) Control panel for FAHU-04 (waterproofed) |  | nr | 1 | 0 | 0 |  | 0 | 0 |  | 0 | 0 |  | 0 | 0 |  | 0 | 0 |  | 1138 | 1138 |  | 6160 | 6160 |  | 15000 | 15000 |  | 0 | 0 |  | 10969 | 10969 |  | 9188.26 | 9188.26
3.21.36 | 2R3.34 | (*) Control panel for FAHU-05 (waterproofed) |  | nr | 1 | 0 | 0 |  | 0 | 0 |  | 0 | 0 |  | 0 | 0 |  | 0 | 0 |  | 1138 | 1138 |  | 6160 | 6160 |  | 15000 | 15000 |  | 0 | 0 |  | 10969 | 10969 |  | 9188.26 | 9188.26
3.21.37 | 2R3.35 | (*) Control panel for FAHU-06 (waterproofed) |  | nr | 1 | 0 | 0 |  | 0 | 0 |  | 0 | 0 |  | 0 | 0 |  | 0 | 0 |  | 1138 | 1138 |  | 6160 | 6160 |  | 15000 | 15000 |  | 0 | 0 |  | 10969 | 10969 |  | 9188.26 | 9188.26
3.21.38 | 2R3.36 | (*) Control panel for FAHU-07 (waterproofed) |  | nr | 1 | 0 | 0 |  | 0 | 0 |  | 0 | 0 |  | 0 | 0 |  | 0 | 0 |  | 1138 | 1138 |  | 6160 | 6160 |  | 15000 | 15000 |  | 0 | 0 |  | 10969 | 10969 |  | 9188.26 | 9188.26
| Note | Note Details
3.21.39 | - | Isolators
3.21.40 | - | Supply, installation, connecting, testing and commissioning of isolators as specified below including pvc conduits, conduit fittings, boxes, earthing terminations, copper conductors, all fixings supports and all necessary works from the panel boards to isolators as per specification (section 260519, 260533, 260620.26) and drawings.
| Item Code | Description | Item Remarks | Unit of Measurement | Quantity/Base Price | Unit Price/Discount % (Excluding VAT) | Total |  | Unit Price/Discount % (Excluding VAT) | Total |  | Unit Price/Discount % (Excluding VAT) | Total |  | Unit Price/Discount % (Excluding VAT) | Total |  | Unit Price/Discount % (Excluding VAT) | Total |  | Unit Price/Discount % (Excluding VAT) | Total |  | Unit Price/Discount % (Excluding VAT) | Total |  | Unit Price/Discount % (Excluding VAT) | Total |  | Unit Price/Discount % (Excluding VAT) | Total |  | Unit Price/Discount % (Excluding VAT) | Total |  | Unit Price/Discount % (Excluding VAT) | Total |  | Unit Price/Discount % (Excluding VAT) | Total |  | Unit Price/Discount % (Excluding VAT) | Total | Unit Price/Discount % (Excluding VAT) | Total | Unit Price/Discount % (Excluding VAT) | Total
3.21.41 | 2R3.37 | (*) 20 A SPN isolating switch |  | nr | 17 | 0 | 0 |  | 600 | 10200 |  | 0 | 0 |  | 0 | 0 |  | 0 | 0 |  | 175 | 2975 |  | 216 | 3672 |  | 300 | 5100 |  | 0 | 0 |  | 444 | 7548 |  | 159.42 | 2710.14
3.21.42 | 2R3.38 | (*) 32 A SPN isolating switch |  | nr | 24 | 0 | 0 |  | 700 | 16800 |  | 0 | 0 |  | 0 | 0 |  | 0 | 0 |  | 284 | 6816 |  | 288 | 6912 |  | 300 | 7200 |  | 0 | 0 |  | 444 | 10656 |  | 194.53 | 4668.72
3.21.43 | 2R3.39 | (*) 16A SPN Isolating switch |  | nr | 88 | 0 | 0 |  | 600 | 52800 |  | 0 | 0 |  | 0 | 0 |  | 0 | 0 |  | 166 | 14608 |  | 200 | 17600 |  | 400 | 35200 |  | 0 | 0 |  | 437 | 38456 |  | 159.42 | 14028.96
3.21.44 | 2R3.40 | (*) 16A SPN Isolating switch (waterproof type) |  | nr | 43 | 0 | 0 |  | 600 | 25800 |  | 0 | 0 |  | 0 | 0 |  | 0 | 0 |  | 166 | 7138 |  | 320 | 13760 |  | 400 | 17200 |  | 0 | 0 |  | 437 | 18791 |  | 159.42 | 6855.06
3.21.45 | 2R3.41 | (*) 20A SPN Isolating switch (waterproof type) |  | nr | 2 | 0 | 0 |  | 600 | 1200 |  | 0 | 0 |  | 0 | 0 |  | 0 | 0 |  | 175 | 350 |  | 420 | 840 |  | 300 | 600 |  | 0 | 0 |  | 444 | 888 |  | 159.42 | 318.84
3.21.46 | 2R3.42 | (*) 32 A SPN isolating switch (waterproof type) |  | nr | 23 | 0 | 0 |  | 700 | 16100 |  | 0 | 0 |  | 0 | 0 |  | 0 | 0 |  | 332 | 7636 |  | 550 | 12650 |  | 300 | 6900 |  | 0 | 0 |  | 444 | 10212 |  | 194.53 | 4474.19
3.21.47 | 2R3.43 | (*) 20A TP Isolating switch |  | nr | 8 | 0 | 0 |  | 600 | 4800 |  | 0 | 0 |  | 0 | 0 |  | 0 | 0 |  | 294 | 2352 |  | 269 | 2152 |  | 400 | 3200 |  | 0 | 0 |  | 414 | 3312 |  | 168.78 | 1350.24
3.21.48 | 2R3.44 | (*) 32A TP Isolating switch |  | nr | 1 | 0 | 0 |  | 700 | 700 |  | 0 | 0 |  | 0 | 0 |  | 0 | 0 |  | 332 | 332 |  | 350 | 350 |  | 600 | 600 |  | 0 | 0 |  | 641 | 641 |  | 213.26 | 213.26
3.21.49 | 2R3.45 | (*) 63A TP Isolating switch |  | nr | 2 | 0 | 0 |  | 1500 | 3000 |  | 0 | 0 |  | 0 | 0 |  | 0 | 0 |  | 502 | 1004 |  | 400 | 800 |  | 400 | 800 |  | 0 | 0 |  | 726 | 1452 |  | 420.51 | 841.02
3.21.50 | 2R3.46 | (*) 20A TP Isolating switch (waterproof type) |  | nr | 13 | 0 | 0 |  | 600 | 7800 |  | 0 | 0 |  | 0 | 0 |  | 0 | 0 |  | 294 | 3822 |  | 320 | 4160 |  | 400 | 5200 |  | 0 | 0 |  | 414 | 5382 |  | 168.78 | 2194.14
3.21.51 | 2R3.47 | (*) 40A TP Isolating switch (waterproof type) |  | nr | 22 | 0 | 0 |  | 1200 | 26400 |  | 0 | 0 |  | 0 | 0 |  | 0 | 0 |  | 446 | 9812 |  | 370 | 8140 |  | 400 | 8800 |  | 0 | 0 |  | 641 | 14102 |  | 397.03 | 8734.66
3.21.52 | 2R3.48 | (*) 63A TP Isolating switch (waterproof type) |  | nr | 16 | 0 | 0 |  | 1500 | 24000 |  | 0 | 0 |  | 0 | 0 |  | 0 | 0 |  | 502 | 8032 |  | 400 | 6400 |  | 400 | 6400 |  | 0 | 0 |  | 726 | 11616 |  | 420.51 | 6728.16
3.21.53 | 2R3.49 | (*) 80A TP Isolating switch (waterproof type) |  | nr | 8 | 0 | 0 |  | 1800 | 14400 |  | 0 | 0 |  | 0 | 0 |  | 0 | 0 |  | 645 | 5160 |  | 450 | 3600 |  | 600 | 4800 |  | 0 | 0 |  | 777 | 6216 |  | 621.83 | 4974.64
3.21.54 | 2R3.50 | (*) 125A TP Isolating switch (waterproof type) |  | nr | 1 | 0 | 0 |  | 2000 | 2000 |  | 0 | 0 |  | 0 | 0 |  | 0 | 0 |  | 1706 | 1706 |  | 900 | 900 |  | 800 | 800 |  | 0 | 0 |  | 891 | 891 |  | 1205.9 | 1205.9
3.21.55 | 2R3.51 | (*) 2000A TP Isolating switch (waterproof type) |  | nr | 3 | 0 | 0 |  | 20000 | 60000 |  | 0 | 0 |  | 0 | 0 |  | 0 | 0 |  | 9480 | 28440 |  | 6000 | 18000 |  | 1500 | 4500 |  | 0 | 0 |  | 20324 | 60972 |  | 14720.25 | 44160.75
| Note | Note Details
3.21.56 | - | Contractor's Adjustment
| Item Code | Description | Item Remarks | Unit of Measurement | Quantity/Base Price | Unit Price/Discount % (Excluding VAT) | Total |  | Unit Price/Discount % (Excluding VAT) | Total |  | Unit Price/Discount % (Excluding VAT) | Total |  | Unit Price/Discount % (Excluding VAT) | Total |  | Unit Price/Discount % (Excluding VAT) | Total |  | Unit Price/Discount % (Excluding VAT) | Total |  | Unit Price/Discount % (Excluding VAT) | Total |  | Unit Price/Discount % (Excluding VAT) | Total |  | Unit Price/Discount % (Excluding VAT) | Total |  | Unit Price/Discount % (Excluding VAT) | Total |  | Unit Price/Discount % (Excluding VAT) | Total |  | Unit Price/Discount % (Excluding VAT) | Total |  | Unit Price/Discount % (Excluding VAT) | Total | Unit Price/Discount % (Excluding VAT) | Total | Unit Price/Discount % (Excluding VAT) | Total
3.21.57 | 2R3.52 | (*) Contractor may price here any items which has been shown in the drawings or any other documents but overlooked or not specifically mentioned in the schedule of items and is necessary for the satisfactory completion of the Works. Should the Contractor fail to insert any item here, it will be deemed that Lump Sum Contract Price includes all such items and no claims for additional items will be entertained. |  | Item | 1 | 0 | 0 |  | 0 | 0 |  | 0 | 0 |  | 0 | 0 |  | 0 | 0 |  | 0 | 0 |  | 0 | 0 |  | 0 | 0 |  | 0 | 0 |  | 0 | 0 |  | 36535.23 | 36535.23
| Note | Note Details
3.21.58 | - | Please attach one PDF file to be named "Additional Items for (insert bill no/name & Section No/name)" for the details of these additional items in the additional attachment area at the end of the BOQ.
3.22 SECTION R4 - LIGHTING CONTROL SYSTEM | [5 empty] | 25 (out of 25) | 0 |  | 25 (out of 25) | 550220 |  | 25 (out of 25) | 0 |  | 25 (out of 25) | 0 |  | 25 (out of 25) | 0 |  | 25 (out of 25) | 471250 |  | 25 (out of 25) | 430250 |  | 25 (out of 25) | 134400 |  | 25 (out of 25) | 0 |  | 25 (out of 25) | 802345 |  | 25 (out of 25) | 619235.56
| Note | Note Details
3.22.1 | - | Supply, installation, testing and connecting lighting control panels and all in accordance with specification (section 260943) and as detailed in drawing.
| Item Code | Description | Item Remarks | Unit of Measurement | Quantity/Base Price | Unit Price/Discount % (Excluding VAT) | Total |  | Unit Price/Discount % (Excluding VAT) | Total |  | Unit Price/Discount % (Excluding VAT) | Total |  | Unit Price/Discount % (Excluding VAT) | Total |  | Unit Price/Discount % (Excluding VAT) | Total |  | Unit Price/Discount % (Excluding VAT) | Total |  | Unit Price/Discount % (Excluding VAT) | Total |  | Unit Price/Discount % (Excluding VAT) | Total |  | Unit Price/Discount % (Excluding VAT) | Total |  | Unit Price/Discount % (Excluding VAT) | Total |  | Unit Price/Discount % (Excluding VAT) | Total |  | Unit Price/Discount % (Excluding VAT) | Total |  | Unit Price/Discount % (Excluding VAT) | Total | Unit Price/Discount % (Excluding VAT) | Total | Unit Price/Discount % (Excluding VAT) | Total
3.22.2 | 2R4.01 | (*) Multisensor (Motion + Lux + Ir Sensor) |  | nr | 445 | 0 | 0 |  | 660 | 293700 |  | 0 | 0 |  | 0 | 0 |  | 0 | 0 |  | 569 | 253205 |  | 300 | 133500 |  | 150 | 66750 |  | 0 | 0 |  | 731 | 325295 |  | 849.77 | 378147.65
3.22.3 | 2R4.02 | (*) Passive Infra-Red Detector |  | nr | 67 | 0 | 0 |  | 660 | 44220 |  | 0 | 0 |  | 0 | 0 |  | 0 | 0 |  | 853 | 57151 |  | 250 | 16750 |  | 100 | 6700 |  | 0 | 0 |  | 620 | 41540 |  | 889.14 | 59572.38
3.22.4 | 2R4.03 | (*) Intelligent Digital Switch Control Panel |  | nr | 2 | 0 | 0 |  | 2200 | 4400 |  | 0 | 0 |  | 0 | 0 |  | 0 | 0 |  | 815 | 1630 |  | 25000 | 50000 |  | 100 | 200 |  | 0 | 0 |  | 110256 | 220512 |  | 15051.19 | 30102.38
3.22.5 | 2R4.04 | (*) LCM-KIT-01 |  | nr | 1 | 0 | 0 |  | 9900 | 9900 |  | 0 | 0 |  | 0 | 0 |  | 0 | 0 |  | 7584 | 7584 |  | 15000 | 15000 |  | 750 | 750 |  | 0 | 0 |  | 10238 | 10238 |  | 7210.15 | 7210.15
3.22.6 | 2R4.05 | (*) LCM-MPG-01 |  | nr | 1 | 0 | 0 |  | 9900 | 9900 |  | 0 | 0 |  | 0 | 0 |  | 0 | 0 |  | 7584 | 7584 |  | 15000 | 15000 |  | 3000 | 3000 |  | 0 | 0 |  | 10238 | 10238 |  | 7210.15 | 7210.15
3.22.7 | 2R4.06 | (*) LCM-A-01 |  | nr | 1 | 0 | 0 |  | 9900 | 9900 |  | 0 | 0 |  | 0 | 0 |  | 0 | 0 |  | 7584 | 7584 |  | 15000 | 15000 |  | 3000 | 3000 |  | 0 | 0 |  | 10238 | 10238 |  | 7210.15 | 7210.15
3.22.8 | 2R4.07 | (*) LCM-B-01 |  | nr | 1 | 0 | 0 |  | 9900 | 9900 |  | 0 | 0 |  | 0 | 0 |  | 0 | 0 |  | 7584 | 7584 |  | 15000 | 15000 |  | 3000 | 3000 |  | 0 | 0 |  | 10238 | 10238 |  | 7210.15 | 7210.15
3.22.9 | 2R4.08 | (*) LCM-C-01 |  | nr | 1 | 0 | 0 |  | 9900 | 9900 |  | 0 | 0 |  | 0 | 0 |  | 0 | 0 |  | 7584 | 7584 |  | 10000 | 10000 |  | 3000 | 3000 |  | 0 | 0 |  | 10238 | 10238 |  | 7210.15 | 7210.15
3.22.10 | 2R4.09 | (*) LCM-D-01 |  | nr | 1 | 0 | 0 |  | 9900 | 9900 |  | 0 | 0 |  | 0 | 0 |  | 0 | 0 |  | 7584 | 7584 |  | 10000 | 10000 |  | 3000 | 3000 |  | 0 | 0 |  | 10238 | 10238 |  | 7210.15 | 7210.15
3.22.11 | 2R4.10 | (*) LCM-E-01 |  | nr | 1 | 0 | 0 |  | 9900 | 9900 |  | 0 | 0 |  | 0 | 0 |  | 0 | 0 |  | 7584 | 7584 |  | 10000 | 10000 |  | 3000 | 3000 |  | 0 | 0 |  | 10238 | 10238 |  | 7210.15 | 7210.15
3.22.12 | 2R4.11 | (*) LCM-F-01 |  | nr | 1 | 0 | 0 |  | 9900 | 9900 |  | 0 | 0 |  | 0 | 0 |  | 0 | 0 |  | 7584 | 7584 |  | 10000 | 10000 |  | 3000 | 3000 |  | 0 | 0 |  | 10238 | 10238 |  | 7210.15 | 7210.15
3.22.13 | 2R4.12 | (*) LCM-AD-GF-01 |  | nr | 1 | 0 | 0 |  | 9900 | 9900 |  | 0 | 0 |  | 0 | 0 |  | 0 | 0 |  | 7584 | 7584 |  | 10000 | 10000 |  | 3000 | 3000 |  | 0 | 0 |  | 10238 | 10238 |  | 7210.15 | 7210.15
3.22.14 | 2R4.13 | (*) LCM-AD-1F-01 |  | nr | 1 | 0 | 0 |  | 9900 | 9900 |  | 0 | 0 |  | 0 | 0 |  | 0 | 0 |  | 7584 | 7584 |  | 10000 | 10000 |  | 3000 | 3000 |  | 0 | 0 |  | 10238 | 10238 |  | 7210.15 | 7210.15
3.22.15 | 2R4.14 | (*) LCM-LIB-GF-01 |  | nr | 1 | 0 | 0 |  | 9900 | 9900 |  | 0 | 0 |  | 0 | 0 |  | 0 | 0 |  | 7584 | 7584 |  | 10000 | 10000 |  | 3000 | 3000 |  | 0 | 0 |  | 10238 | 10238 |  | 7210.15 | 7210.15
3.22.16 | 2R4.15 | (*) LCM-LIB-1F-01 |  | nr | 1 | 0 | 0 |  | 9900 | 9900 |  | 0 | 0 |  | 0 | 0 |  | 0 | 0 |  | 7584 | 7584 |  | 10000 | 10000 |  | 3000 | 3000 |  | 0 | 0 |  | 10238 | 10238 |  | 7210.15 | 7210.15
3.22.17 | 2R4.16 | (*) LCM-B1-01 |  | nr | 1 | 0 | 0 |  | 9900 | 9900 |  | 0 | 0 |  | 0 | 0 |  | 0 | 0 |  | 7584 | 7584 |  | 10000 | 10000 |  | 3000 | 3000 |  | 0 | 0 |  | 10238 | 10238 |  | 7210.15 | 7210.15
3.22.18 | 2R4.17 | (*) LCM-C1-01 |  | nr | 1 | 0 | 0 |  | 9900 | 9900 |  | 0 | 0 |  | 0 | 0 |  | 0 | 0 |  | 7584 | 7584 |  | 10000 | 10000 |  | 3000 | 3000 |  | 0 | 0 |  | 10238 | 10238 |  | 7210.15 | 7210.15
3.22.19 | 2R4.18 | (*) LCM-D1-01 |  | nr | 1 | 0 | 0 |  | 9900 | 9900 |  | 0 | 0 |  | 0 | 0 |  | 0 | 0 |  | 7584 | 7584 |  | 10000 | 10000 |  | 3000 | 3000 |  | 0 | 0 |  | 10238 | 10238 |  | 7210.15 | 7210.15
3.22.20 | 2R4.19 | (*) LCM-E1-01 |  | nr | 1 | 0 | 0 |  | 9900 | 9900 |  | 0 | 0 |  | 0 | 0 |  | 0 | 0 |  | 7584 | 7584 |  | 10000 | 10000 |  | 3000 | 3000 |  | 0 | 0 |  | 10238 | 10238 |  | 7210.15 | 7210.15
3.22.21 | 2R4.20 | (*) LCM-B2-01 |  | nr | 1 | 0 | 0 |  | 9900 | 9900 |  | 0 | 0 |  | 0 | 0 |  | 0 | 0 |  | 7584 | 7584 |  | 10000 | 10000 |  | 3000 | 3000 |  | 0 | 0 |  | 10238 | 10238 |  | 7210.15 | 7210.15
3.22.22 | 2R4.21 | (*) LCM-C2-01 |  | nr | 1 | 0 | 0 |  | 9900 | 9900 |  | 0 | 0 |  | 0 | 0 |  | 0 | 0 |  | 7584 | 7584 |  | 10000 | 10000 |  | 3000 | 3000 |  | 0 | 0 |  | 10238 | 10238 |  | 7210.15 | 7210.15
3.22.23 | 2R4.22 | (*) LCM-D2-01 |  | nr | 1 | 0 | 0 |  | 9900 | 9900 |  | 0 | 0 |  | 0 | 0 |  | 0 | 0 |  | 7584 | 7584 |  | 10000 | 10000 |  | 3000 | 3000 |  | 0 | 0 |  | 10238 | 10238 |  | 7210.15 | 7210.15
3.22.24 | 2R4.23 | (*) LCM-E2-01 |  | nr | 1 | 0 | 0 |  | 9900 | 9900 |  | 0 | 0 |  | 0 | 0 |  | 0 | 0 |  | 7584 | 7584 |  | 10000 | 10000 |  | 3000 | 3000 |  | 0 | 0 |  | 10238 | 10238 |  | 7210.15 | 7210.15
3.22.25 | 2R4.24 | (*) LCM-AD-2F-01 |  | nr | 1 | 0 | 0 |  | 9900 | 9900 |  | 0 | 0 |  | 0 | 0 |  | 0 | 0 |  | 7584 | 7584 |  | 10000 | 10000 |  | 3000 | 3000 |  | 0 | 0 |  | 10238 | 10238 |  | 7210.15 | 7210.15
| Note | Note Details
3.22.26 | - | Contractor's Adjustment
| Item Code | Description | Item Remarks | Unit of Measurement | Quantity/Base Price | Unit Price/Discount % (Excluding VAT) | Total |  | Unit Price/Discount % (Excluding VAT) | Total |  | Unit Price/Discount % (Excluding VAT) | Total |  | Unit Price/Discount % (Excluding VAT) | Total |  | Unit Price/Discount % (Excluding VAT) | Total |  | Unit Price/Discount % (Excluding VAT) | Total |  | Unit Price/Discount % (Excluding VAT) | Total |  | Unit Price/Discount % (Excluding VAT) | Total |  | Unit Price/Discount % (Excluding VAT) | Total |  | Unit Price/Discount % (Excluding VAT) | Total |  | Unit Price/Discount % (Excluding VAT) | Total |  | Unit Price/Discount % (Excluding VAT) | Total |  | Unit Price/Discount % (Excluding VAT) | Total | Unit Price/Discount % (Excluding VAT) | Total | Unit Price/Discount % (Excluding VAT) | Total
3.22.27 | 2R4.25 | (*) Contractor may price here any items which has been shown in the drawings or any other documents but overlooked or not specifically mentioned in the schedule of items and is necessary for the satisfactory completion of the Works. Should the Contractor fail to insert any item here, it will be deemed that Lump Sum Contract Price includes all such items and no claims for additional items will be entertained. |  | Item | 1 | 0 | 0 |  | 0 | 0 |  | 0 | 0 |  | 0 | 0 |  | 0 | 0 |  | 0 | 0 |  | 0 | 0 |  | 0 | 0 |  | 0 | 0 |  | 0 | 0 |  | 0 | 0
| Note | Note Details
3.22.28 | - | Please attach one PDF file to be named "Additional Items for (insert bill no/name & Section No/name)" for the details of these additional items in the additional attachment area at the end of the BOQ.
3.23 SECTION R5 - CENTRAL BATTERY SYSTEM | [5 empty] | 16 (out of 16) | 0 |  | 16 (out of 16) | 790850 |  | 16 (out of 16) | 0 |  | 16 (out of 16) | 0 |  | 16 (out of 16) | 0 |  | 16 (out of 16) | 1331226 |  | 16 (out of 16) | 621968 |  | 16 (out of 16) | 103600 |  | 16 (out of 16) | 0 |  | 16 (out of 16) | 1073646 |  | 16 (out of 16) | 1794003.92
| Note | Note Details
3.23.1 | - | Supply, installation, testing and connecting central battery system; all in accordance with specification and as detailed in drawing.
| Item Code | Description | Item Remarks | Unit of Measurement | Quantity/Base Price | Unit Price/Discount % (Excluding VAT) | Total |  | Unit Price/Discount % (Excluding VAT) | Total |  | Unit Price/Discount % (Excluding VAT) | Total |  | Unit Price/Discount % (Excluding VAT) | Total |  | Unit Price/Discount % (Excluding VAT) | Total |  | Unit Price/Discount % (Excluding VAT) | Total |  | Unit Price/Discount % (Excluding VAT) | Total |  | Unit Price/Discount % (Excluding VAT) | Total |  | Unit Price/Discount % (Excluding VAT) | Total |  | Unit Price/Discount % (Excluding VAT) | Total |  | Unit Price/Discount % (Excluding VAT) | Total |  | Unit Price/Discount % (Excluding VAT) | Total |  | Unit Price/Discount % (Excluding VAT) | Total | Unit Price/Discount % (Excluding VAT) | Total | Unit Price/Discount % (Excluding VAT) | Total
3.23.2 | 2R5.01 | (*) CDB-GF-01 |  | nr | 1 | 0 | 0 |  | 33000 | 33000 |  | 0 | 0 |  | 0 | 0 |  | 0 | 0 |  | 71100 | 71100 |  | 20000 | 20000 |  | 5000 | 5000 |  | 0 | 0 |  | 74259 | 74259 |  | 137289.24 | 137289.24
3.23.3 | 2R5.02 | (*) CDB-GF-02 |  | nr | 1 | 0 | 0 |  | 33000 | 33000 |  | 0 | 0 |  | 0 | 0 |  | 0 | 0 |  | 71100 | 71100 |  | 20000 | 20000 |  | 5000 | 5000 |  | 0 | 0 |  | 74259 | 74259 |  | 137496.04 | 137496.04
3.23.4 | 2R5.03 | (*) CDB-2F-01 |  | nr | 1 | 0 | 0 |  | 33000 | 33000 |  | 0 | 0 |  | 0 | 0 |  | 0 | 0 |  | 71100 | 71100 |  | 20000 | 20000 |  | 5000 | 5000 |  | 0 | 0 |  | 74259 | 74259 |  | 137289.24 | 137289.24
3.23.5 | 2R5.04 | (*) CDB-2F-02 |  | nr | 1 | 0 | 0 |  | 33000 | 33000 |  | 0 | 0 |  | 0 | 0 |  | 0 | 0 |  | 71100 | 71100 |  | 20000 | 20000 |  | 5000 | 5000 |  | 0 | 0 |  | 74259 | 74259 |  | 137496.04 | 137496.04
3.23.6 | 2R5.05 | (*) CDB-1F-01 |  | nr | 1 | 0 | 0 |  | 33000 | 33000 |  | 0 | 0 |  | 0 | 0 |  | 0 | 0 |  | 71100 | 71100 |  | 20000 | 20000 |  | 5000 | 5000 |  | 0 | 0 |  | 74259 | 74259 |  | 137289.24 | 137289.24
3.23.7 | 2R5.06 | (*) CDB-1F-02 |  | nr | 1 | 0 | 0 |  | 33000 | 33000 |  | 0 | 0 |  | 0 | 0 |  | 0 | 0 |  | 71100 | 71100 |  | 20000 | 20000 |  | 5000 | 5000 |  | 0 | 0 |  | 74259 | 74259 |  | 137289.24 | 137289.24
3.23.8 | 2R5.07 | (*) CDB-KIT-01 |  | nr | 1 | 0 | 0 |  | 33000 | 33000 |  | 0 | 0 |  | 0 | 0 |  | 0 | 0 |  | 71100 | 71100 |  | 20000 | 20000 |  | 5000 | 5000 |  | 0 | 0 |  | 74259 | 74259 |  | 137099.16 | 137099.16
3.23.9 | 2R5.08 | (*) CDB-AD-01 |  | nr | 1 | 0 | 0 |  | 33000 | 33000 |  | 0 | 0 |  | 0 | 0 |  | 0 | 0 |  | 71100 | 71100 |  | 20000 | 20000 |  | 5000 | 5000 |  | 0 | 0 |  | 74259 | 74259 |  | 137289.24 | 137289.24
3.23.10 | 2R5.09 | (*) CDB-AD-02 |  | nr | 1 | 0 | 0 |  | 33000 | 33000 |  | 0 | 0 |  | 0 | 0 |  | 0 | 0 |  | 71100 | 71100 |  | 20000 | 20000 |  | 5000 | 5000 |  | 0 | 0 |  | 74259 | 74259 |  | 137099.16 | 137099.16
3.23.11 | 2R5.10 | (*) CDB-MPG-01 |  | nr | 1 | 0 | 0 |  | 33000 | 33000 |  | 0 | 0 |  | 0 | 0 |  | 0 | 0 |  | 71100 | 71100 |  | 20000 | 20000 |  | 5000 | 5000 |  | 0 | 0 |  | 74259 | 74259 |  | 137496.04 | 137496.04
| Note | Note Details
3.23.12 | - | Light fittings complete with lamps. tubes. reflectors, control gears, transformers, Power supply units and all required fixings accessories, etc.. including ceiling roses and flexible cabling. wiring and conduit and connected the distribution boards & light
| Item Code | Description | Item Remarks | Unit of Measurement | Quantity/Base Price | Unit Price/Discount % (Excluding VAT) | Total |  | Unit Price/Discount % (Excluding VAT) | Total |  | Unit Price/Discount % (Excluding VAT) | Total |  | Unit Price/Discount % (Excluding VAT) | Total |  | Unit Price/Discount % (Excluding VAT) | Total |  | Unit Price/Discount % (Excluding VAT) | Total |  | Unit Price/Discount % (Excluding VAT) | Total |  | Unit Price/Discount % (Excluding VAT) | Total |  | Unit Price/Discount % (Excluding VAT) | Total |  | Unit Price/Discount % (Excluding VAT) | Total |  | Unit Price/Discount % (Excluding VAT) | Total |  | Unit Price/Discount % (Excluding VAT) | Total |  | Unit Price/Discount % (Excluding VAT) | Total | Unit Price/Discount % (Excluding VAT) | Total | Unit Price/Discount % (Excluding VAT) | Total
3.23.13 | 2R5.11 | (*) Lighting with one way-exit sign |  | nr | 92 | 0 | 0 |  | 550 | 50600 |  | 0 | 0 |  | 0 | 0 |  | 0 | 0 |  | 806 | 74152 |  | 374 | 34408 |  | 200 | 18400 |  | 0 | 0 |  | 782 | 71944 |  | 1062.6 | 97759.2
3.23.14 | 2R5.12 | (*) Lighting with two way-opposite-exit sign |  | nr | 21 | 0 | 0 |  | 650 | 13650 |  | 0 | 0 |  | 0 | 0 |  | 0 | 0 |  | 1138 | 23898 |  | 424 | 8904 |  | 200 | 4200 |  | 0 | 0 |  | 928 | 19488 |  | 1204.28 | 25289.88
3.23.15 | 2R5.13 | (*) Lighting with two way-exit sign |  | nr | 44 | 0 | 0 |  | 650 | 28600 |  | 0 | 0 |  | 0 | 0 |  | 0 | 0 |  | 1138 | 50072 |  | 424 | 18656 |  | 200 | 8800 |  | 0 | 0 |  | 928 | 40832 |  | 1062.6 | 46754.4
| Note | Note Details
3.23.16 | - | Uninterruptable Power Supply (UPS)
3.23.17 | - | Supply, installation, testing and commissioning of UPS system 50Hz. UPS unit including all necessary accessories, ancillary works and all materials required to complete installation as per specifications and drawings
| Item Code | Description | Item Remarks | Unit of Measurement | Quantity/Base Price | Unit Price/Discount % (Excluding VAT) | Total |  | Unit Price/Discount % (Excluding VAT) | Total |  | Unit Price/Discount % (Excluding VAT) | Total |  | Unit Price/Discount % (Excluding VAT) | Total |  | Unit Price/Discount % (Excluding VAT) | Total |  | Unit Price/Discount % (Excluding VAT) | Total |  | Unit Price/Discount % (Excluding VAT) | Total |  | Unit Price/Discount % (Excluding VAT) | Total |  | Unit Price/Discount % (Excluding VAT) | Total |  | Unit Price/Discount % (Excluding VAT) | Total |  | Unit Price/Discount % (Excluding VAT) | Total |  | Unit Price/Discount % (Excluding VAT) | Total |  | Unit Price/Discount % (Excluding VAT) | Total | Unit Price/Discount % (Excluding VAT) | Total | Unit Price/Discount % (Excluding VAT) | Total
3.23.18 | 2R5.14 | (*) UPS, (25kVA) 120 Min. |  | nr | 1 | 0 | 0 |  | 170000 | 170000 |  | 0 | 0 |  | 0 | 0 |  | 0 | 0 |  | 180120 | 180120 |  | 30000 | 30000 |  | 9000 | 9000 |  | 0 | 0 |  | 63855 | 63855 |  | 96564.55 | 96564.55
3.23.19 | 2R5.15 | (*) UPS, (2kVA) 120 Min. |  | nr | 11 | 0 | 0 |  | 18000 | 198000 |  | 0 | 0 |  | 0 | 0 |  | 0 | 0 |  | 26544 | 291984 |  | 30000 | 330000 |  | 1200 | 13200 |  | 0 | 0 |  | 12267 | 134937 |  | 14045.75 | 154503.25
| Note | Note Details
3.23.20 | - | Contractor's Adjustment
| Item Code | Description | Item Remarks | Unit of Measurement | Quantity/Base Price | Unit Price/Discount % (Excluding VAT) | Total |  | Unit Price/Discount % (Excluding VAT) | Total |  | Unit Price/Discount % (Excluding VAT) | Total |  | Unit Price/Discount % (Excluding VAT) | Total |  | Unit Price/Discount % (Excluding VAT) | Total |  | Unit Price/Discount % (Excluding VAT) | Total |  | Unit Price/Discount % (Excluding VAT) | Total |  | Unit Price/Discount % (Excluding VAT) | Total |  | Unit Price/Discount % (Excluding VAT) | Total |  | Unit Price/Discount % (Excluding VAT) | Total |  | Unit Price/Discount % (Excluding VAT) | Total |  | Unit Price/Discount % (Excluding VAT) | Total |  | Unit Price/Discount % (Excluding VAT) | Total | Unit Price/Discount % (Excluding VAT) | Total | Unit Price/Discount % (Excluding VAT) | Total
3.23.21 | 2R5.16 | (*) Contractor may price here any items which has been shown in the drawings or any other documents but overlooked or not specifically mentioned in the schedule of items and is necessary for the satisfactory completion of the Works. Should the Contractor fail to insert any item here, it will be deemed that Lump Sum Contract Price includes all such items and no claims for additional items will be entertained. |  | Item | 1 | 0 | 0 |  | 0 | 0 |  | 0 | 0 |  | 0 | 0 |  | 0 | 0 |  | 0 | 0 |  | 0 | 0 |  | 0 | 0 |  | 0 | 0 |  | 0 | 0 |  | 0 | 0
| Note | Note Details
3.23.22 | - | Please attach one PDF file to be named "Additional Items for (insert bill no/name & Section No/name)" for the details of these additional items in the additional attachment area at the end of the BOQ.
3.24 SECTION R6 - EARTHING SYSTEM | [5 empty] | 12 (out of 12) | 0 |  | 12 (out of 12) | 469000 |  | 12 (out of 12) | 0 |  | 12 (out of 12) | 0 |  | 12 (out of 12) | 0 |  | 12 (out of 12) | 642744 |  | 12 (out of 12) | 313792 |  | 12 (out of 12) | 80200 |  | 12 (out of 12) | 0 |  | 12 (out of 12) | 567311 |  | 12 (out of 12) | 280604.96
| Note | Note Details
3.24.1 | - | Supply, installation, testing and commissioning of a complete protective earthing system for the building, earthing should be done with proper cables as per B.S including earthing pits, earthing electrodes, potential equalizing bar, bare copper conductors, fixing brackets, test links, suspensions, drilling, all necessary accessories, ancillary works and all materials required to complete installation as per specification (section 260526), drawings and to be approved from local authorities.
| Item Code | Description | Item Remarks | Unit of Measurement | Quantity/Base Price | Unit Price/Discount % (Excluding VAT) | Total |  | Unit Price/Discount % (Excluding VAT) | Total |  | Unit Price/Discount % (Excluding VAT) | Total |  | Unit Price/Discount % (Excluding VAT) | Total |  | Unit Price/Discount % (Excluding VAT) | Total |  | Unit Price/Discount % (Excluding VAT) | Total |  | Unit Price/Discount % (Excluding VAT) | Total |  | Unit Price/Discount % (Excluding VAT) | Total |  | Unit Price/Discount % (Excluding VAT) | Total |  | Unit Price/Discount % (Excluding VAT) | Total |  | Unit Price/Discount % (Excluding VAT) | Total |  | Unit Price/Discount % (Excluding VAT) | Total |  | Unit Price/Discount % (Excluding VAT) | Total | Unit Price/Discount % (Excluding VAT) | Total | Unit Price/Discount % (Excluding VAT) | Total
3.24.2 | 2R6.01 | (*) Ground earth pit including earth electrode |  | nr | 1 | 0 | 0 |  | 54000 | 54000 |  | 0 | 0 |  | 0 | 0 |  | 0 | 0 |  | 20856 | 20856 |  | 10896 | 10896 |  | 3200 | 3200 |  | 0 | 0 |  | 8508 | 8508 |  | 9656.45 | 9656.45
3.24.3 | 2R6.02 | (*) Main earthing busbar with twin disconnecting link |  | item | 1 | 0 | 0 |  | 10000 | 10000 |  | 0 | 0 |  | 0 | 0 |  | 0 | 0 |  | 34128 | 34128 |  | 29700 | 29700 |  | 5000 | 5000 |  | 0 | 0 |  | 13380 | 13380 |  | 16609.1 | 16609.1
3.24.4 | 2R6.03 | (*) Copper tape 25 x 3mm |  | item | 1 | 0 | 0 |  | 10000 | 10000 |  | 0 | 0 |  | 0 | 0 |  | 0 | 0 |  | 0 | 0 |  | 52120 | 52120 |  | 2500 | 2500 |  | 0 | 0 |  | 123765 | 123765 |  | 3720.95 | 3720.95
3.24.5 | 2R6.04 | (*) 1Cx 300mm2 PVC Cable |  | item | 1 | 0 | 0 |  | 30000 | 30000 |  | 0 | 0 |  | 0 | 0 |  | 0 | 0 |  | 63516 | 63516 |  | 55600 | 55600 |  | 3500 | 3500 |  | 0 | 0 |  | 7243 | 7243 |  | 7725.16 | 7725.16
3.24.6 | 2R6.05 | (*) 1Cx 70mm2 PVC Cable |  | item | 1 | 0 | 0 |  | 40000 | 40000 |  | 0 | 0 |  | 0 | 0 |  | 0 | 0 |  | 29388 | 29388 |  | 31000 | 31000 |  | 5000 | 5000 |  | 0 | 0 |  | 143581 | 143581 |  | 4506.35 | 4506.35
3.24.7 | 2R6.06 | (*) 1Cx 16mm2 PVC Cable |  | item | 1 | 0 | 0 |  | 20000 | 20000 |  | 0 | 0 |  | 0 | 0 |  | 0 | 0 |  | 4740 | 4740 |  | 35622 | 35622 |  | 5000 | 5000 |  | 0 | 0 |  | 4433 | 4433 |  | 4892.6 | 4892.6
3.24.8 | 2R6.07 | (*) Lightning protection earth electrode in earth pit |  | nr | 1 | 0 | 0 |  | 25000 | 25000 |  | 0 | 0 |  | 0 | 0 |  | 0 | 0 |  | 118500 | 118500 |  | 41088 | 41088 |  | 7500 | 7500 |  | 0 | 0 |  | 63813 | 63813 |  | 29484.37 | 29484.37
3.24.9 | 2R6.08 | (*) Square tape clamp |  | nr | 1 | 0 | 0 |  | 10000 | 10000 |  | 0 | 0 |  | 0 | 0 |  | 0 | 0 |  | 68256 | 68256 |  | 20580 | 20580 |  | 500 | 500 |  | 0 | 0 |  | 6479 | 6479 |  | 3926.96 | 3926.96
3.24.10 | 2R6.09 | (*) Down conductor |  | nr | 1 | 0 | 0 |  | 5000 | 5000 |  | 0 | 0 |  | 0 | 0 |  | 0 | 0 |  | 0 | 0 |  | 34968 | 34968 |  | 35000 | 35000 |  | 0 | 0 |  | 47655 | 47655 |  | 41200.87 | 41200.87
3.24.11 | 2R6.10 | (*) Air rod |  | nr | 1 | 0 | 0 |  | 80000 | 80000 |  | 0 | 0 |  | 0 | 0 |  | 0 | 0 |  | 9480 | 9480 |  | 1634 | 1634 |  | 1000 | 1000 |  | 0 | 0 |  | 8072 | 8072 |  | 11416.5 | 11416.5
3.24.12 | 2R6.11 | (*) Copper tape 25 x 3mm |  | item | 1 | 0 | 0 |  | 185000 | 185000 |  | 0 | 0 |  | 0 | 0 |  | 0 | 0 |  | 293880 | 293880 |  | 584 | 584 |  | 12000 | 12000 |  | 0 | 0 |  | 140382 | 140382 |  | 147465.65 | 147465.65
| Note | Note Details
3.24.13 | - | Contractor's Adjustment
| Item Code | Description | Item Remarks | Unit of Measurement | Quantity/Base Price | Unit Price/Discount % (Excluding VAT) | Total |  | Unit Price/Discount % (Excluding VAT) | Total |  | Unit Price/Discount % (Excluding VAT) | Total |  | Unit Price/Discount % (Excluding VAT) | Total |  | Unit Price/Discount % (Excluding VAT) | Total |  | Unit Price/Discount % (Excluding VAT) | Total |  | Unit Price/Discount % (Excluding VAT) | Total |  | Unit Price/Discount % (Excluding VAT) | Total |  | Unit Price/Discount % (Excluding VAT) | Total |  | Unit Price/Discount % (Excluding VAT) | Total |  | Unit Price/Discount % (Excluding VAT) | Total |  | Unit Price/Discount % (Excluding VAT) | Total |  | Unit Price/Discount % (Excluding VAT) | Total | Unit Price/Discount % (Excluding VAT) | Total | Unit Price/Discount % (Excluding VAT) | Total
3.24.14 | 2R6.12 | (*) Contractor may price here any items which has been shown in the drawings or any other documents but overlooked or not specifically mentioned in the schedule of items and is necessary for the satisfactory completion of the Works. Should the Contractor fail to insert any item here, it will be deemed that Lump Sum Contract Price includes all such items and no claims for additional items will be entertained. |  | Item | 1 | 0 | 0 |  | 0 | 0 |  | 0 | 0 |  | 0 | 0 |  | 0 | 0 |  | 0 | 0 |  | 0 | 0 |  | 0 | 0 |  | 0 | 0 |  | 0 | 0 |  | 0 | 0
| Note | Note Details
3.24.15 | - | Please attach one PDF file to be named "Additional Items for (insert bill no/name & Section No/name)" for the details of these additional items in the additional attachment area at the end of the BOQ.
3.25 SECTION R7 - TELECOMMUNICATION INSTALLATION | [5 empty] | 19 (out of 19) | 0 |  | 19 (out of 19) | 1681500 |  | 19 (out of 19) | 0 |  | 19 (out of 19) | 0 |  | 19 (out of 19) | 0 |  | 19 (out of 19) | 831386 |  | 19 (out of 19) | 829298 |  | 19 (out of 19) | 529650 |  | 19 (out of 19) | 0 |  | 19 (out of 19) | 935282 |  | 19 (out of 19) | 1404225.87
| Note | Note Details
3.25.1 | - | The Contractor is referred to the Drawings and Specification for all details related to this section of the Works and he is to include for complying with all the requirements contained therein, whether or not they are specifically mentioned within the item descriptions
3.25.2 | - | Supply, installation, connecting, testing and commissioning of telecommunication systems including all conduits, runways , duct, wires, cables, boxes, Grounding , Bonding , socket outlet , patch panel , patch cords, cable organizers , cabinets , fiber media converter, utility connection and all accessories required to complete installation as per specification, Etisalat requirements and drawings.
| Item Code | Description | Item Remarks | Unit of Measurement | Quantity/Base Price | Unit Price/Discount % (Excluding VAT) | Total |  | Unit Price/Discount % (Excluding VAT) | Total |  | Unit Price/Discount % (Excluding VAT) | Total |  | Unit Price/Discount % (Excluding VAT) | Total |  | Unit Price/Discount % (Excluding VAT) | Total |  | Unit Price/Discount % (Excluding VAT) | Total |  | Unit Price/Discount % (Excluding VAT) | Total |  | Unit Price/Discount % (Excluding VAT) | Total |  | Unit Price/Discount % (Excluding VAT) | Total |  | Unit Price/Discount % (Excluding VAT) | Total |  | Unit Price/Discount % (Excluding VAT) | Total |  | Unit Price/Discount % (Excluding VAT) | Total |  | Unit Price/Discount % (Excluding VAT) | Total | Unit Price/Discount % (Excluding VAT) | Total | Unit Price/Discount % (Excluding VAT) | Total
3.25.3 | 2R7.01 | (*) Single RJ 45 telecom socket |  | nr | 280 | 0 | 0 |  | 400 | 112000 |  | 0 | 0 |  | 0 | 0 |  | 0 | 0 |  | 341 | 95480 |  | 428 | 119840 |  | 250 | 70000 |  | 0 | 0 |  | 308 | 86240 |  | 450.63 | 126176.4
3.25.4 | 2R7.02 | (*) Single RJ 45 telecom socket - Weather Proof |  | nr | 37 | 0 | 0 |  | 400 | 14800 |  | 0 | 0 |  | 0 | 0 |  | 0 | 0 |  | 398 | 14726 |  | 428 | 15836 |  | 250 | 9250 |  | 0 | 0 |  | 414 | 15318 |  | 643.76 | 23819.12
3.25.5 | 2R7.03 | (*) Single RJ 45 telecom socket ceiling mounted (WAP) |  | nr | 153 | 0 | 0 |  | 400 | 61200 |  | 0 | 0 |  | 0 | 0 |  | 0 | 0 |  | 360 | 55080 |  | 1070 | 163710 |  | 250 | 38250 |  | 0 | 0 |  | 308 | 47124 |  | 450.63 | 68946.39
3.25.6 | 2R7.04 | (*) Single RJ 45 telecom socket (CCTV) |  | nr | 40 | 0 | 0 |  | 400 | 16000 |  | 0 | 0 |  | 0 | 0 |  | 0 | 0 |  | 341 | 13640 |  | 428 | 17120 |  | 250 | 10000 |  | 0 | 0 |  | 308 | 12320 |  | 450.63 | 18025.2
3.25.7 | 2R7.05 | (*) Single RJ 45 telecom socket (WAP) |  | nr | 11 | 0 | 0 |  | 500 | 5500 |  | 0 | 0 |  | 0 | 0 |  | 0 | 0 |  | 341 | 3751 |  | 428 | 4708 |  | 250 | 2750 |  | 0 | 0 |  | 308 | 3388 |  | 450.63 | 4956.93
3.25.8 | 2R7.06 | (*) Single RJ 45 telecom socket ceiling mounted (CCTV) |  | nr | 73 | 0 | 0 |  | 400 | 29200 |  | 0 | 0 |  | 0 | 0 |  | 0 | 0 |  | 360 | 26280 |  | 428 | 31244 |  | 250 | 18250 |  | 0 | 0 |  | 414 | 30222 |  | 450.63 | 32895.99
3.25.9 | 2R7.07 | (*) Single RJ 45 telecom socket (TA) |  | nr | 4 | 0 | 0 |  | 500 | 2000 |  | 0 | 0 |  | 0 | 0 |  | 0 | 0 |  | 341 | 1364 |  | 852 | 3408 |  | 250 | 1000 |  | 0 | 0 |  | 308 | 1232 |  | 450.63 | 1802.52
3.25.10 | 2R7.08 | (*) Single RJ 45 telecom socket - Weather Proof (CCTV) |  | nr | 9 | 0 | 0 |  | 700 | 6300 |  | 0 | 0 |  | 0 | 0 |  | 0 | 0 |  | 398 | 3582 |  | 852 | 7668 |  | 250 | 2250 |  | 0 | 0 |  | 414 | 3726 |  | 450.63 | 4055.67
3.25.11 | 2R7.09 | (*) Dual RJ45 telecom socket |  | nr | 360 | 0 | 0 |  | 3000 | 1080000 |  | 0 | 0 |  | 0 | 0 |  | 0 | 0 |  | 806 | 290160 |  | 428 | 154080 |  | 400 | 144000 |  | 0 | 0 |  | 334 | 120240 |  | 643.76 | 231753.6
3.25.12 | 2R7.10 | (*) Floor box - Type (A) - Including all involved component / outlets |  | nr | 3 | 0 | 0 |  | 2500 | 7500 |  | 0 | 0 |  | 0 | 0 |  | 0 | 0 |  | 1422 | 4266 |  | 500 | 1500 |  | 1500 | 4500 |  | 0 | 0 |  | 3309 | 9927 |  | 708.14 | 2124.42
3.25.13 | 2R7.11 | (*) Floor box - Type (B)- Including all involved component / outlets |  | nr | 53 | 0 | 0 |  | 2000 | 106000 |  | 0 | 0 |  | 0 | 0 |  | 0 | 0 |  | 1138 | 60314 |  | 650 | 34450 |  | 1500 | 79500 |  | 0 | 0 |  | 1675 | 88775 |  | 708.14 | 37531.42
3.25.14 | 2R7.12 | (*) Floor box - Type (C)- Including all involved component / outlets |  | nr | 2 | 0 | 0 |  | 3000 | 6000 |  | 0 | 0 |  | 0 | 0 |  | 0 | 0 |  | 1232 | 2464 |  | 800 | 1600 |  | 1500 | 3000 |  | 0 | 0 |  | 1663 | 3326 |  | 708.14 | 1416.28
3.25.15 | 2R7.13 | (*) Floor box - Type (F)- Including all involved component / outlets |  | nr | 3 | 0 | 0 |  | 3000 | 9000 |  | 0 | 0 |  | 0 | 0 |  | 0 | 0 |  | 1517 | 4551 |  | 950 | 2850 |  | 1500 | 4500 |  | 0 | 0 |  | 2963 | 8889 |  | 708.14 | 2124.42
3.25.16 | 2R7.14 | (*) Wall junction box |  | nr | 1 | 0 | 0 |  | 500 | 500 |  | 0 | 0 |  | 0 | 0 |  | 0 | 0 |  | 474 | 474 |  | 600 | 600 |  | 700 | 700 |  | 0 | 0 |  | 991 | 991 |  | 8562.06 | 8562.06
3.25.17 | 2R7.15 | (*) Floor junction box |  | nr | 1 | 0 | 0 |  | 500 | 500 |  | 0 | 0 |  | 0 | 0 |  | 0 | 0 |  | 474 | 474 |  | 800 | 800 |  | 1500 | 1500 |  | 0 | 0 |  | 522 | 522 |  | 8368.93 | 8368.93
3.25.18 | 2R7.16 | (*) Intermediate distribution frame (IDF) |  | nr | 11 | 0 | 0 |  | 15000 | 165000 |  | 0 | 0 |  | 0 | 0 |  | 0 | 0 |  | 16116 | 177276 |  | 10800 | 118800 |  | 9000 | 99000 |  | 0 | 0 |  | 36218 | 398398 |  | 35641.1 | 392052.1
3.25.19 | 2R7.17 | (*) Main distribution frame (MDF) |  | nr | 2 | 0 | 0 |  | 30000 | 60000 |  | 0 | 0 |  | 0 | 0 |  | 0 | 0 |  | 33180 | 66360 |  | 69550 | 139100 |  | 15000 | 30000 |  | 0 | 0 |  | 46526 | 93052 |  | 79885.22 | 159770.44
| Note | Note Details
3.25.20 | - | SITE WORK
| Item Code | Description | Item Remarks | Unit of Measurement | Quantity/Base Price | Unit Price/Discount % (Excluding VAT) | Total |  | Unit Price/Discount % (Excluding VAT) | Total |  | Unit Price/Discount % (Excluding VAT) | Total |  | Unit Price/Discount % (Excluding VAT) | Total |  | Unit Price/Discount % (Excluding VAT) | Total |  | Unit Price/Discount % (Excluding VAT) | Total |  | Unit Price/Discount % (Excluding VAT) | Total |  | Unit Price/Discount % (Excluding VAT) | Total |  | Unit Price/Discount % (Excluding VAT) | Total |  | Unit Price/Discount % (Excluding VAT) | Total |  | Unit Price/Discount % (Excluding VAT) | Total |  | Unit Price/Discount % (Excluding VAT) | Total |  | Unit Price/Discount % (Excluding VAT) | Total | Unit Price/Discount % (Excluding VAT) | Total | Unit Price/Discount % (Excluding VAT) | Total
3.25.21 | 2R7.18 | (*) Single RJ 45 telecom socket - Weather Proof (CCTV) |  | nr | 28 | 0 | 0 |  | 0 | 0 |  | 0 | 0 |  | 0 | 0 |  | 0 | 0 |  | 398 | 11144 |  | 428 | 11984 |  | 400 | 11200 |  | 0 | 0 |  | 414 | 11592 |  | 1545.03 | 43260.84
| Note | Note Details
3.25.22 | - | Contractor's Adjustment
| Item Code | Description | Item Remarks | Unit of Measurement | Quantity/Base Price | Unit Price/Discount % (Excluding VAT) | Total |  | Unit Price/Discount % (Excluding VAT) | Total |  | Unit Price/Discount % (Excluding VAT) | Total |  | Unit Price/Discount % (Excluding VAT) | Total |  | Unit Price/Discount % (Excluding VAT) | Total |  | Unit Price/Discount % (Excluding VAT) | Total |  | Unit Price/Discount % (Excluding VAT) | Total |  | Unit Price/Discount % (Excluding VAT) | Total |  | Unit Price/Discount % (Excluding VAT) | Total |  | Unit Price/Discount % (Excluding VAT) | Total |  | Unit Price/Discount % (Excluding VAT) | Total |  | Unit Price/Discount % (Excluding VAT) | Total |  | Unit Price/Discount % (Excluding VAT) | Total | Unit Price/Discount % (Excluding VAT) | Total | Unit Price/Discount % (Excluding VAT) | Total
3.25.23 | 2R7.19 | (*) Contractor may price here any items which has been shown in the drawings or any other documents but overlooked or not specifically mentioned in the schedule of items and is necessary for the satisfactory completion of the Works. Should the Contractor fail to insert any item here, it will be deemed that Lump Sum Contract Price includes all such items and no claims for additional items will be entertained. |  | Item | 1 | 0 | 0 |  | 0 | 0 |  | 0 | 0 |  | 0 | 0 |  | 0 | 0 |  | 0 | 0 |  | 0 | 0 |  | 0 | 0 |  | 0 | 0 |  | 0 | 0 |  | 236583.14 | 236583.14
| Note | Note Details
3.25.24 | - | Please attach one PDF file to be named "Additional Items for (insert bill no/name & Section No/name)" for the details of these additional items in the additional attachment area at the end of the BOQ.
3.26 SECTION R8 - SOUND SYSTEM | [5 empty] | 39 (out of 39) | 0 |  | 39 (out of 39) | 1728105 |  | 39 (out of 39) | 0 |  | 39 (out of 39) | 0 |  | 39 (out of 39) | 0 |  | 39 (out of 39) | 1226936 |  | 39 (out of 39) | 4042899 |  | 39 (out of 39) | 405200 |  | 39 (out of 39) | 0 |  | 39 (out of 39) | 2579233 |  | 39 (out of 39) | 2241201.98
| Note | Note Details
3.26.1 | - | Digital Public Address & Audio Visual Systems
3.26.2 | - | Supply, installation, connecting, testing and commissioning of public address and voice Evac Sys& audio visual systems including all conduits, duct, wires, cables, boxes, socket outlet , utility connection and all accessories required to complete installation as per specifications (section 275116 & 274116) and drawings.
| Item Code | Description | Item Remarks | Unit of Measurement | Quantity/Base Price | Unit Price/Discount % (Excluding VAT) | Total |  | Unit Price/Discount % (Excluding VAT) | Total |  | Unit Price/Discount % (Excluding VAT) | Total |  | Unit Price/Discount % (Excluding VAT) | Total |  | Unit Price/Discount % (Excluding VAT) | Total |  | Unit Price/Discount % (Excluding VAT) | Total |  | Unit Price/Discount % (Excluding VAT) | Total |  | Unit Price/Discount % (Excluding VAT) | Total |  | Unit Price/Discount % (Excluding VAT) | Total |  | Unit Price/Discount % (Excluding VAT) | Total |  | Unit Price/Discount % (Excluding VAT) | Total |  | Unit Price/Discount % (Excluding VAT) | Total |  | Unit Price/Discount % (Excluding VAT) | Total | Unit Price/Discount % (Excluding VAT) | Total | Unit Price/Discount % (Excluding VAT) | Total
3.26.3 | 2R8.01 | (*) Paging microphone on desk |  | nr | 2 | 0 | 0 |  | 0 | 0 |  | 0 | 0 |  | 0 | 0 |  | 0 | 0 |  | 1138 | 2276 |  | 2675 | 5350 |  | 500 | 1000 |  | 0 | 0 |  | 1335 | 2670 |  | 11132 | 22264
3.26.4 | 2R8.02 | (*) Paging microphone with boom stand |  | nr | 3 | 0 | 0 |  | 0 | 0 |  | 0 | 0 |  | 0 | 0 |  | 0 | 0 |  | 1365 | 4095 |  | 4280 | 12840 |  | 500 | 1500 |  | 0 | 0 |  | 758 | 2274 |  | 12390.4 | 37171.2
3.26.5 | 2R8.03 | (*) Ceiling mounted PA speaker tapped at 6w (with rear fire dome) |  | nr | 294 | 0 | 0 |  | 0 | 0 |  | 0 | 0 |  | 0 | 0 |  | 0 | 0 |  | 1185 | 348390 |  | 535 | 157290 |  | 500 | 147000 |  | 0 | 0 |  | 998 | 293412 |  | 629.2 | 184984.8
3.26.6 | 2R8.04 | (*) PA Cabinet including Matrix ( 16 x 16) with DSP , Pre recorded Evac message & Amplifiers, DVD/MP3 player & FM/AM stereo tuner , line surveillance , Monitoring channel , automatic change over spare amplifiers, fire rated cables , Configuration Laptop Rack mounted , with interfacing module with fire alarm , AV , Security and BMS |  | Item | 1 | 0 | 0 |  | 800000 | 800000 |  | 0 | 0 |  | 0 | 0 |  | 0 | 0 |  | 37920 | 37920 |  | 140000 | 140000 |  | 25000 | 25000 |  | 0 | 0 |  | 376311 | 376311 |  | 85135.6 | 85135.6
3.26.7 | 2R8.05 | (*) Wall mounted volume controller for PA system |  | nr | 9 | 0 | 0 |  | 0 | 0 |  | 0 | 0 |  | 0 | 0 |  | 0 | 0 |  | 645 | 5805 |  | 3210 | 28890 |  | 400 | 3600 |  | 0 | 0 |  | 2265 | 20385 |  | 774.4 | 6969.6
3.26.8 | 2R8.06 | (*) PA Mixer & Amplifier with inbuilt CD/MP3 player & FM/AM stereo tuner |  | nr | 3 | 0 | 0 |  | 0 | 0 |  | 0 | 0 |  | 0 | 0 |  | 0 | 0 |  | 6446 | 19338 |  | 37450 | 112350 |  | 5000 | 15000 |  | 0 | 0 |  | 22043 | 66129 |  | 15100.8 | 45302.4
3.26.9 | 2R8.07 | (*) Loudspeaker wall mounted type WS |  | nr | 13 | 0 | 0 |  | 0 | 0 |  | 0 | 0 |  | 0 | 0 |  | 0 | 0 |  | 4930 | 64090 |  | 1284 | 16692 |  | 500 | 6500 |  | 0 | 0 |  | 2010 | 26130 |  | 3000.8 | 39010.4
| Note | Note Details
3.26.10 | - | Site Work
| Item Code | Description | Item Remarks | Unit of Measurement | Quantity/Base Price | Unit Price/Discount % (Excluding VAT) | Total |  | Unit Price/Discount % (Excluding VAT) | Total |  | Unit Price/Discount % (Excluding VAT) | Total |  | Unit Price/Discount % (Excluding VAT) | Total |  | Unit Price/Discount % (Excluding VAT) | Total |  | Unit Price/Discount % (Excluding VAT) | Total |  | Unit Price/Discount % (Excluding VAT) | Total |  | Unit Price/Discount % (Excluding VAT) | Total |  | Unit Price/Discount % (Excluding VAT) | Total |  | Unit Price/Discount % (Excluding VAT) | Total |  | Unit Price/Discount % (Excluding VAT) | Total |  | Unit Price/Discount % (Excluding VAT) | Total |  | Unit Price/Discount % (Excluding VAT) | Total | Unit Price/Discount % (Excluding VAT) | Total | Unit Price/Discount % (Excluding VAT) | Total
3.26.11 | 2R8.08 | (*) Loudspeaker wall mounted type WS - external |  | nr | 4 | 0 | 0 |  | 0 | 0 |  | 0 | 0 |  | 0 | 0 |  | 0 | 0 |  | 7205 | 28820 |  | 2354 | 9416 |  | 500 | 2000 |  | 0 | 0 |  | 3231 | 12924 |  | 3755.84 | 15023.36
| Note | Note Details
3.26.12 | - | Multi-Purpose Gymnasium
| Item Code | Description | Item Remarks | Unit of Measurement | Quantity/Base Price | Unit Price/Discount % (Excluding VAT) | Total |  | Unit Price/Discount % (Excluding VAT) | Total |  | Unit Price/Discount % (Excluding VAT) | Total |  | Unit Price/Discount % (Excluding VAT) | Total |  | Unit Price/Discount % (Excluding VAT) | Total |  | Unit Price/Discount % (Excluding VAT) | Total |  | Unit Price/Discount % (Excluding VAT) | Total |  | Unit Price/Discount % (Excluding VAT) | Total |  | Unit Price/Discount % (Excluding VAT) | Total |  | Unit Price/Discount % (Excluding VAT) | Total |  | Unit Price/Discount % (Excluding VAT) | Total |  | Unit Price/Discount % (Excluding VAT) | Total |  | Unit Price/Discount % (Excluding VAT) | Total | Unit Price/Discount % (Excluding VAT) | Total | Unit Price/Discount % (Excluding VAT) | Total
3.26.13 | 2R8.09 | (*) Wireless MIC antenna |  | nr | 2 | 0 | 0 |  | 0 | 0 |  | 0 | 0 |  | 0 | 0 |  | 0 | 0 |  | 1896 | 3792 |  | 642 | 1284 |  | 750 | 1500 |  | 0 | 0 |  | 2499 | 4998 |  | 1487.09 | 2974.18
3.26.14 | 2R8.10 | (*) Wireless MIC Receiver |  | nr | 4 | 0 | 0 |  | 0 | 0 |  | 0 | 0 |  | 0 | 0 |  | 0 | 0 |  | 2275 | 9100 |  | 642 | 2568 |  | 750 | 3000 |  | 0 | 0 |  | 1658 | 6632 |  | 1413.35 | 5653.4
3.26.15 | 2R8.11 | (*) Wireless clip MIC |  | nr | 2 | 0 | 0 |  | 0 | 0 |  | 0 | 0 |  | 0 | 0 |  | 0 | 0 |  | 1138 | 2276 |  | 257 | 514 |  | 250 | 500 |  | 0 | 0 |  | 2080 | 4160 |  | 1241.29 | 2482.58
3.26.16 | 2R8.12 | (*) Wireless hand held MIC |  | nr | 2 | 0 | 0 |  | 0 | 0 |  | 0 | 0 |  | 0 | 0 |  | 0 | 0 |  | 758 | 1516 |  | 856 | 1712 |  | 1400 | 2800 |  | 0 | 0 |  | 1890 | 3780 |  | 2519.46 | 5038.92
3.26.17 | 2R8.13 | (*) 3-DLP Projector (WUXGA) Long through 10,000 ANSI , with Mounting Bracket |  | nr | 1 | 0 | 0 |  | 0 | 0 |  | 0 | 0 |  | 0 | 0 |  | 0 | 0 |  | 140304 | 140304 |  | 30000 | 30000 |  | 5000 | 5000 |  | 0 | 0 |  | 155089 | 155089 |  | 50666.89 | 50666.89
3.26.18 | 2R8.14 | (*) Motorized projector screen, Mat White with Aspect ratio 16 :10 with LVC Module |  | nr | 1 | 0 | 0 |  | 0 | 0 |  | 0 | 0 |  | 0 | 0 |  | 0 | 0 |  | 64464 | 64464 |  | 12840 | 12840 |  | 15000 | 15000 |  | 0 | 0 |  | 49938 | 49938 |  | 22122.06 | 22122.06
3.26.19 | 2R8.15 | (*) Stage left / right speakers |  | nr | 2 | 0 | 0 |  | 0 | 0 |  | 0 | 0 |  | 0 | 0 |  | 0 | 0 |  | 9101 | 18202 |  | 5992 | 11984 |  | 400 | 800 |  | 0 | 0 |  | 12704 | 25408 |  | 3072.51 | 6145.02
3.26.20 | 2R8.16 | (*) Loudspeaker - wall mounted |  | nr | 4 | 0 | 0 |  | 0 | 0 |  | 0 | 0 |  | 0 | 0 |  | 0 | 0 |  | 13651 | 54604 |  | 1284 | 5136 |  | 250 | 1000 |  | 0 | 0 |  | 2493 | 9972 |  | 3932.81 | 15731.24
3.26.21 | 2R8.17 | (*) Wall left right speakers |  | nr | 4 | 0 | 0 |  | 0 | 0 |  | 0 | 0 |  | 0 | 0 |  | 0 | 0 |  | 9101 | 36404 |  | 5992 | 23968 |  | 250 | 1000 |  | 0 | 0 |  | 5966 | 23864 |  | 3072.51 | 12290.04
3.26.22 | 2R8.18 | (*) Sub woofer |  | nr | 2 | 0 | 0 |  | 0 | 0 |  | 0 | 0 |  | 0 | 0 |  | 0 | 0 |  | 7584 | 15168 |  | 12840 | 25680 |  | 1000 | 2000 |  | 0 | 0 |  | 7242 | 14484 |  | 8603.02 | 17206.04
3.26.23 | 2R8.19 | (*) Type A floor box plate |  | nr | 3 | 0 | 0 |  | 0 | 0 |  | 0 | 0 |  | 0 | 0 |  | 0 | 0 |  | 1365 | 4095 |  | 535 | 1605 |  | 750 | 2250 |  | 0 | 0 |  | 1806 | 5418 |  | 675.95 | 2027.85
3.26.24 | 2R8.20 | (*) Type C floor box plate |  | nr | 2 | 0 | 0 |  | 0 | 0 |  | 0 | 0 |  | 0 | 0 |  | 0 | 0 |  | 1138 | 2276 |  | 535 | 1070 |  | 750 | 1500 |  | 0 | 0 |  | 2759 | 5518 |  | 675.95 | 1351.9
3.26.25 | 2R8.21 | (*) Control processor |  | nr | 1 | 0 | 0 |  | 0 | 0 |  | 0 | 0 |  | 0 | 0 |  | 0 | 0 |  | 11376 | 11376 |  | 32100 | 32100 |  | 2500 | 2500 |  | 0 | 0 |  | 7057 | 7057 |  | 13519.04 | 13519.04
3.26.26 | 2R8.22 | (*) AV Matrix switcher with twisted pair converter |  | nr | 1 | 0 | 0 |  | 0 | 0 |  | 0 | 0 |  | 0 | 0 |  | 0 | 0 |  | 18960 | 18960 |  | 42800 | 42800 |  | 3000 | 3000 |  | 0 | 0 |  | 21285 | 21285 |  | 9340.43 | 9340.43
3.26.27 | 2R8.23 | (*) Antenna distribution amplifier |  | nr | 1 | 0 | 0 |  | 0 | 0 |  | 0 | 0 |  | 0 | 0 |  | 0 | 0 |  | 4930 | 4930 |  | 21400 | 21400 |  | 1000 | 1000 |  | 0 | 0 |  | 4744 | 4744 |  | 6759.52 | 6759.52
3.26.28 | 2R8.24 | (*) Digital signal processor |  | nr | 1 | 0 | 0 |  | 0 | 0 |  | 0 | 0 |  | 0 | 0 |  | 0 | 0 |  | 11376 | 11376 |  | 18190 | 18190 |  | 2500 | 2500 |  | 0 | 0 |  | 14024 | 14024 |  | 19111 | 19111
3.26.29 | 2R8.25 | (*) Wired touch panel |  | nr | 1 | 0 | 0 |  | 0 | 0 |  | 0 | 0 |  | 0 | 0 |  | 0 | 0 |  | 2654 | 2654 |  | 14980 | 14980 |  | 4500 | 4500 |  | 0 | 0 |  | 18575 | 18575 |  | 5530.51 | 5530.51
3.26.30 | 2R8.26 | (*) Wired MIC |  | nr | 8 | 0 | 0 |  | 0 | 0 |  | 0 | 0 |  | 0 | 0 |  | 0 | 0 |  | 758 | 6064 |  | 14980 | 119840 |  | 7500 | 60000 |  | 0 | 0 |  | 1378 | 11024 |  | 1720.6 | 13764.8
3.26.31 | 2R8.27 | (*) Wi-Fi touch panel |  | nr | 1 | 0 | 0 |  | 0 | 0 |  | 0 | 0 |  | 0 | 0 |  | 0 | 0 |  | 2275 | 2275 |  | 27820 | 27820 |  | 1500 | 1500 |  | 0 | 0 |  | 3119 | 3119 |  | 9094.62 | 9094.62
3.26.32 | 2R8.28 | (*) Hand held touch controller for AV and lighting control (Wi-Fi) |  | nr | 1 | 0 | 0 |  | 0 | 0 |  | 0 | 0 |  | 0 | 0 |  | 0 | 0 |  | 13651 | 13651 |  | 12840 | 12840 |  | 2500 | 2500 |  | 0 | 0 |  | 3119 | 3119 |  | 19664.05 | 19664.05
3.26.33 | 2R8.29 | (*) Stage box audio processor |  | nr | 1 | 0 | 0 |  | 0 | 0 |  | 0 | 0 |  | 0 | 0 |  | 0 | 0 |  | 3792 | 3792 |  | 27820 | 27820 |  | 250 | 250 |  | 0 | 0 |  | 7103 | 7103 |  | 15485.44 | 15485.44
3.26.34 | 2R8.30 | (*) Blu-ray Player |  | nr | 1 | 0 | 0 |  | 0 | 0 |  | 0 | 0 |  | 0 | 0 |  | 0 | 0 |  | 758 | 758 |  | 600 | 600 |  | 9000 | 9000 |  | 0 | 0 |  | 964 | 964 |  | 3195.41 | 3195.41
3.26.35 | 2R8.31 | (*) AV Rack |  | nr | 1 | 0 | 0 |  | 0 | 0 |  | 0 | 0 |  | 0 | 0 |  | 0 | 0 |  | 2654 | 2654 |  | 81320 | 81320 |  | 5000 | 5000 |  | 0 | 0 |  | 26911 | 26911 |  | 7374.02 | 7374.02
3.26.36 | 2R8.32 | (*) AV dedicated LAN Switch (12 Port) 10/100 wireless Access point |  | nr | 1 | 0 | 0 |  | 0 | 0 |  | 0 | 0 |  | 0 | 0 |  | 0 | 0 |  | 6067 | 6067 |  | 37000 | 37000 |  | 2500 | 2500 |  | 0 | 0 |  | 2315 | 2315 |  | 6267.92 | 6267.92
3.26.37 | 2R8.33 | (*) Multipurpose gym dimmer |  | nr | 1 | 0 | 0 |  | 928105 | 928105 |  | 0 | 0 |  | 0 | 0 |  | 0 | 0 |  | 3792 | 3792 |  | 3000 | 3000 |  | 1000 | 1000 |  | 0 | 0 |  | 95959 | 95959 |  | 8603.02 | 8603.02
| Note | Note Details
3.26.38 | - | Class Room , School Led Screens & Music Room
| Item Code | Description | Item Remarks | Unit of Measurement | Quantity/Base Price | Unit Price/Discount % (Excluding VAT) | Total |  | Unit Price/Discount % (Excluding VAT) | Total |  | Unit Price/Discount % (Excluding VAT) | Total |  | Unit Price/Discount % (Excluding VAT) | Total |  | Unit Price/Discount % (Excluding VAT) | Total |  | Unit Price/Discount % (Excluding VAT) | Total |  | Unit Price/Discount % (Excluding VAT) | Total |  | Unit Price/Discount % (Excluding VAT) | Total |  | Unit Price/Discount % (Excluding VAT) | Total |  | Unit Price/Discount % (Excluding VAT) | Total |  | Unit Price/Discount % (Excluding VAT) | Total |  | Unit Price/Discount % (Excluding VAT) | Total |  | Unit Price/Discount % (Excluding VAT) | Total | Unit Price/Discount % (Excluding VAT) | Total | Unit Price/Discount % (Excluding VAT) | Total
3.26.39 | 2R8.34 | (*) Facility panel |  | nr | 171 | 0 | 0 |  | 0 | 0 |  | 0 | 0 |  | 0 | 0 |  | 0 | 0 |  | 1612 | 275652 |  | 1000 | 171000 |  | 200 | 34200 |  | 0 | 0 |  | 2171 | 371241 |  | 675.95 | 115587.45
3.26.40 | 2R8.35 | (*) Ultra short through interactive projector 3000 ANSI with 85" board for class rooms (HDMI , DVI , VGA , RJ45 , connections with USB , interactive and wireless modules , complete with pen and accessories |  | nr | 86 | 0 | 0 |  | 0 | 0 |  | 0 | 0 |  | 0 | 0 |  | 0 | 0 |  | 0 | 0 |  | 32000 | 2752000 |  | 200 | 17200 |  | 0 | 0 |  | 9351 | 804186 |  | 12216.29 | 1050600.94
3.26.41 | 2R8.36 | (*) Wall mounted LED display with set top box DVD player 46" |  | nr | 4 | 0 | 0 |  | 0 | 0 |  | 0 | 0 |  | 0 | 0 |  | 0 | 0 |  | 0 | 0 |  | 7500 | 30000 |  | 150 | 600 |  | 0 | 0 |  | 7043 | 28172 |  | 39784.59 | 159138.36
3.26.42 | 2R8.37 | (*) Wall mounted LED display with set top box DVD player 55" |  | nr | 1 | 0 | 0 |  | 0 | 0 |  | 0 | 0 |  | 0 | 0 |  | 0 | 0 |  | 0 | 0 |  | 10000 | 10000 |  | 5000 | 5000 |  | 0 | 0 |  | 11467 | 11467 |  | 44883.2 | 44883.2
3.26.43 | 2R8.38 | (*) Wall mounted LED display with set top box DVD player 60" |  | nr | 3 | 0 | 0 |  | 0 | 0 |  | 0 | 0 |  | 0 | 0 |  | 0 | 0 |  | 0 | 0 |  | 13000 | 39000 |  | 5000 | 15000 |  | 0 | 0 |  | 12824 | 38472 |  | 51243.59 | 153730.77
| Note | Note Details
3.26.44 | - | Contractor's Adjustment
| Item Code | Description | Item Remarks | Unit of Measurement | Quantity/Base Price | Unit Price/Discount % (Excluding VAT) | Total |  | Unit Price/Discount % (Excluding VAT) | Total |  | Unit Price/Discount % (Excluding VAT) | Total |  | Unit Price/Discount % (Excluding VAT) | Total |  | Unit Price/Discount % (Excluding VAT) | Total |  | Unit Price/Discount % (Excluding VAT) | Total |  | Unit Price/Discount % (Excluding VAT) | Total |  | Unit Price/Discount % (Excluding VAT) | Total |  | Unit Price/Discount % (Excluding VAT) | Total |  | Unit Price/Discount % (Excluding VAT) | Total |  | Unit Price/Discount % (Excluding VAT) | Total |  | Unit Price/Discount % (Excluding VAT) | Total |  | Unit Price/Discount % (Excluding VAT) | Total | Unit Price/Discount % (Excluding VAT) | Total | Unit Price/Discount % (Excluding VAT) | Total
3.26.45 | 2R8.39 | (*) Contractor may price here any items which has been shown in the drawings or any other documents but overlooked or not specifically mentioned in the schedule of items and is necessary for the satisfactory completion of the Works. Should the Contractor fail to insert any item here, it will be deemed that Lump Sum Contract Price includes all such items and no claims for additional items will be entertained. |  | Item | 1 | 0 | 0 |  | 0 | 0 |  | 0 | 0 |  | 0 | 0 |  | 0 | 0 |  | 0 | 0 |  | 0 | 0 |  | 0 | 0 |  | 0 | 0 |  | 0 | 0 |  | 0 | 0
| Note | Note Details
3.26.46 | - | Please attach one PDF file to be named "Additional Items for (insert bill no/name & Section No/name)" for the details of these additional items in the additional attachment area at the end of the BOQ.
3.27 SECTION R9 - CCTV SYSTEM | [5 empty] | 16 (out of 16) | 0 |  | 16 (out of 16) | 1540000 |  | 16 (out of 16) | 0 |  | 16 (out of 16) | 0 |  | 16 (out of 16) | 0 |  | 16 (out of 16) | 754738 |  | 16 (out of 16) | 1217250 |  | 16 (out of 16) | 790000 |  | 16 (out of 16) | 0 |  | 16 (out of 16) | 1574225 |  | 16 (out of 16) | 669235.2
| Note | Note Details
3.27.1 | - | IP CCTV System
3.27.2 | - | Supply, installation, connecting, testing and commissioning of IP CCTV system as specified below comprising of CCTV server , console , client workstations , with complete network video recorder, NAS storage, printers, controllers, media converter , IR , WDR, monitor, programs and CCTV IP cameras including outlet boxes, pull boxes, conduits, conduit fittings, pathways , trunking, cables , Brackets and all accessories required to complete installation as per specifications (section 276000) and drawings.
| Item Code | Description | Item Remarks | Unit of Measurement | Quantity/Base Price | Unit Price/Discount % (Excluding VAT) | Total |  | Unit Price/Discount % (Excluding VAT) | Total |  | Unit Price/Discount % (Excluding VAT) | Total |  | Unit Price/Discount % (Excluding VAT) | Total |  | Unit Price/Discount % (Excluding VAT) | Total |  | Unit Price/Discount % (Excluding VAT) | Total |  | Unit Price/Discount % (Excluding VAT) | Total |  | Unit Price/Discount % (Excluding VAT) | Total |  | Unit Price/Discount % (Excluding VAT) | Total |  | Unit Price/Discount % (Excluding VAT) | Total |  | Unit Price/Discount % (Excluding VAT) | Total |  | Unit Price/Discount % (Excluding VAT) | Total |  | Unit Price/Discount % (Excluding VAT) | Total | Unit Price/Discount % (Excluding VAT) | Total | Unit Price/Discount % (Excluding VAT) | Total
3.27.3 | 2R9.01 | (*) Fixed IP camera Wall Mounted (RECOGNOTION LEVEL) |  | nr | 36 | 0 | 0 |  | 0 | 0 |  | 0 | 0 |  | 0 | 0 |  | 0 | 0 |  | 1801 | 64836 |  | 3800 | 136800 |  | 3500 | 126000 |  | 0 | 0 |  | 5069 | 182484 |  | 1313.28 | 47278.08
3.27.4 | 2R9.02 | (*) Fixed IP camera Wall Mounted (IDENTIFICATION LEVEL) AND (WIDE DYNAMIC RANGE) |  | nr | 6 | 0 | 0 |  | 0 | 0 |  | 0 | 0 |  | 0 | 0 |  | 0 | 0 |  | 3318 | 19908 |  | 4200 | 25200 |  | 3500 | 21000 |  | 0 | 0 |  | 8721 | 52326 |  | 1802.54 | 10815.24
3.27.5 | 2R9.03 | (*) Fixed IP camera Wall Mounted Vandal resistance (RECOGNOTION LEVEL) |  | nr | 2 | 0 | 0 |  | 0 | 0 |  | 0 | 0 |  | 0 | 0 |  | 0 | 0 |  | 3034 | 6068 |  | 4750 | 9500 |  | 3500 | 7000 |  | 0 | 0 |  | 7255 | 14510 |  | 1313.28 | 2626.56
3.27.6 | 2R9.04 | (*) Fixed IP camera Wall Mounted Weather Proof Type (Identification Level) |  | nr | 9 | 0 | 0 |  | 0 | 0 |  | 0 | 0 |  | 0 | 0 |  | 0 | 0 |  | 3185 | 28665 |  | 4900 | 44100 |  | 3500 | 31500 |  | 0 | 0 |  | 7255 | 65295 |  | 1995.67 | 17961.03
3.27.7 | 2R9.05 | (*) Fixed Ip Dome Camera Ceiling Mounted (Recognition Level) |  | nr | 58 | 0 | 0 |  | 0 | 0 |  | 0 | 0 |  | 0 | 0 |  | 0 | 0 |  | 2370 | 137460 |  | 4750 | 275500 |  | 3500 | 203000 |  | 0 | 0 |  | 6461 | 374738 |  | 1261.78 | 73183.24
3.27.8 | 2R9.06 | (*) Fixed IP Dome Camera Ceiling Mounted (IDENTIFICATION LEVEL) AND (WIDE DYNAMIC RANGE) |  | nr | 13 | 0 | 0 |  | 0 | 0 |  | 0 | 0 |  | 0 | 0 |  | 0 | 0 |  | 4266 | 55458 |  | 4750 | 61750 |  | 3500 | 45500 |  | 0 | 0 |  | 10057 | 130741 |  | 1609.41 | 20922.33
3.27.9 | 2R9.07 | (*) Fixed Ip Dome Camera Ceiling Mounted (Identification Level) |  | nr | 14 | 0 | 0 |  | 0 | 0 |  | 0 | 0 |  | 0 | 0 |  | 0 | 0 |  | 3034 | 42476 |  | 4750 | 66500 |  | 3500 | 49000 |  | 0 | 0 |  | 10057 | 140798 |  | 1261.78 | 17664.92
3.27.10 | 2R9.08 | (*) CCTV Application server |  | nr | 1 | 0 | 0 |  | 1540000 | 1540000 |  | 0 | 0 |  | 0 | 0 |  | 0 | 0 |  | 61620 | 61620 |  | 65000 | 65000 |  | 15000 | 15000 |  | 0 | 0 |  | 30779 | 30779 |  | 96564.55 | 96564.55
3.27.11 | 2R9.09 | (*) Network Attached Storage (N.A.S Storage) |  | nr | 1 | 0 | 0 |  | 0 | 0 |  | 0 | 0 |  | 0 | 0 |  | 0 | 0 |  | 90060 | 90060 |  | 10000 | 10000 |  | 75000 | 75000 |  | 0 | 0 |  | 62610 | 62610 |  | 186691.46 | 186691.46
3.27.12 | 2R9.10 | (*) Network video recorder |  | nr | 1 | 0 | 0 |  | 0 | 0 |  | 0 | 0 |  | 0 | 0 |  | 0 | 0 |  | 47400 | 47400 |  | 75000 | 75000 |  | 25000 | 25000 |  | 0 | 0 |  | 99466 | 99466 |  | 46350.98 | 46350.98
3.27.13 | 2R9.11 | (*) CCTV rack complete with all accessories |  | nr | 1 | 0 | 0 |  | 0 | 0 |  | 0 | 0 |  | 0 | 0 |  | 0 | 0 |  | 14220 | 14220 |  | 175000 | 175000 |  | 12000 | 12000 |  | 0 | 0 |  | 24218 | 24218 |  | 21887.96 | 21887.96
3.27.14 | 2R9.12 | (*) Control center in principal's room |  | nr | 1 | 0 | 0 |  | 0 | 0 |  | 0 | 0 |  | 0 | 0 |  | 0 | 0 |  | 11376 | 11376 |  | 75000 | 75000 |  | 2500 | 2500 |  | 0 | 0 |  | 34561 | 34561 |  | 11587.75 | 11587.75
3.27.15 | 2R9.13 | (*) Control center in BMS room (3 operator console) |  | nr | 1 | 0 | 0 |  | 0 | 0 |  | 0 | 0 |  | 0 | 0 |  | 0 | 0 |  | 11376 | 11376 |  | 78000 | 78000 |  | 7500 | 7500 |  | 0 | 0 |  | 69121 | 69121 |  | 31496.78 | 31496.78
| Note | Note Details
3.27.16 | - | CCTV for External Site areas
| Item Code | Description | Item Remarks | Unit of Measurement | Quantity/Base Price | Unit Price/Discount % (Excluding VAT) | Total |  | Unit Price/Discount % (Excluding VAT) | Total |  | Unit Price/Discount % (Excluding VAT) | Total |  | Unit Price/Discount % (Excluding VAT) | Total |  | Unit Price/Discount % (Excluding VAT) | Total |  | Unit Price/Discount % (Excluding VAT) | Total |  | Unit Price/Discount % (Excluding VAT) | Total |  | Unit Price/Discount % (Excluding VAT) | Total |  | Unit Price/Discount % (Excluding VAT) | Total |  | Unit Price/Discount % (Excluding VAT) | Total |  | Unit Price/Discount % (Excluding VAT) | Total |  | Unit Price/Discount % (Excluding VAT) | Total |  | Unit Price/Discount % (Excluding VAT) | Total | Unit Price/Discount % (Excluding VAT) | Total | Unit Price/Discount % (Excluding VAT) | Total
3.27.17 | 2R9.14 | (*) Fixed IP External Camera Wall Mounted Weather Proof Type mounted on poles (Recognition Level) |  | nr | 25 | 0 | 0 |  | 0 | 0 |  | 0 | 0 |  | 0 | 0 |  | 0 | 0 |  | 5688 | 142200 |  | 4700 | 117500 |  | 5000 | 125000 |  | 0 | 0 |  | 9138 | 228450 |  | 2317.55 | 57938.75
3.27.18 | 2R9.15 | (*) Number Plate Reader (at site Entrance Gates) |  | nr | 3 | 0 | 0 |  | 0 | 0 |  | 0 | 0 |  | 0 | 0 |  | 0 | 0 |  | 7205 | 21615 |  | 800 | 2400 |  | 15000 | 45000 |  | 0 | 0 |  | 21376 | 64128 |  | 8755.19 | 26265.57
| Note | Note Details
3.27.19 | - | Contractor's Adjustment
| Item Code | Description | Item Remarks | Unit of Measurement | Quantity/Base Price | Unit Price/Discount % (Excluding VAT) | Total |  | Unit Price/Discount % (Excluding VAT) | Total |  | Unit Price/Discount % (Excluding VAT) | Total |  | Unit Price/Discount % (Excluding VAT) | Total |  | Unit Price/Discount % (Excluding VAT) | Total |  | Unit Price/Discount % (Excluding VAT) | Total |  | Unit Price/Discount % (Excluding VAT) | Total |  | Unit Price/Discount % (Excluding VAT) | Total |  | Unit Price/Discount % (Excluding VAT) | Total |  | Unit Price/Discount % (Excluding VAT) | Total |  | Unit Price/Discount % (Excluding VAT) | Total |  | Unit Price/Discount % (Excluding VAT) | Total |  | Unit Price/Discount % (Excluding VAT) | Total | Unit Price/Discount % (Excluding VAT) | Total | Unit Price/Discount % (Excluding VAT) | Total
3.27.20 | 2R9.16 | (*) Contractor may price here any items which has been shown in the drawings or any other documents but overlooked or not specifically mentioned in the schedule of items and is necessary for the satisfactory completion of the Works. Should the Contractor fail to insert any item here, it will be deemed that Lump Sum Contract Price includes all such items and no claims for additional items will be entertained. |  | Item | 1 | 0 | 0 |  | 0 | 0 |  | 0 | 0 |  | 0 | 0 |  | 0 | 0 |  | 0 | 0 |  | 0 | 0 |  | 0 | 0 |  | 0 | 0 |  | 0 | 0 |  | 0 | 0
| Note | Note Details
3.27.21 | - | Please attach one PDF file to be named "Additional Items for (insert bill no/name & Section No/name)" for the details of these additional items in the additional attachment area at the end of the BOQ.
3.28 SECTION R10 - FIRE ALARM SYSTEM | [5 empty] | 19 (out of 19) | 0 |  | 19 (out of 19) | 708450 |  | 19 (out of 19) | 0 |  | 19 (out of 19) | 0 |  | 19 (out of 19) | 0 |  | 19 (out of 19) | 382105 |  | 19 (out of 19) | 965562 |  | 19 (out of 19) | 697100 |  | 19 (out of 19) | 0 |  | 19 (out of 19) | 735923 |  | 19 (out of 19) | 887771.94
| Note | Note Details
3.28.1 | - | Supply, installation, connecting, testing and commissioning of fire alarm system as specified below with complete network including outlet boxes, pull boxes, conduits, conduit fittings, pathways , trunking, cables , Brackets and all accessories required to complete installation as per specifications (section 283100) and drawings.
| Item Code | Description | Item Remarks | Unit of Measurement | Quantity/Base Price | Unit Price/Discount % (Excluding VAT) | Total |  | Unit Price/Discount % (Excluding VAT) | Total |  | Unit Price/Discount % (Excluding VAT) | Total |  | Unit Price/Discount % (Excluding VAT) | Total |  | Unit Price/Discount % (Excluding VAT) | Total |  | Unit Price/Discount % (Excluding VAT) | Total |  | Unit Price/Discount % (Excluding VAT) | Total |  | Unit Price/Discount % (Excluding VAT) | Total |  | Unit Price/Discount % (Excluding VAT) | Total |  | Unit Price/Discount % (Excluding VAT) | Total |  | Unit Price/Discount % (Excluding VAT) | Total |  | Unit Price/Discount % (Excluding VAT) | Total |  | Unit Price/Discount % (Excluding VAT) | Total | Unit Price/Discount % (Excluding VAT) | Total | Unit Price/Discount % (Excluding VAT) | Total
3.28.2 | 2R10.01 | (*) Addressable fire alarm control panel 6 loops including complete interface with public address system , HVAC , Fire fighting , Elevator , Civil defence , Audio Visual & security and BMS |  | nr | 1 | 0 | 0 |  | 35000 | 35000 |  | 0 | 0 |  | 0 | 0 |  | 0 | 0 |  | 15168 | 15168 |  | 16000 | 16000 |  | 15000 | 15000 |  | 0 | 0 |  | 49696 | 49696 |  | 55660 | 55660
3.28.3 | 2R10.02 | (*) Fire alarm outlet including fire resistant cables, conduits boxes & all accessories up to next device and/or up to respective fire alarm control panel |  | item | 1063 | 0 | 0 |  | 300 | 318900 |  | 0 | 0 |  | 0 | 0 |  | 0 | 0 |  | 95 | 100985 |  | 425 | 451775 |  | 350 | 372050 |  | 0 | 0 |  | 382 | 406066 |  | 303.6 | 322726.8
3.28.4 | 2R10.03 | (*) Intelligent Addressable Photoelectric smoke detector |  | nr | 536 | 0 | 0 |  | 300 | 160800 |  | 0 | 0 |  | 0 | 0 |  | 0 | 0 |  | 118 | 63248 |  | 375 | 201000 |  | 150 | 80400 |  | 0 | 0 |  | 123 | 65928 |  | 283.36 | 151880.96
3.28.5 | 2R10.04 | (*) Intelligent Addressable heat detector (fixed / rate of rise) |  | nr | 54 | 0 | 0 |  | 400 | 21600 |  | 0 | 0 |  | 0 | 0 |  | 0 | 0 |  | 171 | 9234 |  | 290 | 15660 |  | 150 | 8100 |  | 0 | 0 |  | 113 | 6102 |  | 298.54 | 16121.16
3.28.6 | 2R10.05 | (*) Addressable duct smoke detector |  | nr | 64 | 0 | 0 |  | 400 | 25600 |  | 0 | 0 |  | 0 | 0 |  | 0 | 0 |  | 209 | 13376 |  | 369 | 23616 |  | 450 | 28800 |  | 0 | 0 |  | 829 | 53056 |  | 283.36 | 18135.04
3.28.7 | 2R10.06 | (*) Horn wall mounted Weather proof |  | nr | 32 | 0 | 0 |  | 450 | 14400 |  | 0 | 0 |  | 0 | 0 |  | 0 | 0 |  | 474 | 15168 |  | 320 | 10240 |  | 450 | 14400 |  | 0 | 0 |  | 443 | 14176 |  | 506 | 16192
3.28.8 | 2R10.07 | (*) Horn with flashing strob wall mounted |  | nr | 59 | 0 | 0 |  | 450 | 26550 |  | 0 | 0 |  | 0 | 0 |  | 0 | 0 |  | 512 | 30208 |  | 321 | 18939 |  | 450 | 26550 |  | 0 | 0 |  | 443 | 26137 |  | 556.6 | 32839.4
3.28.9 | 2R10.08 | (*) Horn with flashing strob wall mounted Weather proof |  | nr | 6 | 0 | 0 |  | 700 | 4200 |  | 0 | 0 |  | 0 | 0 |  | 0 | 0 |  | 550 | 3300 |  | 407 | 2442 |  | 450 | 2700 |  | 0 | 0 |  | 443 | 2658 |  | 657.8 | 3946.8
3.28.10 | 2R10.09 | (*) flashing strobe light wall mounted |  | nr | 37 | 0 | 0 |  | 500 | 18500 |  | 0 | 0 |  | 0 | 0 |  | 0 | 0 |  | 493 | 18241 |  | 353 | 13061 |  | 450 | 16650 |  | 0 | 0 |  | 443 | 16391 |  | 445.28 | 16475.36
3.28.11 | 2R10.10 | (*) Addressable manual fire alarm station |  | nr | 22 | 0 | 0 |  | 200 | 4400 |  | 0 | 0 |  | 0 | 0 |  | 0 | 0 |  | 237 | 5214 |  | 420 | 9240 |  | 150 | 3300 |  | 0 | 0 |  | 148 | 3256 |  | 4554 | 100188
3.28.12 | 2R10.11 | (*) Addressable manual fire alarm station Weather proof |  | nr | 8 | 0 | 0 |  | 250 | 2000 |  | 0 | 0 |  | 0 | 0 |  | 0 | 0 |  | 474 | 3792 |  | 650 | 5200 |  | 500 | 4000 |  | 0 | 0 |  | 474 | 3792 |  | 5768.4 | 46147.2
3.28.13 | 2R10.12 | (*) Addressable monitoring module for fire suppression system |  | nr | 20 | 0 | 0 |  | 300 | 6000 |  | 0 | 0 |  | 0 | 0 |  | 0 | 0 |  | 303 | 6060 |  | 465 | 9300 |  | 500 | 10000 |  | 0 | 0 |  | 148 | 2960 |  | 384.56 | 7691.2
3.28.14 | 2R10.13 | (*) Addressable control module for fire suppression system |  | nr | 184 | 0 | 0 |  | 200 | 36800 |  | 0 | 0 |  | 0 | 0 |  | 0 | 0 |  | 341 | 62744 |  | 433 | 79672 |  | 500 | 92000 |  | 0 | 0 |  | 163 | 29992 |  | 384.56 | 70759.04
3.28.15 | 2R10.14 | (*) Intelligent addressable optical photoelectric detector - beam transmitter |  | nr | 8 | 0 | 0 |  | 800 | 6400 |  | 0 | 0 |  | 0 | 0 |  | 0 | 0 |  | 1138 | 9104 |  | 550 | 4400 |  | 400 | 3200 |  | 0 | 0 |  | 4494 | 35952 |  | 910.8 | 7286.4
3.28.16 | 2R10.15 | (*) Intelligent addressable photoelectric smoke detector - beam receiver |  | nr | 8 | 0 | 0 |  | 800 | 6400 |  | 0 | 0 |  | 0 | 0 |  | 0 | 0 |  | 1138 | 9104 |  | 3424 | 27392 |  | 400 | 3200 |  | 0 | 0 |  | 745 | 5960 |  | 910.8 | 7286.4
3.28.17 | 2R10.16 | (*) Auto dialer |  | nr | 1 | 0 | 0 |  | 2000 | 2000 |  | 0 | 0 |  | 0 | 0 |  | 0 | 0 |  | 569 | 569 |  | 57780 | 57780 |  | 5000 | 5000 |  | 0 | 0 |  | 5301 | 5301 |  | 7994.8 | 7994.8
3.28.18 | 2R10.17 | (*) Fire fighter telephone jack |  | nr | 23 | 0 | 0 |  | 300 | 6900 |  | 0 | 0 |  | 0 | 0 |  | 0 | 0 |  | 474 | 10902 |  | 165 | 3795 |  | 250 | 5750 |  | 0 | 0 |  | 78 | 1794 |  | 75.9 | 1745.7
3.28.19 | 2R10.18 | (*) Fire alarm repeater panel |  | nr | 1 | 0 | 0 |  | 12000 | 12000 |  | 0 | 0 |  | 0 | 0 |  | 0 | 0 |  | 5688 | 5688 |  | 16050 | 16050 |  | 6000 | 6000 |  | 0 | 0 |  | 6706 | 6706 |  | 4695.68 | 4695.68
| Note | Note Details
3.28.20 | - | Contractor's Adjustment
| Item Code | Description | Item Remarks | Unit of Measurement | Quantity/Base Price | Unit Price/Discount % (Excluding VAT) | Total |  | Unit Price/Discount % (Excluding VAT) | Total |  | Unit Price/Discount % (Excluding VAT) | Total |  | Unit Price/Discount % (Excluding VAT) | Total |  | Unit Price/Discount % (Excluding VAT) | Total |  | Unit Price/Discount % (Excluding VAT) | Total |  | Unit Price/Discount % (Excluding VAT) | Total |  | Unit Price/Discount % (Excluding VAT) | Total |  | Unit Price/Discount % (Excluding VAT) | Total |  | Unit Price/Discount % (Excluding VAT) | Total |  | Unit Price/Discount % (Excluding VAT) | Total |  | Unit Price/Discount % (Excluding VAT) | Total |  | Unit Price/Discount % (Excluding VAT) | Total | Unit Price/Discount % (Excluding VAT) | Total | Unit Price/Discount % (Excluding VAT) | Total
3.28.21 | 2R10.19 | (*) Contractor may price here any items which has been shown in the drawings or any other documents but overlooked or not specifically mentioned in the schedule of items and is necessary for the satisfactory completion of the Works. Should the Contractor fail to insert any item here, it will be deemed that Lump Sum Contract Price includes all such items and no claims for additional items will be entertained. |  | Item | 1 | 0 | 0 |  | 0 | 0 |  | 0 | 0 |  | 0 | 0 |  | 0 | 0 |  | 0 | 0 |  | 0 | 0 |  | 0 | 0 |  | 0 | 0 |  | 0 | 0 |  | 0 | 0
| Note | Note Details
3.28.22 | - | Please attach one PDF file to be named "Additional Items for (insert bill no/name & Section No/name)" for the details of these additional items in the additional attachment area at the end of the BOQ.
3.29 SECTION R11 - ACCESS CONTROL SYSTEM | [5 empty] | 13 (out of 13) | 0 |  | 13 (out of 13) | 696700 |  | 13 (out of 13) | 0 |  | 13 (out of 13) | 0 |  | 13 (out of 13) | 0 |  | 13 (out of 13) | 499093 |  | 13 (out of 13) | 700670 |  | 13 (out of 13) | 245850 |  | 13 (out of 13) | 0 |  | 13 (out of 13) | 639969 |  | 13 (out of 13) | 611645.71
| Note | Note Details
3.29.1 | - | Supply, installation, connecting, testing and commissioning of access control system including access control panel with back up batteries and battery charger, cables, conduits, conduit fittings, trunking, terminations, electromagnetic door lock, proximity card, proximity card reader, door interface module, (cont'd)
3.29.2 | - | (continuation) card holder (energy saving switch), pin pad, exit push button, Event Printer, Card issue machine, security sounder, system software license , integration with BMS ,CCTV, IBMS and life safety and all accessories required to complete installation as per specification (section 281000) and drawings.
| Item Code | Description | Item Remarks | Unit of Measurement | Quantity/Base Price | Unit Price/Discount % (Excluding VAT) | Total |  | Unit Price/Discount % (Excluding VAT) | Total |  | Unit Price/Discount % (Excluding VAT) | Total |  | Unit Price/Discount % (Excluding VAT) | Total |  | Unit Price/Discount % (Excluding VAT) | Total |  | Unit Price/Discount % (Excluding VAT) | Total |  | Unit Price/Discount % (Excluding VAT) | Total |  | Unit Price/Discount % (Excluding VAT) | Total |  | Unit Price/Discount % (Excluding VAT) | Total |  | Unit Price/Discount % (Excluding VAT) | Total |  | Unit Price/Discount % (Excluding VAT) | Total |  | Unit Price/Discount % (Excluding VAT) | Total |  | Unit Price/Discount % (Excluding VAT) | Total | Unit Price/Discount % (Excluding VAT) | Total | Unit Price/Discount % (Excluding VAT) | Total
3.29.3 | 2R11.01 | (*) Magnetic door contact |  | nr | 210 | 0 | 0 |  | 400 | 84000 |  | 0 | 0 |  | 0 | 0 |  | 0 | 0 |  | 853 | 179130 |  | 1300 | 273000 |  | 400 | 84000 |  | 0 | 0 |  | 146 | 30660 |  | 542.46 | 113916.6
3.29.4 | 2R11.02 | (*) Proximity Card reader with Keypad |  | nr | 63 | 0 | 0 |  | 1700 | 107100 |  | 0 | 0 |  | 0 | 0 |  | 0 | 0 |  | 948 | 59724 |  | 800 | 50400 |  | 400 | 25200 |  | 0 | 0 |  | 3453 | 217539 |  | 1615.26 | 101761.38
3.29.5 | 2R11.03 | (*) Proximity Card reader with Keypad weather proof |  | nr | 37 | 0 | 0 |  | 1800 | 66600 |  | 0 | 0 |  | 0 | 0 |  | 0 | 0 |  | 1138 | 42106 |  | 1400 | 51800 |  | 400 | 14800 |  | 0 | 0 |  | 3453 | 127761 |  | 2490.19 | 92137.03
3.29.6 | 2R11.04 | (*) Electrical Door Lock (in coordination with Arch door schedule) |  | nr | 56 | 0 | 0 |  | 400 | 22400 |  | 0 | 0 |  | 0 | 0 |  | 0 | 0 |  | 948 | 53088 |  | 1600 | 89600 |  | 500 | 28000 |  | 0 | 0 |  | 195 | 10920 |  | 874.93 | 48996.08
3.29.7 | 2R11.05 | (*) Emergency break glass (DUG) |  | nr | 18 | 0 | 0 |  | 500 | 9000 |  | 0 | 0 |  | 0 | 0 |  | 0 | 0 |  | 379 | 6822 |  | 900 | 16200 |  | 350 | 6300 |  | 0 | 0 |  | 421 | 7578 |  | 471.12 | 8480.16
3.29.8 | 2R11.06 | (*) Push button for door release |  | nr | 19 | 0 | 0 |  | 400 | 7600 |  | 0 | 0 |  | 0 | 0 |  | 0 | 0 |  | 237 | 4503 |  | 650 | 12350 |  | 350 | 6650 |  | 0 | 0 |  | 298 | 5662 |  | 336.51 | 6393.69
3.29.9 | 2R11.07 | (*) Time attendance Biometric reader (finger print) with keypad |  | nr | 4 | 0 | 0 |  | 0 | 0 |  | 0 | 0 |  | 0 | 0 |  | 0 | 0 |  | 8058 | 32232 |  | 3600 | 14400 |  | 7000 | 28000 |  | 0 | 0 |  | 2947 | 11788 |  | 4038.15 | 16152.6
| Note | Note Details
3.29.10 | - | Disabled Toilets system
| Item Code | Description | Item Remarks | Unit of Measurement | Quantity/Base Price | Unit Price/Discount % (Excluding VAT) | Total |  | Unit Price/Discount % (Excluding VAT) | Total |  | Unit Price/Discount % (Excluding VAT) | Total |  | Unit Price/Discount % (Excluding VAT) | Total |  | Unit Price/Discount % (Excluding VAT) | Total |  | Unit Price/Discount % (Excluding VAT) | Total |  | Unit Price/Discount % (Excluding VAT) | Total |  | Unit Price/Discount % (Excluding VAT) | Total |  | Unit Price/Discount % (Excluding VAT) | Total |  | Unit Price/Discount % (Excluding VAT) | Total |  | Unit Price/Discount % (Excluding VAT) | Total |  | Unit Price/Discount % (Excluding VAT) | Total |  | Unit Price/Discount % (Excluding VAT) | Total | Unit Price/Discount % (Excluding VAT) | Total | Unit Price/Discount % (Excluding VAT) | Total
3.29.11 | 2R11.08 | (*) Alarm indication device (light with buzzer) (disabled toilet alarm system) |  | nr | 36 | 0 | 0 |  | 0 | 0 |  | 0 | 0 |  | 0 | 0 |  | 0 | 0 |  | 607 | 21852 |  | 900 | 32400 |  | 250 | 9000 |  | 0 | 0 |  | 687 | 24732 |  | 2422.89 | 87224.04
3.29.12 | 2R11.09 | (*) Alarm initiation device with cord (disabled toilet alarm system) |  | nr | 36 | 0 | 0 |  | 0 | 0 |  | 0 | 0 |  | 0 | 0 |  | 0 | 0 |  | 607 | 21852 |  | 3000 | 108000 |  | 250 | 9000 |  | 0 | 0 |  | 1365 | 49140 |  | 1211.45 | 43612.2
3.29.13 | 2R11.10 | (*) Alarm cancellation switch (disabled toilet alarm system) |  | nr | 36 | 0 | 0 |  | 0 | 0 |  | 0 | 0 |  | 0 | 0 |  | 0 | 0 |  | 607 | 21852 |  | 320 | 11520 |  | 250 | 9000 |  | 0 | 0 |  | 489 | 17604 |  | 403.82 | 14537.52
3.29.14 | 2R11.11 | (*) Remote indicator panel for multiple disabled person's call system including power supply , battery , cabling , pathways and interfacing with life safety and BMS systems |  | nr | 1 | 0 | 0 |  | 300000 | 300000 |  | 0 | 0 |  | 0 | 0 |  | 0 | 0 |  | 41712 | 41712 |  | 16000 | 16000 |  | 25000 | 25000 |  | 0 | 0 |  | 5059 | 5059 |  | 34283.93 | 34283.93
| Note | Note Details
3.29.15 | - | Access control to external Site area
| Item Code | Description | Item Remarks | Unit of Measurement | Quantity/Base Price | Unit Price/Discount % (Excluding VAT) | Total |  | Unit Price/Discount % (Excluding VAT) | Total |  | Unit Price/Discount % (Excluding VAT) | Total |  | Unit Price/Discount % (Excluding VAT) | Total |  | Unit Price/Discount % (Excluding VAT) | Total |  | Unit Price/Discount % (Excluding VAT) | Total |  | Unit Price/Discount % (Excluding VAT) | Total |  | Unit Price/Discount % (Excluding VAT) | Total |  | Unit Price/Discount % (Excluding VAT) | Total |  | Unit Price/Discount % (Excluding VAT) | Total |  | Unit Price/Discount % (Excluding VAT) | Total |  | Unit Price/Discount % (Excluding VAT) | Total |  | Unit Price/Discount % (Excluding VAT) | Total | Unit Price/Discount % (Excluding VAT) | Total | Unit Price/Discount % (Excluding VAT) | Total
3.29.16 | 2R11.12 | (*) Complete Door access controller with reader door lock and door contact (weather proof) IP 65 with interface with gate barrier , road blocker , automatic gates , CCTV and UVSS systems |  | Item | 1 | 0 | 0 |  | 100000 | 100000 |  | 0 | 0 |  | 0 | 0 |  | 0 | 0 |  | 14220 | 14220 |  | 25000 | 25000 |  | 900 | 900 |  | 0 | 0 |  | 131526 | 131526 |  | 44150.48 | 44150.48
| Note | Note Details
3.29.17 | - | Contractor's Adjustment
| Item Code | Description | Item Remarks | Unit of Measurement | Quantity/Base Price | Unit Price/Discount % (Excluding VAT) | Total |  | Unit Price/Discount % (Excluding VAT) | Total |  | Unit Price/Discount % (Excluding VAT) | Total |  | Unit Price/Discount % (Excluding VAT) | Total |  | Unit Price/Discount % (Excluding VAT) | Total |  | Unit Price/Discount % (Excluding VAT) | Total |  | Unit Price/Discount % (Excluding VAT) | Total |  | Unit Price/Discount % (Excluding VAT) | Total |  | Unit Price/Discount % (Excluding VAT) | Total |  | Unit Price/Discount % (Excluding VAT) | Total |  | Unit Price/Discount % (Excluding VAT) | Total |  | Unit Price/Discount % (Excluding VAT) | Total |  | Unit Price/Discount % (Excluding VAT) | Total | Unit Price/Discount % (Excluding VAT) | Total | Unit Price/Discount % (Excluding VAT) | Total
3.29.18 | 2R11.13 | (*) Contractor may price here any items which has been shown in the drawings or any other documents but overlooked or not specifically mentioned in the schedule of items and is necessary for the satisfactory completion of the Works. Should the Contractor fail to insert any item here, it will be deemed that Lump Sum Contract Price includes all such items and no claims for additional items will be entertained. |  | Item | 1 | 0 | 0 |  | 0 | 0 |  | 0 | 0 |  | 0 | 0 |  | 0 | 0 |  | 0 | 0 |  | 0 | 0 |  | 0 | 0 |  | 0 | 0 |  | 0 | 0 |  | 0 | 0
| Note | Note Details
3.29.19 | - | Please attach one PDF file to be named "Additional Items for (insert bill no/name & Section No/name)" for the details of these additional items in the additional attachment area at the end of the BOQ.
3.30 BILL NO. 03 - EXTERNAL WORKS AND SERVICES | [5 empty] | 177 (out of 177) | 0 |  | 177 (out of 177) | 20608690 |  | 177 (out of 177) | 17430738 |  | 177 (out of 177) | 17494821.68 |  | 177 (out of 177) | 17337753 |  | 177 (out of 177) | 24707518 |  | 177 (out of 177) | 26932863 |  | 177 (out of 177) | 27610675 |  | 177 (out of 177) | 31369306 |  | 177 (out of 177) | 22797946 |  | 177 (out of 177) | 30886591.98
| Note | Note Details
3.30.1 | - | The Contractor is referred to the Drawings and Specification for all details related to this section of the Works and he is to include for complying with all the requirements contained therein, whether or not they are specifically mentioned within the item descriptions
3.30.2 | - | Demolition And Site Clearance
| Item Code | Description | Item Remarks | Unit of Measurement | Quantity/Base Price | Unit Price/Discount % (Excluding VAT) | Total |  | Unit Price/Discount % (Excluding VAT) | Total |  | Unit Price/Discount % (Excluding VAT) | Total |  | Unit Price/Discount % (Excluding VAT) | Total |  | Unit Price/Discount % (Excluding VAT) | Total |  | Unit Price/Discount % (Excluding VAT) | Total |  | Unit Price/Discount % (Excluding VAT) | Total |  | Unit Price/Discount % (Excluding VAT) | Total |  | Unit Price/Discount % (Excluding VAT) | Total |  | Unit Price/Discount % (Excluding VAT) | Total |  | Unit Price/Discount % (Excluding VAT) | Total |  | Unit Price/Discount % (Excluding VAT) | Total |  | Unit Price/Discount % (Excluding VAT) | Total | Unit Price/Discount % (Excluding VAT) | Total | Unit Price/Discount % (Excluding VAT) | Total
3.30.3 | 3.01 | (*) Existing Street lighting pole to be relocated |  | nr | 4 | 0 | 0 |  | 5500 | 22000 |  | 1650 | 6600 |  | 2000 | 8000 |  | 0 | 0 |  | 0 | 0 |  | 0 | 0 |  | 10000 | 40000 |  | 8075 | 32300 |  | 4489 | 17956 |  | 8865.13 | 35460.52
3.30.4 | 3.02 | (*) General excavation to proposed grading level/formation level in any material including trimming, preparation and compaction of formation, as shown on drawings and as specified |  | m3 | 17500 | 0 | 0 |  | 11 | 192500 |  | 11 | 192500 |  | 11.5 | 201250 |  | 11 | 192500 |  | 9 | 157500 |  | 11 | 192500 |  | 50 | 875000 |  | 43 | 752500 |  | 6 | 105000 |  | 11 | 192500
3.30.5 | 3.03 | (*) Disposal of excavated surplus material to approved tip , including hauling (to designated location as may be instructed by the Engineer) |  | m3 | 10000 | 0 | 0 |  | 11 | 110000 |  | 13 | 130000 |  | 17.25 | 172500 |  | 11 | 110000 |  | 19 | 190000 |  | 27 | 270000 |  | 18 | 180000 |  | 24 | 240000 |  | 11 | 110000 |  | 34.38 | 343800
3.30.6 | 3.04 | (*) Embankment filling with imported natural material, 150mm thick layer, including compaction to 95% MDD with CBR >20%, as shown on drawings and as specified. |  | m3 | 400 | 0 | 0 |  | 28 | 11200 |  | 45 | 18000 |  | 0 | 0 |  | 38 | 15200 |  | 38 | 15200 |  | 107 | 42800 |  | 45 | 18000 |  | 238 | 95200 |  | 37 | 14800 |  | 50.53 | 20212
3.30.7 | 3.05 | (*) Embankment filling with imported natural material, 150mm thick layer, including compaction to 95% MDD with CBR >30%, as shown on drawings and as specified. |  | m3 | 4883 | 0 | 0 |  | 39 | 190437 |  | 45 | 219735 |  | 0 | 0 |  | 43 | 209969 |  | 43 | 209969 |  | 107 | 522481 |  | 60 | 292980 |  | 342 | 1669986 |  | 44 | 214852 |  | 50.53 | 246737.99
3.30.8 | 3.06 | (*) Aggregate sub base CBR > 65%, Type II; depth 200mm |  | m2 | 316 | 0 | 0 |  | 26 | 8216 |  | 36 | 11376 |  | 0 | 0 |  | 38 | 12008 |  | 190 | 60040 |  | 25 | 7900 |  | 110 | 34760 |  | 62 | 19592 |  | 19 | 6004 |  | 31.83 | 10058.28
3.30.9 | 3.07 | (*) Aggregate sub base CBR > 65%, Type II; depth 150mm |  | m2 | 4137 | 0 | 0 |  | 26 | 107562 |  | 23 | 95151 |  | 0 | 0 |  | 32 | 132384 |  | 190 | 786030 |  | 25 | 103425 |  | 120 | 496440 |  | 62 | 256494 |  | 14 | 57918 |  | 25.6 | 105907.2
3.30.10 | 3.08 | (*) Asphaltic base course, depth 60mm |  | m2 | 18108 | 0 | 0 |  | 44 | 796752 |  | 41 | 742428 |  | 38.16 | 691001.28 |  | 41 | 742428 |  | 43 | 778644 |  | 45 | 814860 |  | 46 | 832968 |  | 48 | 869184 |  | 30 | 543240 |  | 49.5 | 896346
3.30.11 | 3.09 | (*) Bituminous prime coat |  | m2 | 18108 | 0 | 0 |  | 5 | 90540 |  | 6 | 108648 |  | 3.82 | 69172.56 |  | 5 | 90540 |  | 5 | 90540 |  | 3 | 54324 |  | 5 | 90540 |  | 6 | 108648 |  | 3.5 | 63378 |  | 5.5 | 99594
3.30.12 | 3.10 | (*) Asphaltic wearing course, depth 50mm |  | m2 | 18108 | 0 | 0 |  | 39 | 706212 |  | 42 | 760536 |  | 32.91 | 595934.28 |  | 35 | 633780 |  | 38 | 688104 |  | 30 | 543240 |  | 36 | 651888 |  | 48 | 869184 |  | 27 | 488916 |  | 48.4 | 876427.2
3.30.13 | 3.11 | (*) Tack Coat |  | m2 | 18108 | 0 | 0 |  | 4 | 72432 |  | 7 | 126756 |  | 2.86 | 51788.88 |  | 4 | 72432 |  | 4 | 72432 |  | 3 | 54324 |  | 5 | 90540 |  | 6 | 108648 |  | 2.5 | 45270 |  | 4.4 | 79675.2
| Note | Note Details
3.30.14 | - | Kerbs, channels & edgings
| Item Code | Description | Item Remarks | Unit of Measurement | Quantity/Base Price | Unit Price/Discount % (Excluding VAT) | Total |  | Unit Price/Discount % (Excluding VAT) | Total |  | Unit Price/Discount % (Excluding VAT) | Total |  | Unit Price/Discount % (Excluding VAT) | Total |  | Unit Price/Discount % (Excluding VAT) | Total |  | Unit Price/Discount % (Excluding VAT) | Total |  | Unit Price/Discount % (Excluding VAT) | Total |  | Unit Price/Discount % (Excluding VAT) | Total |  | Unit Price/Discount % (Excluding VAT) | Total |  | Unit Price/Discount % (Excluding VAT) | Total |  | Unit Price/Discount % (Excluding VAT) | Total |  | Unit Price/Discount % (Excluding VAT) | Total |  | Unit Price/Discount % (Excluding VAT) | Total | Unit Price/Discount % (Excluding VAT) | Total | Unit Price/Discount % (Excluding VAT) | Total
3.30.15 | 3.12 | (*) Precast concrete upstand kerb (Type A) 600 x 250 x 150 mm straight or curved to radius exceeding 12m as per Particular Drawing and specification |  | m | 3352 | 0 | 0 |  | 116 | 388832 |  | 187 | 626824 |  | 89.51 | 300037.52 |  | 91 | 305032 |  | 57 | 191064 |  | 134 | 449168 |  | 86 | 288272 |  | 128 | 429056 |  | 47 | 157544 |  | 94.5 | 316764
3.30.16 | 3.13 | (*) Precast concrete upstand Kerb (Type A) 600 x 250 x 200 mm straight or curved to radius exceeding 12m as per Particular Drawing and specification |  | m | 840 | 0 | 0 |  | 108 | 90720 |  | 187 | 157080 |  | 89.51 | 75188.4 |  | 91 | 76440 |  | 62 | 52080 |  | 134 | 112560 |  | 90 | 75600 |  | 128 | 107520 |  | 48 | 40320 |  | 94.5 | 79380
3.30.17 | 3.14 | (*) Precast concrete upstand kerb (Type B) 600 x 150 x 300 mm straight or curved to radius exceeding 12m as per Drawing , and specification |  | m | 10 | 0 | 0 |  | 105 | 1050 |  | 187 | 1870 |  | 89.51 | 895.1 |  | 85 | 850 |  | 52 | 520 |  | 134 | 1340 |  | 100 | 1000 |  | 128 | 1280 |  | 49 | 490 |  | 107.36 | 1073.6
3.30.18 | 3.15 | (*) Precast concrete upstand kerb (Type B) 600 x 150 x 300 mm curved to radius not exceeding 12m as per Drawing, and specification |  | m | 10 | 0 | 0 |  | 105 | 1050 |  | 187 | 1870 |  | 89.51 | 895.1 |  | 87 | 870 |  | 57 | 570 |  | 134 | 1340 |  | 100 | 1000 |  | 128 | 1280 |  | 51 | 510 |  | 107.36 | 1073.6
3.30.19 | 3.16 | (*) Precast concrete Flush Kerb (Type C) 600 x 300 x 100 mm straight or curved to radius exceeding 12m as per Particular Drawing, and specification |  | m | 925 | 0 | 0 |  | 103 | 95275 |  | 165 | 152625 |  | 89.51 | 82796.75 |  | 96 | 88800 |  | 66 | 61050 |  | 124 | 114700 |  | 80 | 74000 |  | 128 | 118400 |  | 47 | 43475 |  | 94.88 | 87764
3.30.20 | 3.17 | (*) Precast concrete Flush Kerb (Type C) 600 x 150 X 100 mm curved to radius not exceeding 12m as per Particular Drawing , and specification |  | m | 230 | 0 | 0 |  | 103 | 23690 |  | 165 | 37950 |  | 89.51 | 20587.3 |  | 85 | 19550 |  | 71 | 16330 |  | 124 | 28520 |  | 70 | 16100 |  | 128 | 29440 |  | 50 | 11500 |  | 90.72 | 20865.6
3.30.21 | 3.18 | (*) Precast concrete Flush Kerb (Type D) 600 x 150 x 200 mm straight or curved to radius exceeding 12m as per Particular Drawing , and specification |  | m | 30 | 0 | 0 |  | 105 | 3150 |  | 165 | 4950 |  | 89.51 | 2685.3 |  | 85 | 2550 |  | 71 | 2130 |  | 124 | 3720 |  | 86 | 2580 |  | 128 | 3840 |  | 47 | 1410 |  | 89.21 | 2676.3
3.30.22 | 3.19 | (*) Precast concrete Flush Kerb (Type D) 600 x 150 X 200 mm curved to radius not exceeding 12m as per Particular Drawing No., and specification |  | m | 10 | 0 | 0 |  | 105 | 1050 |  | 165 | 1650 |  | 89.51 | 895.1 |  | 85 | 850 |  | 76 | 760 |  | 124 | 1240 |  | 90 | 900 |  | 128 | 1280 |  | 49 | 490 |  | 89.21 | 892.1
3.30.23 | 3.20 | (*) Precast concrete flush kerbs type "F" 600 x 200 x 400 mm straight or curved to radius exceeding 12m as per Drawing , and specification |  | m | 7 | 0 | 0 |  | 112 | 784 |  | 165 | 1155 |  | 89.51 | 626.57 |  | 91 | 637 |  | 76 | 532 |  | 124 | 868 |  | 110 | 770 |  | 128 | 896 |  | 63 | 441 |  | 119.83 | 838.81
3.30.24 | 3.21 | (*) Precast concrete flush kerbs type "F" 600 x 200 x 400 mm curved to radius not exceeding 12m as per Drawing and specification |  | m | 3 | 0 | 0 |  | 112 | 336 |  | 165 | 495 |  | 89.51 | 268.53 |  | 91 | 273 |  | 81 | 243 |  | 124 | 372 |  | 120 | 360 |  | 128 | 384 |  | 65 | 195 |  | 119.83 | 359.49
3.30.25 | 3.22 | (*) Cast-in-situ concrete transcation kerb |  | m | 60 | 0 | 0 |  | 110 | 6600 |  | 165 | 9900 |  | 100.9 | 6054 |  | 91 | 5460 |  | 95 | 5700 |  | 134 | 8040 |  | 110 | 6600 |  | 128 | 7680 |  | 56 | 3360 |  | 107.36 | 6441.6
| Note | Note Details
3.30.26 | - | Interlocking pavements
| Item Code | Description | Item Remarks | Unit of Measurement | Quantity/Base Price | Unit Price/Discount % (Excluding VAT) | Total |  | Unit Price/Discount % (Excluding VAT) | Total |  | Unit Price/Discount % (Excluding VAT) | Total |  | Unit Price/Discount % (Excluding VAT) | Total |  | Unit Price/Discount % (Excluding VAT) | Total |  | Unit Price/Discount % (Excluding VAT) | Total |  | Unit Price/Discount % (Excluding VAT) | Total |  | Unit Price/Discount % (Excluding VAT) | Total |  | Unit Price/Discount % (Excluding VAT) | Total |  | Unit Price/Discount % (Excluding VAT) | Total |  | Unit Price/Discount % (Excluding VAT) | Total |  | Unit Price/Discount % (Excluding VAT) | Total |  | Unit Price/Discount % (Excluding VAT) | Total | Unit Price/Discount % (Excluding VAT) | Total | Unit Price/Discount % (Excluding VAT) | Total
3.30.27 | 3.23 | (*) Interlocking vehicular pavers (approved colour, pattern and design); thickness 60mm and including 50mm thick levelling course sand bed and granular sub base. |  | m2 | 9461 | 0 | 0 |  | 107 | 1012327 |  | 99 | 936639 |  | 113.63 | 1075053.43 |  | 85 | 804185 |  | 66 | 624426 |  | 85 | 804185 |  | 135 | 1277235 |  | 166 | 1570526 |  | 58 | 548738 |  | 102.92 | 973726.12
3.30.28 | 3.24 | (*) Precast concrete paving blocks (approved colour, pattern and design) thickness 80mm on and including 50mm thick sand bed. |  | m2 | 1577 | 0 | 0 |  | 130 | 205010 |  | 88 | 138776 |  | 118.8 | 187347.6 |  | 91 | 143507 |  | 62 | 97774 |  | 106 | 167162 |  | 125 | 197125 |  | 176 | 277552 |  | 47 | 74119 |  | 104.42 | 164670.34
3.30.29 | 3.25 | (*) Tactile pavers: thickness 10mm (Domes + 0.5mm) and including 100mm thick Concrete Base with cement mortar 25mm; |  | m2 | 24 | 0 | 0 |  | 168 | 4032 |  | 198 | 4752 |  | 155.03 | 3720.72 |  | 159 | 3816 |  | 95 | 2280 |  | 111 | 2664 |  | 500 | 12000 |  | 333 | 7992 |  | 408 | 9792 |  | 463.76 | 11130.24
| Note | Note Details
3.30.30 | - | Raised Pedestrian Cross Walk
3.30.31 | - | Raised Cross Walk shall allow for all material required Asphalt, subbase, saw cutting, tack coat and painting by pavement marking etc.)
| Item Code | Description | Item Remarks | Unit of Measurement | Quantity/Base Price | Unit Price/Discount % (Excluding VAT) | Total |  | Unit Price/Discount % (Excluding VAT) | Total |  | Unit Price/Discount % (Excluding VAT) | Total |  | Unit Price/Discount % (Excluding VAT) | Total |  | Unit Price/Discount % (Excluding VAT) | Total |  | Unit Price/Discount % (Excluding VAT) | Total |  | Unit Price/Discount % (Excluding VAT) | Total |  | Unit Price/Discount % (Excluding VAT) | Total |  | Unit Price/Discount % (Excluding VAT) | Total |  | Unit Price/Discount % (Excluding VAT) | Total |  | Unit Price/Discount % (Excluding VAT) | Total |  | Unit Price/Discount % (Excluding VAT) | Total |  | Unit Price/Discount % (Excluding VAT) | Total | Unit Price/Discount % (Excluding VAT) | Total | Unit Price/Discount % (Excluding VAT) | Total
3.30.32 | 3.26 | (*) Raised Cross Walk ; Size: 4500 x 6000mm |  | nr | 5 | 0 | 0 |  | 2200 | 11000 |  | 11000 | 55000 |  | 2070 | 10350 |  | 5300 | 26500 |  | 14220 | 71100 |  | 4000 | 20000 |  | 11000 | 55000 |  | 33250 | 166250 |  | 2609 | 13045 |  | 7425 | 37125
| Note | Note Details
3.30.33 | - | Supply and install Warning and regulatory signs including posts embedded in ground/pavement, ref. Abu Dhabi Traffic Control Devices Manual including bereakaway connection and foundation etc.
| Item Code | Description | Item Remarks | Unit of Measurement | Quantity/Base Price | Unit Price/Discount % (Excluding VAT) | Total |  | Unit Price/Discount % (Excluding VAT) | Total |  | Unit Price/Discount % (Excluding VAT) | Total |  | Unit Price/Discount % (Excluding VAT) | Total |  | Unit Price/Discount % (Excluding VAT) | Total |  | Unit Price/Discount % (Excluding VAT) | Total |  | Unit Price/Discount % (Excluding VAT) | Total |  | Unit Price/Discount % (Excluding VAT) | Total |  | Unit Price/Discount % (Excluding VAT) | Total |  | Unit Price/Discount % (Excluding VAT) | Total |  | Unit Price/Discount % (Excluding VAT) | Total |  | Unit Price/Discount % (Excluding VAT) | Total |  | Unit Price/Discount % (Excluding VAT) | Total | Unit Price/Discount % (Excluding VAT) | Total | Unit Price/Discount % (Excluding VAT) | Total
3.30.34 | 3.27 | (*) Octagonal Sign Panel; H = 600mm Sing No. 301 |  | nr | 18 | 0 | 0 |  | 1294 | 23292 |  | 653 | 11754 |  | 660 | 11880 |  | 711 | 12798 |  | 948 | 17064 |  | 725 | 13050 |  | 500 | 9000 |  | 1235 | 22230 |  | 774 | 13932 |  | 907.5 | 16335
3.30.35 | 3.28 | (*) Triangular Sign Panel; H = 750mm Sign No. 435+303 |  | nr | 10 | 0 | 0 |  | 1371 | 13710 |  | 704 | 7040 |  | 711 | 7110 |  | 838 | 8380 |  | 1138 | 11380 |  | 725 | 7250 |  | 1000 | 10000 |  | 1235 | 12350 |  | 946 | 9460 |  | 1534.5 | 15345
3.30.36 | 3.29 | (*) Circular Sign Panel; diameter = 600mm Sign No. 304 |  | nr | 10 | 0 | 0 |  | 1294 | 12940 |  | 653 | 6530 |  | 660 | 6600 |  | 711 | 7110 |  | 948 | 9480 |  | 725 | 7250 |  | 500 | 5000 |  | 1235 | 12350 |  | 779 | 7790 |  | 907.5 | 9075
3.30.37 | 3.30 | (*) Circular Sign Panel; diameter = 600mm Sign No. 324 |  | nr | 1 | 0 | 0 |  | 1294 | 1294 |  | 653 | 653 |  | 660 | 660 |  | 711 | 711 |  | 948 | 948 |  | 725 | 725 |  | 800 | 800 |  | 1235 | 1235 |  | 779 | 779 |  | 907.5 | 907.5
3.30.38 | 3.31 | (*) Circular Sign Panel; diameter = 600mm Sign No. 347 |  | nr | 1 | 0 | 0 |  | 1294 | 1294 |  | 653 | 653 |  | 660 | 660 |  | 711 | 711 |  | 948 | 948 |  | 725 | 725 |  | 500 | 500 |  | 1235 | 1235 |  | 779 | 779 |  | 907.5 | 907.5
3.30.39 | 3.32 | (*) Rectangular Sign Panel; size = 750 x 600mm Sign No. 305 |  | nr | 6 | 0 | 0 |  | 1294 | 7764 |  | 1139 | 6834 |  | 1150 | 6900 |  | 753 | 4518 |  | 1896 | 11376 |  | 725 | 4350 |  | 1100 | 6600 |  | 1235 | 7410 |  | 981 | 5886 |  | 1031.25 | 6187.5
3.30.40 | 3.33 | (*) Rectangular Sign Panel; 900mm X 300mm Sign No.394 - car drop off |  | nr | 4 | 0 | 0 |  | 1371 | 5484 |  | 1139 | 4556 |  | 1150 | 4600 |  | 711 | 2844 |  | 1896 | 7584 |  | 725 | 2900 |  | 1100 | 4400 |  | 1235 | 4940 |  | 792 | 3168 |  | 907.5 | 3630
3.30.41 | 3.34 | (*) Triangular Sign Panel; H = 750mm Sign No.435 |  | nr | 8 | 0 | 0 |  | 1294 | 10352 |  | 653 | 5224 |  | 660 | 5280 |  | 838 | 6704 |  | 948 | 7584 |  | 725 | 5800 |  | 550 | 4400 |  | 1235 | 9880 |  | 762 | 6096 |  | 1185.94 | 9487.52
3.30.42 | 3.35 | (*) Rectangular Sign Panel; Sign No. 446 - School zone sign |  | nr | 4 | 0 | 0 |  | 1294 | 5176 |  | 1139 | 4556 |  | 1150 | 4600 |  | 711 | 2844 |  | 1896 | 7584 |  | 725 | 2900 |  | 1500 | 6000 |  | 1235 | 4940 |  | 1318 | 5272 |  | 1031.25 | 4125
| Note | Note Details
3.30.43 | - | Ground Mounted Sign Structures
3.30.44 | - | Rectangular posts for ground mounted signs complete as detailed in Department of Transport Abu Dhabi Traffic Control Devices Manual
| Item Code | Description | Item Remarks | Unit of Measurement | Quantity/Base Price | Unit Price/Discount % (Excluding VAT) | Total |  | Unit Price/Discount % (Excluding VAT) | Total |  | Unit Price/Discount % (Excluding VAT) | Total |  | Unit Price/Discount % (Excluding VAT) | Total |  | Unit Price/Discount % (Excluding VAT) | Total |  | Unit Price/Discount % (Excluding VAT) | Total |  | Unit Price/Discount % (Excluding VAT) | Total |  | Unit Price/Discount % (Excluding VAT) | Total |  | Unit Price/Discount % (Excluding VAT) | Total |  | Unit Price/Discount % (Excluding VAT) | Total |  | Unit Price/Discount % (Excluding VAT) | Total |  | Unit Price/Discount % (Excluding VAT) | Total |  | Unit Price/Discount % (Excluding VAT) | Total | Unit Price/Discount % (Excluding VAT) | Total | Unit Price/Discount % (Excluding VAT) | Total
3.30.45 | 3.36 | (*) Bus Parking sign board |  | nr | 1 | 0 | 0 |  | 935 | 935 |  | 842 | 842 |  | 1050 | 1050 |  | 583 | 583 |  | 1612 | 1612 |  | 1115 | 1115 |  | 800 | 800 |  | 1425 | 1425 |  | 1405 | 1405 |  | 715 | 715
3.30.46 | 3.37 | (*) Bus Drop-off sign 396 |  | nr | 16 | 0 | 0 |  | 935 | 14960 |  | 842 | 13472 |  | 1050 | 16800 |  | 583 | 9328 |  | 1232 | 19712 |  | 1115 | 17840 |  | 600 | 9600 |  | 1425 | 22800 |  | 805 | 12880 |  | 715 | 11440
3.30.47 | 3.38 | (*) Car Drop-off & Pick-up Sign board |  | nr | 2 | 0 | 0 |  | 935 | 1870 |  | 842 | 1684 |  | 1050 | 2100 |  | 583 | 1166 |  | 474 | 948 |  | 1115 | 2230 |  | 800 | 1600 |  | 1425 | 2850 |  | 1405 | 2810 |  | 715 | 1430
3.30.48 | 3.39 | (*) Visitor Parking sign board |  | nr | 2 | 0 | 0 |  | 935 | 1870 |  | 842 | 1684 |  | 1050 | 2100 |  | 583 | 1166 |  | 1612 | 3224 |  | 1115 | 2230 |  | 800 | 1600 |  | 1425 | 2850 |  | 1405 | 2810 |  | 1669.25 | 3338.5
3.30.49 | 3.40 | (*) Employee sign board |  | nr | 1 | 0 | 0 |  | 935 | 935 |  | 842 | 842 |  | 1050 | 1050 |  | 583 | 583 |  | 3792 | 3792 |  | 1115 | 1115 |  | 800 | 800 |  | 1425 | 1425 |  | 1405 | 1405 |  | 2074.88 | 2074.88
| Note | Note Details
3.30.50 | - | In Situ Concrete
3.30.51 | - | CIDH Foundations
3.30.52 | - | Rectangular Sign foundation for ground mounted signs complete as detailed in Department of Transport Abu Dhabi Traffic Control Devices Manual including all excavation, supply and fix concrete formwork reinforcement, bolt assembly etc.
| Item Code | Description | Item Remarks | Unit of Measurement | Quantity/Base Price | Unit Price/Discount % (Excluding VAT) | Total |  | Unit Price/Discount % (Excluding VAT) | Total |  | Unit Price/Discount % (Excluding VAT) | Total |  | Unit Price/Discount % (Excluding VAT) | Total |  | Unit Price/Discount % (Excluding VAT) | Total |  | Unit Price/Discount % (Excluding VAT) | Total |  | Unit Price/Discount % (Excluding VAT) | Total |  | Unit Price/Discount % (Excluding VAT) | Total |  | Unit Price/Discount % (Excluding VAT) | Total |  | Unit Price/Discount % (Excluding VAT) | Total |  | Unit Price/Discount % (Excluding VAT) | Total |  | Unit Price/Discount % (Excluding VAT) | Total |  | Unit Price/Discount % (Excluding VAT) | Total | Unit Price/Discount % (Excluding VAT) | Total | Unit Price/Discount % (Excluding VAT) | Total
3.30.53 | 3.41 | (*) CIDH Foundation for Bus Parking sign board |  | nr | 1 | 0 | 0 |  | 2265 | 2265 |  | 1650 | 1650 |  | 720 | 720 |  | 159 | 159 |  | 2370 | 2370 |  | 500 | 500 |  | 400 | 400 |  | 950 | 950 |  | 1930 | 1930 |  | 357.5 | 357.5
3.30.54 | 3.42 | (*) CIDH Foundation for Bus Drop-off sign board |  | nr | 16 | 0 | 0 |  | 2265 | 36240 |  | 1650 | 26400 |  | 720 | 11520 |  | 159 | 2544 |  | 2370 | 37920 |  | 500 | 8000 |  | 400 | 6400 |  | 950 | 15200 |  | 1930 | 30880 |  | 357.5 | 5720
3.30.55 | 3.43 | (*) CIDH Foundation for Car Drop-off & Pick-up Sign board |  | nr | 2 | 0 | 0 |  | 2265 | 4530 |  | 1650 | 3300 |  | 720 | 1440 |  | 159 | 318 |  | 1422 | 2844 |  | 500 | 1000 |  | 400 | 800 |  | 950 | 1900 |  | 1930 | 3860 |  | 357.5 | 715
3.30.56 | 3.44 | (*) CIDH Foundation for Visitor Parking sign board |  | nr | 2 | 0 | 0 |  | 2265 | 4530 |  | 1650 | 3300 |  | 720 | 1440 |  | 159 | 318 |  | 2370 | 4740 |  | 500 | 1000 |  | 400 | 800 |  | 950 | 1900 |  | 1930 | 3860 |  | 834.63 | 1669.26
3.30.57 | 3.45 | (*) CIDH Foundation for Bus Drop-off & Employee sign board |  | nr | 1 | 0 | 0 |  | 2265 | 2265 |  | 1650 | 1650 |  | 720 | 720 |  | 159 | 159 |  | 3792 | 3792 |  | 500 | 500 |  | 400 | 400 |  | 950 | 950 |  | 1930 | 1930 |  | 1037.44 | 1037.44
| Note | Note Details
3.30.58 | - | Surface Markings
3.30.59 | - | Ancillaries - Surface marking; Thermo Plastic Marking as specified
| Item Code | Description | Item Remarks | Unit of Measurement | Quantity/Base Price | Unit Price/Discount % (Excluding VAT) | Total |  | Unit Price/Discount % (Excluding VAT) | Total |  | Unit Price/Discount % (Excluding VAT) | Total |  | Unit Price/Discount % (Excluding VAT) | Total |  | Unit Price/Discount % (Excluding VAT) | Total |  | Unit Price/Discount % (Excluding VAT) | Total |  | Unit Price/Discount % (Excluding VAT) | Total |  | Unit Price/Discount % (Excluding VAT) | Total |  | Unit Price/Discount % (Excluding VAT) | Total |  | Unit Price/Discount % (Excluding VAT) | Total |  | Unit Price/Discount % (Excluding VAT) | Total |  | Unit Price/Discount % (Excluding VAT) | Total |  | Unit Price/Discount % (Excluding VAT) | Total | Unit Price/Discount % (Excluding VAT) | Total | Unit Price/Discount % (Excluding VAT) | Total
3.30.60 | 3.46 | (*) Pavement arrow: type 614 |  | nr | 16 | 0 | 0 |  | 58 | 928 |  | 94 | 1504 |  | 62 | 992 |  | 69 | 1104 |  | 104 | 1664 |  | 22 | 352 |  | 280 | 4480 |  | 570 | 9120 |  | 75 | 1200 |  | 94.53 | 1512.48
3.30.61 | 3.47 | (*) Pavement arrow: type 615 |  | nr | 8 | 0 | 0 |  | 102 | 816 |  | 132 | 1056 |  | 84.55 | 676.4 |  | 91 | 728 |  | 133 | 1064 |  | 22 | 176 |  | 380 | 3040 |  | 570 | 4560 |  | 98 | 784 |  | 128.91 | 1031.28
3.30.62 | 3.48 | (*) Pavement arrow: type 617 |  | nr | 3 | 0 | 0 |  | 171 | 513 |  | 165 | 495 |  | 118.37 | 355.11 |  | 133 | 399 |  | 161 | 483 |  | 22 | 66 |  | 380 | 1140 |  | 570 | 1710 |  | 146 | 438 |  | 180.48 | 541.44
3.30.63 | 3.49 | (*) Pavement arrow: type 619 |  | nr | 4 | 0 | 0 |  | 173 | 692 |  | 204 | 816 |  | 135.28 | 541.12 |  | 144 | 576 |  | 161 | 644 |  | 22 | 88 |  | 380 | 1520 |  | 570 | 2280 |  | 157 | 628 |  | 206.25 | 825
3.30.64 | 3.50 | (*) Pavement disabled parking Symbol: type 623.4 |  | nr | 8 | 0 | 0 |  | 319 | 2552 |  | 1925 | 15400 |  | 1183.67 | 9469.36 |  | 954 | 7632 |  | 1327 | 10616 |  | 250 | 2000 |  | 1800 | 14400 |  | 76 | 608 |  | 1044 | 8352 |  | 567.19 | 4537.52
3.30.65 | 3.51 | (*) Pavement School Zone marking with white & Red Colour |  | nr | 3 | 0 | 0 |  | 1375 | 4125 |  | 1100 | 3300 |  | 1690.96 | 5072.88 |  | 3975 | 11925 |  | 5688 | 17064 |  | 1000 | 3000 |  | 5000 | 15000 |  | 475 | 1425 |  | 4304 | 12912 |  | 1392.19 | 4176.57
3.30.66 | 3.52 | (*) White continuous lines; 300 mm wide; type 601 |  | m | 102 | 0 | 0 |  | 15 | 1530 |  | 25 | 2550 |  | 15.78 | 1609.56 |  | 15 | 1530 |  | 22 | 2244 |  | 90 | 9180 |  | 35 | 3570 |  | 71 | 7242 |  | 16 | 1632 |  | 24.07 | 2455.14
3.30.67 | 3.53 | (*) White continuous lines; 100 mm wide; type 621 |  | m | 2280 | 0 | 0 |  | 6 | 13680 |  | 11 | 25080 |  | 5.07 | 11559.6 |  | 6 | 13680 |  | 8 | 18240 |  | 11 | 25080 |  | 12 | 27360 |  | 29 | 66120 |  | 5 | 11400 |  | 7.74 | 17647.2
3.30.68 | 3.54 | (*) White continuous lines; 100 mm wide; type 611 |  | m | 286 | 0 | 0 |  | 3 | 858 |  | 11 | 3146 |  | 5.07 | 1450.02 |  | 4 | 1144 |  | 8 | 2288 |  | 11 | 3146 |  | 13 | 3718 |  | 29 | 8294 |  | 3 | 858 |  | 7.74 | 2213.64
3.30.69 | 3.55 | (*) White intermittent lines; 100 mm wide; type 652 |  | m | 300 | 0 | 0 |  | 3 | 900 |  | 11 | 3300 |  | 5.07 | 1521 |  | 4 | 1200 |  | 8 | 2400 |  | 11 | 3300 |  | 12 | 3600 |  | 38 | 11400 |  | 3 | 900 |  | 8.6 | 2580
3.30.70 | 3.56 | (*) White intermittent lines; 300 mm wide; type 602 |  | m | 30 | 0 | 0 |  | 15 | 450 |  | 25 | 750 |  | 16.91 | 507.3 |  | 15 | 450 |  | 22 | 660 |  | 90 | 2700 |  | 40 | 1200 |  | 48 | 1440 |  | 16 | 480 |  | 25.78 | 773.4
3.30.71 | 3.57 | (*) White/Yellow/Blue chevron, Speed Hump, Cross walk and hatch marking; |  | m | 300 | 0 | 0 |  | 53 | 15900 |  | 55 | 16500 |  | 50.73 | 15219 |  | 69 | 20700 |  | 71 | 21300 |  | 70 | 21000 |  | 130 | 39000 |  | 760 | 228000 |  | 68 | 20400 |  | 24.07 | 7221
3.30.72 | 3.58 | (*) Remove existing road marking by sand blasting |  | m2 | 100 | 0 | 0 |  | 72 | 7200 |  | 22 | 2200 |  | 56.37 | 5637 |  | 69 | 6900 |  | 119 | 11900 |  | 5 | 500 |  | 150 | 15000 |  | 114 | 11400 |  | 73 | 7300 |  | 103.13 | 10313
3.30.73 | 3.59 | (*) Chlorinated rubber based quick drying paint applied in two coats to exposed faces of concrete kerbs and road separator; colour as per drawing/specification and as directed by the Engineer |  | m | 4192 | 0 | 0 |  | 9 | 37728 |  | 28 | 117376 |  | 10.15 | 42548.8 |  | 11 | 46112 |  | 14 | 58688 |  | 20 | 83840 |  | 10 | 41920 |  | 57 | 238944 |  | 10 | 41920 |  | 15.48 | 64892.16
| Note | Note Details
3.30.74 | - | Fences
| Item Code | Description | Item Remarks | Unit of Measurement | Quantity/Base Price | Unit Price/Discount % (Excluding VAT) | Total |  | Unit Price/Discount % (Excluding VAT) | Total |  | Unit Price/Discount % (Excluding VAT) | Total |  | Unit Price/Discount % (Excluding VAT) | Total |  | Unit Price/Discount % (Excluding VAT) | Total |  | Unit Price/Discount % (Excluding VAT) | Total |  | Unit Price/Discount % (Excluding VAT) | Total |  | Unit Price/Discount % (Excluding VAT) | Total |  | Unit Price/Discount % (Excluding VAT) | Total |  | Unit Price/Discount % (Excluding VAT) | Total |  | Unit Price/Discount % (Excluding VAT) | Total |  | Unit Price/Discount % (Excluding VAT) | Total |  | Unit Price/Discount % (Excluding VAT) | Total | Unit Price/Discount % (Excluding VAT) | Total | Unit Price/Discount % (Excluding VAT) | Total
3.30.75 | 3.60 | (*) Providing railing (Type 1) at the islands within the parkings Drawings |  | m | 600 | 0 | 0 |  | 270 | 162000 |  | 1375 | 825000 |  | 575 | 345000 |  | 636 | 381600 |  | 1896 | 1137600 |  | 750 | 450000 |  | 990 | 594000 |  | 475 | 285000 |  | 428 | 256800 |  | 1203.13 | 721878
3.30.76 | 3.61 | (*) Bollards at the raised table |  | nr | 10 | 0 | 0 |  | 1186 | 11860 |  | 1980 | 19800 |  | 1265 | 12650 |  | 1166 | 11660 |  | 4740 | 47400 |  | 5575 | 55750 |  | 4200 | 42000 |  | 2185 | 21850 |  | 838 | 8380 |  | 773.44 | 7734.4
3.30.77 | 3.62 | (*) Providing and Installing Boom barriers |  | nr | 2 | 0 | 0 |  | 9073 | 18146 |  | 35200 | 70400 |  | 12000 | 24000 |  | 21200 | 42400 |  | 47400 | 94800 |  | 22300 | 44600 |  | 25000 | 50000 |  | 33250 | 66500 |  | 17479 | 34958 |  | 18641.57 | 37283.14
3.30.78 | 3.63 | (*) Pavement tie-in with existing pavement; longitudinal joints |  | m | 125 | 0 | 0 |  | 165 | 20625 |  | 275 | 34375 |  | 63 | 7875 |  | 159 | 19875 |  | 1896 | 237000 |  | 110 | 13750 |  | 200 | 25000 |  | 143 | 17875 |  | 20 | 2500 |  | 220 | 27500
| Note | Note Details
3.30.79 | - | Interlocking blocks
3.30.80 | - | Pre-cast Concrete Block Unit Pavers
3.30.81 | - | Per square meter supply and installation pre-cast concrete block unit pavers, laid to pattern with sand swept joints, as shown on hardscape drawings no. (55830-TD-00-ARH-LA-0122 and it's references) and as detailed on hardscape details drwg. no. (55830-TD-00-ARH-LA-0701). Price has to include of 70 mm compacted sand layer, (continued)
3.30.82 | - | (continuation) aggregate base compacted to 100% of modified proctor and compaction of subsoil and all works relating to finish this work according to Specification with dimensions and colors as following:
| Item Code | Description | Item Remarks | Unit of Measurement | Quantity/Base Price | Unit Price/Discount % (Excluding VAT) | Total |  | Unit Price/Discount % (Excluding VAT) | Total |  | Unit Price/Discount % (Excluding VAT) | Total |  | Unit Price/Discount % (Excluding VAT) | Total |  | Unit Price/Discount % (Excluding VAT) | Total |  | Unit Price/Discount % (Excluding VAT) | Total |  | Unit Price/Discount % (Excluding VAT) | Total |  | Unit Price/Discount % (Excluding VAT) | Total |  | Unit Price/Discount % (Excluding VAT) | Total |  | Unit Price/Discount % (Excluding VAT) | Total |  | Unit Price/Discount % (Excluding VAT) | Total |  | Unit Price/Discount % (Excluding VAT) | Total |  | Unit Price/Discount % (Excluding VAT) | Total | Unit Price/Discount % (Excluding VAT) | Total | Unit Price/Discount % (Excluding VAT) | Total
3.30.83 | 3.64 | (*) PC1 |  | m2 | 200 | 0 | 0 |  | 124 | 24800 |  | 176 | 35200 |  | 113.63 | 22726 |  | 133 | 26600 |  | 161 | 32200 |  | 111 | 22200 |  | 186 | 37200 |  | 152 | 30400 |  | 100 | 20000 |  | 176.87 | 35374
3.30.84 | 3.65 | (*) PC2 |  | m2 | 260 | 0 | 0 |  | 124 | 32240 |  | 176 | 45760 |  | 113.63 | 29543.8 |  | 133 | 34580 |  | 161 | 41860 |  | 111 | 28860 |  | 186 | 48360 |  | 152 | 39520 |  | 100 | 26000 |  | 176.87 | 45986.2
3.30.85 | 3.66 | (*) PC3 |  | m2 | 680 | 0 | 0 |  | 124 | 84320 |  | 176 | 119680 |  | 113.63 | 77268.4 |  | 133 | 90440 |  | 161 | 109480 |  | 111 | 75480 |  | 186 | 126480 |  | 152 | 103360 |  | 100 | 68000 |  | 176.87 | 120271.6
3.30.86 | 3.67 | (*) PC4 |  | m2 | 220 | 0 | 0 |  | 132 | 29040 |  | 176 | 38720 |  | 113.63 | 24998.6 |  | 133 | 29260 |  | 161 | 35420 |  | 111 | 24420 |  | 186 | 40920 |  | 152 | 33440 |  | 100 | 22000 |  | 204.09 | 44899.8
3.30.87 | 3.68 | (*) PC5A |  | m2 | 1280 | 0 | 0 |  | 127 | 162560 |  | 176 | 225280 |  | 129.15 | 165312 |  | 133 | 170240 |  | 161 | 206080 |  | 111 | 142080 |  | 186 | 238080 |  | 152 | 194560 |  | 100 | 128000 |  | 241.22 | 308761.6
3.30.88 | 3.69 | (*) PC5B |  | m2 | 570 | 0 | 0 |  | 127 | 72390 |  | 176 | 100320 |  | 113.63 | 64769.1 |  | 133 | 75810 |  | 161 | 91770 |  | 111 | 63270 |  | 186 | 106020 |  | 152 | 86640 |  | 100 | 57000 |  | 190.48 | 108573.6
3.30.89 | 3.70 | (*) PC6A |  | m2 | 784 | 0 | 0 |  | 138 | 108192 |  | 176 | 137984 |  | 129.15 | 101253.6 |  | 133 | 104272 |  | 161 | 126224 |  | 111 | 87024 |  | 186 | 145824 |  | 152 | 119168 |  | 100 | 78400 |  | 241.22 | 189116.48
3.30.90 | 3.71 | (*) PC6B |  | m2 | 950 | 0 | 0 |  | 121 | 114950 |  | 176 | 167200 |  | 113.63 | 107948.5 |  | 133 | 126350 |  | 161 | 152950 |  | 111 | 105450 |  | 186 | 176700 |  | 152 | 144400 |  | 100 | 95000 |  | 179.89 | 170895.5
3.30.91 | 3.72 | (*) PC7A |  | m2 | 1100 | 0 | 0 |  | 119 | 130900 |  | 176 | 193600 |  | 129.15 | 142065 |  | 133 | 146300 |  | 161 | 177100 |  | 111 | 122100 |  | 186 | 204600 |  | 152 | 167200 |  | 100 | 110000 |  | 234.34 | 257774
3.30.92 | 3.73 | (*) PC7B |  | m2 | 457 | 0 | 0 |  | 119 | 54383 |  | 176 | 80432 |  | 113.63 | 51928.91 |  | 133 | 60781 |  | 161 | 73577 |  | 111 | 50727 |  | 186 | 85002 |  | 152 | 69464 |  | 100 | 45700 |  | 179.89 | 82209.73
3.30.93 | 3.74 | (*) PC8 |  | m2 | 405 | 0 | 0 |  | 120 | 48600 |  | 176 | 71280 |  | 113.63 | 46020.15 |  | 133 | 53865 |  | 161 | 65205 |  | 111 | 44955 |  | 186 | 75330 |  | 152 | 61560 |  | 100 | 40500 |  | 179.89 | 72855.45
3.30.94 | 3.75 | (*) PC9 |  | m2 | 490 | 0 | 0 |  | 155 | 75950 |  | 176 | 86240 |  | 113.63 | 55678.7 |  | 133 | 65170 |  | 161 | 78890 |  | 111 | 54390 |  | 186 | 91140 |  | 152 | 74480 |  | 100 | 49000 |  | 190.48 | 93335.2
3.30.95 | 3.76 | (*) PC10 |  | m2 | 725 | 0 | 0 |  | 124 | 89900 |  | 176 | 127600 |  | 113.63 | 82381.75 |  | 133 | 96425 |  | 180 | 130500 |  | 111 | 80475 |  | 186 | 134850 |  | 152 | 110200 |  | 100 | 72500 |  | 176.87 | 128230.75
3.30.96 | 3.77 | (*) PC11 |  | m2 | 1600 | 0 | 0 |  | 132 | 211200 |  | 176 | 281600 |  | 144.68 | 231488 |  | 133 | 212800 |  | 180 | 288000 |  | 111 | 177600 |  | 186 | 297600 |  | 152 | 243200 |  | 106 | 169600 |  | 310.65 | 497040
3.30.97 | 3.78 | (*) PG1 - EDG1 |  | m2 | 90 | 0 | 0 |  | 127 | 11430 |  | 176 | 15840 |  | 118.8 | 10692 |  | 133 | 11970 |  | 166 | 14940 |  | 111 | 9990 |  | 210 | 18900 |  | 152 | 13680 |  | 108 | 9720 |  | 959.04 | 86313.6
| Note | Note Details
3.30.98 | - | Resilient Athletic Flooring
3.30.99 | - | Ethylene Propylene Diene Monomer (EPDM
3.30.100 | - | Per square meter supply and installation 50MM THK EPDM resilient flooring Cast In-Situ and bonded with MDI based binder laid overgraded course black SBR resilient flooring Cast In-Situ and bonded with MDI based binder and all works relating to finish this work according to Specification with the following color:
| Item Code | Description | Item Remarks | Unit of Measurement | Quantity/Base Price | Unit Price/Discount % (Excluding VAT) | Total |  | Unit Price/Discount % (Excluding VAT) | Total |  | Unit Price/Discount % (Excluding VAT) | Total |  | Unit Price/Discount % (Excluding VAT) | Total |  | Unit Price/Discount % (Excluding VAT) | Total |  | Unit Price/Discount % (Excluding VAT) | Total |  | Unit Price/Discount % (Excluding VAT) | Total |  | Unit Price/Discount % (Excluding VAT) | Total |  | Unit Price/Discount % (Excluding VAT) | Total |  | Unit Price/Discount % (Excluding VAT) | Total |  | Unit Price/Discount % (Excluding VAT) | Total |  | Unit Price/Discount % (Excluding VAT) | Total |  | Unit Price/Discount % (Excluding VAT) | Total | Unit Price/Discount % (Excluding VAT) | Total | Unit Price/Discount % (Excluding VAT) | Total
3.30.101 | 3.79 | (*) PE1 |  | m2 | 1800 | 0 | 0 |  | 350 | 630000 |  | 184 | 331200 |  | 350 | 630000 |  | 374 | 673200 |  | 498 | 896400 |  | 170 | 306000 |  | 500 | 900000 |  | 428 | 770400 |  | 370 | 666000 |  | 504.37 | 907866
3.30.102 | 3.80 | (*) PE2 |  | m2 | 590 | 0 | 0 |  | 350 | 206500 |  | 184 | 108560 |  | 350 | 206500 |  | 374 | 220660 |  | 498 | 293820 |  | 170 | 100300 |  | 500 | 295000 |  | 428 | 252520 |  | 370 | 218300 |  | 504.37 | 297578.3
3.30.103 | 3.81 | (*) PE3 |  | m2 | 1800 | 0 | 0 |  | 350 | 630000 |  | 184 | 331200 |  | 350 | 630000 |  | 374 | 673200 |  | 498 | 896400 |  | 170 | 306000 |  | 500 | 900000 |  | 428 | 770400 |  | 370 | 666000 |  | 504.37 | 907866
3.30.104 | 3.82 | (*) PE5 |  | m2 | 265 | 0 | 0 |  | 350 | 92750 |  | 184 | 48760 |  | 350 | 92750 |  | 374 | 99110 |  | 498 | 131970 |  | 170 | 45050 |  | 500 | 132500 |  | 428 | 113420 |  | 370 | 98050 |  | 504.37 | 133658.05
3.30.105 | 3.83 | (*) PE6 |  | m2 | 600 | 0 | 0 |  | 350 | 210000 |  | 184 | 110400 |  | 350 | 210000 |  | 374 | 224400 |  | 498 | 298800 |  | 170 | 102000 |  | 500 | 300000 |  | 428 | 256800 |  | 370 | 222000 |  | 504.37 | 302622
3.30.106 | 3.84 | (*) PE7 |  | m2 | 500 | 0 | 0 |  | 350 | 175000 |  | 184 | 92000 |  | 350 | 175000 |  | 374 | 187000 |  | 498 | 249000 |  | 170 | 85000 |  | 500 | 250000 |  | 428 | 214000 |  | 370 | 185000 |  | 504.37 | 252185
| Note | Note Details
3.30.107 | - | Artificial Turf
| Item Code | Description | Item Remarks | Unit of Measurement | Quantity/Base Price | Unit Price/Discount % (Excluding VAT) | Total |  | Unit Price/Discount % (Excluding VAT) | Total |  | Unit Price/Discount % (Excluding VAT) | Total |  | Unit Price/Discount % (Excluding VAT) | Total |  | Unit Price/Discount % (Excluding VAT) | Total |  | Unit Price/Discount % (Excluding VAT) | Total |  | Unit Price/Discount % (Excluding VAT) | Total |  | Unit Price/Discount % (Excluding VAT) | Total |  | Unit Price/Discount % (Excluding VAT) | Total |  | Unit Price/Discount % (Excluding VAT) | Total |  | Unit Price/Discount % (Excluding VAT) | Total |  | Unit Price/Discount % (Excluding VAT) | Total |  | Unit Price/Discount % (Excluding VAT) | Total | Unit Price/Discount % (Excluding VAT) | Total | Unit Price/Discount % (Excluding VAT) | Total
3.30.108 | 3.85 | (*) PT1 |  | m2 | 3900 | 0 | 0 |  | 201 | 783900 |  | 99 | 386100 |  | 124.16 | 484224 |  | 112 | 436800 |  | 156 | 608400 |  | 110 | 429000 |  | 250 | 975000 |  | 95 | 370500 |  | 182 | 709800 |  | 243.18 | 948402
| Note | Note Details
3.30.109 | - | Curbs & Gutters
| Item Code | Description | Item Remarks | Unit of Measurement | Quantity/Base Price | Unit Price/Discount % (Excluding VAT) | Total |  | Unit Price/Discount % (Excluding VAT) | Total |  | Unit Price/Discount % (Excluding VAT) | Total |  | Unit Price/Discount % (Excluding VAT) | Total |  | Unit Price/Discount % (Excluding VAT) | Total |  | Unit Price/Discount % (Excluding VAT) | Total |  | Unit Price/Discount % (Excluding VAT) | Total |  | Unit Price/Discount % (Excluding VAT) | Total |  | Unit Price/Discount % (Excluding VAT) | Total |  | Unit Price/Discount % (Excluding VAT) | Total |  | Unit Price/Discount % (Excluding VAT) | Total |  | Unit Price/Discount % (Excluding VAT) | Total |  | Unit Price/Discount % (Excluding VAT) | Total | Unit Price/Discount % (Excluding VAT) | Total | Unit Price/Discount % (Excluding VAT) | Total
3.30.110 | 3.85 | (*) EDG2 |  | m | 1800 | 0 | 0 |  | 106 | 190800 |  | 165 | 297000 |  | 40.25 | 72450 |  | 101 | 181800 |  | 47 | 84600 |  | 70 | 126000 |  | 140 | 252000 |  | 143 | 257400 |  | 89 | 160200 |  | 117.76 | 211968
3.30.111 | 3.86 | (*) EDG3 |  | m | 670 | 0 | 0 |  | 117 | 78390 |  | 165 | 110550 |  | 40.25 | 26967.5 |  | 96 | 64320 |  | 100 | 67000 |  | 70 | 46900 |  | 90 | 60300 |  | 143 | 95810 |  | 70 | 46900 |  | 80.54 | 53961.8
3.30.112 | 3.87 | (*) SW1 |  | m3 | 21 | 0 | 0 |  | 2746 | 57666 |  | 1189 | 24969 |  | 3000 | 63000 |  | 1590 | 33390 |  | 474 | 9954 |  | 70 | 1470 |  | 3000 | 63000 |  | 2850 | 59850 |  | 1565 | 32865 |  | 3396.94 | 71335.74
| Note | Note Details
3.30.113 | - | Per square meter supply and installation 1000 MM Width Caste in Situ concrete seat wall with rounded edge, laid on 150MM aggregate refer to drawings no. (55830-TD-00-ARH-LA-0704)
| Item Code | Description | Item Remarks | Unit of Measurement | Quantity/Base Price | Unit Price/Discount % (Excluding VAT) | Total |  | Unit Price/Discount % (Excluding VAT) | Total |  | Unit Price/Discount % (Excluding VAT) | Total |  | Unit Price/Discount % (Excluding VAT) | Total |  | Unit Price/Discount % (Excluding VAT) | Total |  | Unit Price/Discount % (Excluding VAT) | Total |  | Unit Price/Discount % (Excluding VAT) | Total |  | Unit Price/Discount % (Excluding VAT) | Total |  | Unit Price/Discount % (Excluding VAT) | Total |  | Unit Price/Discount % (Excluding VAT) | Total |  | Unit Price/Discount % (Excluding VAT) | Total |  | Unit Price/Discount % (Excluding VAT) | Total |  | Unit Price/Discount % (Excluding VAT) | Total | Unit Price/Discount % (Excluding VAT) | Total | Unit Price/Discount % (Excluding VAT) | Total
3.30.114 | 3.88 | (*) SW2 |  | m2 | 60 | 0 | 0 |  | 468 | 28080 |  | 667 | 40020 |  | 600 | 36000 |  | 583 | 34980 |  | 474 | 28440 |  | 1672 | 100320 |  | 1600 | 96000 |  | 808 | 48480 |  | 1357 | 81420 |  | 1490.5 | 89430
3.30.115 | 3.89 | (*) SW3 |  | m2 | 395 | 0 | 0 |  | 385 | 152075 |  | 1388 | 548260 |  | 600 | 237000 |  | 636 | 251220 |  | 474 | 187230 |  | 1672 | 660440 |  | 1600 | 632000 |  | 808 | 319160 |  | 1357 | 536015 |  | 1909.6 | 754292
3.30.116 |  | (*) RW |  | m2 | 105 | 0 | 0 |  | 2520 | 264600 |  | 300 | 31500 |  | 950 | 99750 |  | 742 | 77910 |  | 2560 | 268800 |  | 1672 | 175560 |  | 1200 | 126000 |  | 808 | 84840 |  | 2087 | 219135 |  | 1650 | 173250
| Note | Note Details
3.30.117 | - | Excavation
| Item Code | Description | Item Remarks | Unit of Measurement | Quantity/Base Price | Unit Price/Discount % (Excluding VAT) | Total |  | Unit Price/Discount % (Excluding VAT) | Total |  | Unit Price/Discount % (Excluding VAT) | Total |  | Unit Price/Discount % (Excluding VAT) | Total |  | Unit Price/Discount % (Excluding VAT) | Total |  | Unit Price/Discount % (Excluding VAT) | Total |  | Unit Price/Discount % (Excluding VAT) | Total |  | Unit Price/Discount % (Excluding VAT) | Total |  | Unit Price/Discount % (Excluding VAT) | Total |  | Unit Price/Discount % (Excluding VAT) | Total |  | Unit Price/Discount % (Excluding VAT) | Total |  | Unit Price/Discount % (Excluding VAT) | Total |  | Unit Price/Discount % (Excluding VAT) | Total | Unit Price/Discount % (Excluding VAT) | Total | Unit Price/Discount % (Excluding VAT) | Total
3.30.118 | 3.90 | (*) Tree/ Palm Pits Excavation for tree/ palm pits in landscape areas and depth as specified by architectural drawings/ instructed by the Engineer. suitable excavated material shall remain on site for back fill and level modulation if instructed by the Engineer. |  | m3 | 985 | 0 | 0 |  | 17 | 16745 |  | 25 | 24625 |  | 27 | 26595 |  | 16 | 15760 |  | 28 | 27580 |  | 11 | 10835 |  | 30 | 29550 |  | 143 | 140855 |  | 29 | 28565 |  | 11 | 10835
| Note | Note Details
3.30.119 | - | Drainage System
| Item Code | Description | Item Remarks | Unit of Measurement | Quantity/Base Price | Unit Price/Discount % (Excluding VAT) | Total |  | Unit Price/Discount % (Excluding VAT) | Total |  | Unit Price/Discount % (Excluding VAT) | Total |  | Unit Price/Discount % (Excluding VAT) | Total |  | Unit Price/Discount % (Excluding VAT) | Total |  | Unit Price/Discount % (Excluding VAT) | Total |  | Unit Price/Discount % (Excluding VAT) | Total |  | Unit Price/Discount % (Excluding VAT) | Total |  | Unit Price/Discount % (Excluding VAT) | Total |  | Unit Price/Discount % (Excluding VAT) | Total |  | Unit Price/Discount % (Excluding VAT) | Total |  | Unit Price/Discount % (Excluding VAT) | Total |  | Unit Price/Discount % (Excluding VAT) | Total | Unit Price/Discount % (Excluding VAT) | Total | Unit Price/Discount % (Excluding VAT) | Total
3.30.120 | 3.91 | (*) Per cubic meter supply and installation of gravel drainage layer with depth 150-200 mm as detailed in softscape details and according to Specification. |  | m3 | 200 | 0 | 0 |  | 132 | 26400 |  | 144 | 28800 |  | 135 | 27000 |  | 152 | 30400 |  | 152 | 30400 |  | 180 | 36000 |  | 170 | 34000 |  | 570 | 114000 |  | 105 | 21000 |  | 169.59 | 33918
| Note | Note Details
3.30.121 | - | Softscape Works
3.30.122 | - | Supply, plant and maintain , as per approved detailed design and specifications. Allow for formation of watering saucers where required, underground support as per arch. Detail and all as on Drawing/specification and as directed by the Engineer
3.30.123 | - | Palms, trees, shrubs & Ground covers
| Item Code | Description | Item Remarks | Unit of Measurement | Quantity/Base Price | Unit Price/Discount % (Excluding VAT) | Total |  | Unit Price/Discount % (Excluding VAT) | Total |  | Unit Price/Discount % (Excluding VAT) | Total |  | Unit Price/Discount % (Excluding VAT) | Total |  | Unit Price/Discount % (Excluding VAT) | Total |  | Unit Price/Discount % (Excluding VAT) | Total |  | Unit Price/Discount % (Excluding VAT) | Total |  | Unit Price/Discount % (Excluding VAT) | Total |  | Unit Price/Discount % (Excluding VAT) | Total |  | Unit Price/Discount % (Excluding VAT) | Total |  | Unit Price/Discount % (Excluding VAT) | Total |  | Unit Price/Discount % (Excluding VAT) | Total |  | Unit Price/Discount % (Excluding VAT) | Total | Unit Price/Discount % (Excluding VAT) | Total | Unit Price/Discount % (Excluding VAT) | Total
3.30.124 | 3.92 | (*) PL/WaRo |  | nr | 27 | 0 | 0 |  | 4015 | 108405 |  | 3663 | 98901 |  | 2500 | 67500 |  | 4103 | 110781 |  | 4835 | 130545 |  | 3296 | 88992 |  | 4500 | 121500 |  | 42223 | 1140021 |  | 3652 | 98604 |  | 3319.25 | 89619.75
3.30.125 | 3.93 | (*) TR/AcNi |  | nr | 14 | 0 | 0 |  | 1062 | 14868 |  | 317 | 4438 |  | 1000 | 14000 |  | 811 | 11354 |  | 1043 | 14602 |  | 546 | 7644 |  | 1100 | 15400 |  | 0 | 0 |  | 1304 | 18256 |  | 881.64 | 12342.96
3.30.126 | 3.94 | (*) TR/SaPe |  | nr | 9 | 0 | 0 |  | 1062 | 9558 |  | 337 | 3033 |  | 1000 | 9000 |  | 1193 | 10737 |  | 1043 | 9387 |  | 546 | 4914 |  | 1500 | 13500 |  | 0 | 0 |  | 1304 | 11736 |  | 881.64 | 7934.76
3.30.127 | 3.95 | (*) TR/PaAc |  | nr | 13 | 0 | 0 |  | 1920 | 24960 |  | 317 | 4121 |  | 1000 | 13000 |  | 1050 | 13650 |  | 1043 | 13559 |  | 546 | 7098 |  | 1300 | 16900 |  | 0 | 0 |  | 1304 | 16952 |  | 744.14 | 9673.82
3.30.128 | 3.96 | (*) TR/AcTo |  | nr | 17 | 0 | 0 |  | 1172 | 19924 |  | 317 | 5389 |  | 1000 | 17000 |  | 1145 | 19465 |  | 1043 | 17731 |  | 546 | 9282 |  | 1500 | 25500 |  | 0 | 0 |  | 1304 | 22168 |  | 744.14 | 12650.38
3.30.129 | 3.97 | (*) SH/DoVi |  | m2 | 597 | 0 | 0 |  | 105 | 62685 |  | 44 | 26268 |  | 180 | 107460 |  | 88 | 52536 |  | 104 | 62088 |  | 80 | 47760 |  | 360 | 214920 |  | 0 | 0 |  | 130 | 77610 |  | 73.91 | 44124.27
3.30.130 | 3.98 | (*) SH/HeCu |  | m2 | 520 | 0 | 0 |  | 226 | 117520 |  | 48 | 24960 |  | 180 | 93600 |  | 114 | 59280 |  | 104 | 54080 |  | 80 | 41600 |  | 360 | 187200 |  | 0 | 0 |  | 130 | 67600 |  | 156.41 | 81333.2
3.30.131 | 3.99 | (*) SH/ArMa |  | m2 | 257 | 0 | 0 |  | 265 | 68105 |  | 48 | 12336 |  | 180 | 46260 |  | 141 | 36237 |  | 104 | 26728 |  | 80 | 20560 |  | 360 | 92520 |  | 0 | 0 |  | 130 | 33410 |  | 183.91 | 47264.87
3.30.132 | 3.100 | (*) GC/TeAp |  | m2 | 430 | 0 | 0 |  | 254 | 109220 |  | 36 | 15480 |  | 135 | 58050 |  | 229 | 98470 |  | 95 | 40850 |  | 77 | 33110 |  | 160 | 68800 |  | 0 | 0 |  | 71 | 30530 |  | 149.53 | 64297.9
3.30.133 | 3.101 | (*) GC/PeSe |  | m2 | 510 | 0 | 0 |  | 101 | 51510 |  | 36 | 18360 |  | 135 | 68850 |  | 41 | 20910 |  | 95 | 48450 |  | 77 | 39270 |  | 200 | 102000 |  | 0 | 0 |  | 71 | 36210 |  | 67.03 | 34185.3
3.30.134 | 3.102 | (*) GC/CaSp |  | m2 | 310 | 0 | 0 |  | 341 | 105710 |  | 36 | 11160 |  | 135 | 41850 |  | 174 | 53940 |  | 95 | 29450 |  | 77 | 23870 |  | 200 | 62000 |  | 0 | 0 |  | 71 | 22010 |  | 128.91 | 39962.1
3.30.135 | 3.103 | (*) GC/SeVe |  | m2 | 185 | 0 | 0 |  | 95 | 17575 |  | 36 | 6660 |  | 135 | 24975 |  | 43 | 7955 |  | 95 | 17575 |  | 77 | 14245 |  | 110 | 20350 |  | 0 | 0 |  | 71 | 13135 |  | 55.08 | 10189.8
| Note | Note Details
3.30.136 | - | Sweet Soil Mix
| Item Code | Description | Item Remarks | Unit of Measurement | Quantity/Base Price | Unit Price/Discount % (Excluding VAT) | Total |  | Unit Price/Discount % (Excluding VAT) | Total |  | Unit Price/Discount % (Excluding VAT) | Total |  | Unit Price/Discount % (Excluding VAT) | Total |  | Unit Price/Discount % (Excluding VAT) | Total |  | Unit Price/Discount % (Excluding VAT) | Total |  | Unit Price/Discount % (Excluding VAT) | Total |  | Unit Price/Discount % (Excluding VAT) | Total |  | Unit Price/Discount % (Excluding VAT) | Total |  | Unit Price/Discount % (Excluding VAT) | Total |  | Unit Price/Discount % (Excluding VAT) | Total |  | Unit Price/Discount % (Excluding VAT) | Total |  | Unit Price/Discount % (Excluding VAT) | Total | Unit Price/Discount % (Excluding VAT) | Total | Unit Price/Discount % (Excluding VAT) | Total
3.30.137 | 3.104 | (*) Prepare planting sweet soil according to specifications and distribute as detailed on Drawing/specification and as directed by the Engineer |  | m3 | 1600 | 0 | 0 |  | 50 | 80000 |  | 61 | 97600 |  | 72 | 115200 |  | 60 | 96000 |  | 47 | 75200 |  | 50 | 80000 |  | 75 | 120000 |  | 114 | 182400 |  | 123 | 196800 |  | 67.38 | 107808
| Note | Note Details
3.30.138 | - | External Signage
| Item Code | Description | Item Remarks | Unit of Measurement | Quantity/Base Price | Unit Price/Discount % (Excluding VAT) | Total |  | Unit Price/Discount % (Excluding VAT) | Total |  | Unit Price/Discount % (Excluding VAT) | Total |  | Unit Price/Discount % (Excluding VAT) | Total |  | Unit Price/Discount % (Excluding VAT) | Total |  | Unit Price/Discount % (Excluding VAT) | Total |  | Unit Price/Discount % (Excluding VAT) | Total |  | Unit Price/Discount % (Excluding VAT) | Total |  | Unit Price/Discount % (Excluding VAT) | Total |  | Unit Price/Discount % (Excluding VAT) | Total |  | Unit Price/Discount % (Excluding VAT) | Total |  | Unit Price/Discount % (Excluding VAT) | Total |  | Unit Price/Discount % (Excluding VAT) | Total | Unit Price/Discount % (Excluding VAT) | Total | Unit Price/Discount % (Excluding VAT) | Total
3.30.139 | 3.105 | (*) (B-01) As per signage layout drawing no. (55830-TD-07-ARH-LA-01-01136) and for signage details drawing no. (55830-TD-07-ARH-LA-0713) and specification no.10.14.00 |  | nr | 7 | 0 | 0 |  | 24796 | 173572 |  | 14355 | 100485 |  | 14500 | 101500 |  | 18444 | 129108 |  | 17064 | 119448 |  | 9031 | 63217 |  | 16000 | 112000 |  | 3420 | 23940 |  | 15131 | 105917 |  | 28359.38 | 198515.66
3.30.140 | 3.106 | (*) (B-02) As per signage layout drawing no. (55830-TD-07-ARH-LA-01-01136) and for signage details drawing no. (55830-TD-07-ARH-LA-0714) and specification no.10.14.00 |  | nr | 5 | 0 | 0 |  | 19846 | 99230 |  | 5445 | 27225 |  | 5500 | 27500 |  | 12614 | 63070 |  | 7584 | 37920 |  | 2509 | 12545 |  | 7000 | 35000 |  | 3420 | 17100 |  | 5739 | 28695 |  | 5865.64 | 29328.2
3.30.141 | 3.107 | (*) (C-01) As per signage layout drawing no. (55830-TD-07-ARH-LA-01-01136) and for signage details drawing no. (55830-TD-07-ARH-LA-0714) and specification no.10.14.00 |  | nr | 1 | 0 | 0 |  | 16546 | 16546 |  | 4752 | 4752 |  | 4800 | 4800 |  | 12614 | 12614 |  | 5972 | 5972 |  | 2007 | 2007 |  | 6000 | 6000 |  | 3420 | 3420 |  | 5009 | 5009 |  | 3452.45 | 3452.45
| Note | Note Details
3.30.142 | - | Site Furniture
| Item Code | Description | Item Remarks | Unit of Measurement | Quantity/Base Price | Unit Price/Discount % (Excluding VAT) | Total |  | Unit Price/Discount % (Excluding VAT) | Total |  | Unit Price/Discount % (Excluding VAT) | Total |  | Unit Price/Discount % (Excluding VAT) | Total |  | Unit Price/Discount % (Excluding VAT) | Total |  | Unit Price/Discount % (Excluding VAT) | Total |  | Unit Price/Discount % (Excluding VAT) | Total |  | Unit Price/Discount % (Excluding VAT) | Total |  | Unit Price/Discount % (Excluding VAT) | Total |  | Unit Price/Discount % (Excluding VAT) | Total |  | Unit Price/Discount % (Excluding VAT) | Total |  | Unit Price/Discount % (Excluding VAT) | Total |  | Unit Price/Discount % (Excluding VAT) | Total | Unit Price/Discount % (Excluding VAT) | Total | Unit Price/Discount % (Excluding VAT) | Total
3.30.143 | 3.108 | (*) B1 As per furniture layout drawing no. (55830-TD-07-ARH-LA-01-0143) and for furniture details drawing no. (55830-TD-07-ARH-LA-0707) and specification no.12.93.00 |  | nr | 116 | 0 | 0 |  | 1843 | 213788 |  | 2874 | 333384 |  | 2200 | 255200 |  | 2290 | 265640 |  | 3318 | 384888 |  | 0 | 0 |  | 2800 | 324800 |  | 3135 | 363660 |  | 3277 | 380132 |  | 4537.5 | 526350
3.30.144 | 3.109 | (*) B2 As per furniture layout drawing no. (55830-TD-07-ARH-LA-01-0143) and for furniture details drawing no. (55830-TD-07-ARH-LA-0707) and specification no.12.93.00 |  | nr | 18 | 0 | 0 |  | 10065 | 181170 |  | 6050 | 108900 |  | 5000 | 90000 |  | 4240 | 76320 |  | 3318 | 59724 |  | 0 | 0 |  | 5500 | 99000 |  | 5225 | 94050 |  | 10331 | 185958 |  | 13117.5 | 236115
3.30.145 | 3.110 | (*) BG As per furniture layout drawing no. (55830-TD-07-ARH-LA-01-0143) and for furniture details drawing no. (55830-TD-07-ARH-LA-0707) and specification no.11.66.23.16 |  | nr | 4 | 0 | 0 |  | 44000 | 176000 |  | 13585 | 54340 |  | 25000 | 100000 |  | 17914 | 71656 |  | 52140 | 208560 |  | 0 | 0 |  | 13500 | 54000 |  | 39900 | 159600 |  | 23479 | 93916 |  | 79860 | 319440
3.30.146 | 3.111 | (*) TB As per furniture layout drawing no. (55830-TD-07-ARH-LA-01-0143) and for furniture details drawing no. (55830-TD-07-ARH-LA-0707) and specification no.12.93.00 |  | nr | 41 | 0 | 0 |  | 4400 | 180400 |  | 4337 | 177817 |  | 3735 | 153135 |  | 2650 | 108650 |  | 4456 | 182696 |  | 0 | 0 |  | 4000 | 164000 |  | 3325 | 136325 |  | 5673 | 232593 |  | 6847.5 | 280747.5
3.30.147 | 3.112 | (*) F1 As per furniture layout drawing no. (55830-TD-07-ARH-LA-01-0143) and for furniture details drawing no. (55830-TD-07-ARH-LA-0708) and specification no.10.75.16 |  | nr | 3 | 0 | 0 |  | 8250 | 24750 |  | 13200 | 39600 |  | 16200 | 48600 |  | 15900 | 47700 |  | 23700 | 71100 |  | 0 | 0 |  | 21000 | 63000 |  | 19000 | 57000 |  | 4696 | 14088 |  | 25575 | 76725
3.30.148 | 3.113 | (*) F2 As per furniture layout drawing no. (55830-TD-07-ARH-LA-01-0143) and for furniture details drawing no. (55830-TD-07-ARH-LA-0708) and specification no.10.75.16 |  | nr | 2 | 0 | 0 |  | 5500 | 11000 |  | 9900 | 19800 |  | 9000 | 18000 |  | 10600 | 21200 |  | 14220 | 28440 |  | 0 | 0 |  | 12600 | 25200 |  | 14250 | 28500 |  | 2087 | 4174 |  | 12787.5 | 25575
3.30.149 | 3.114 | (*) DG As per furniture layout drawing no. (55830-TD-07-ARH-LA-01-0143) and for furniture details drawing no. (55830-TD-07-ARH-LA-0715) and specification no. 32.31.23 |  | nr | 5 | 0 | 0 |  | 13200 | 66000 |  | 15378 | 76890 |  | 8820 | 44100 |  | 25944 | 129720 |  | 12798 | 63990 |  | 0 | 0 |  | 17000 | 85000 |  | 9500 | 47500 |  | 17322 | 86610 |  | 19800 | 99000
3.30.150 | 3.115 | (*) EG As per furniture layout drawing no. (55830-TD-07-ARH-LA-01-0143) and for furniture details drawing no. (55830-TD-07-ARH-LA-0716) and specification no. 32.31.23 |  | nr | 1 | 0 | 0 |  | 8800 | 8800 |  | 7366 | 7366 |  | 6120 | 6120 |  | 11321 | 11321 |  | 8532 | 8532 |  | 500000 | 500000 |  | 8000 | 8000 |  | 11400 | 11400 |  | 9392 | 9392 |  | 9900 | 9900
3.30.151 | 3.116 | (*) FF As per furniture layout drawing no. (55830-TD-07-ARH-LA-01-0143) and for furniture details drawing no. (55830-TD-07-ARH-LA-0715) and specification no. 32.31.23 |  | nr | 4 | 0 | 0 |  | 165 | 660 |  | 120 | 480 |  | 300 | 1200 |  | 3180 | 12720 |  | 2370 | 9480 |  | 0 | 0 |  | 5500 | 22000 |  | 4750 | 19000 |  | 261 | 1044 |  | 189.75 | 759
3.30.152 | 3.117 | (*) FG As per furniture layout drawing no. (55830-TD-07-ARH-LA-01-0143) and for furniture details drawing no. (55830-TD-07-ARH-LA-0715) and specification no. 32.31.23 |  | nr | 2 | 0 | 0 |  | 11330 | 22660 |  | 18810 | 37620 |  | 10300 | 20600 |  | 12614 | 25228 |  | 6162 | 12324 |  | 0 | 0 |  | 45000 | 90000 |  | 39900 | 79800 |  | 13044 | 26088 |  | 16995 | 33990
3.30.153 | 3.118 | (*) DC As per furniture layout drawing no. (55830-TD-07-ARH-LA-01-0143) and for furniture details drawing no. (55830-TD-07-ARH-LA-0716) and specification no. 32.31.23 |  | nr | 2 | 0 | 0 |  | 6600 | 13200 |  | 12672 | 25344 |  | 5670 | 11340 |  | 6030 | 12060 |  | 5688 | 11376 |  | 0 | 0 |  | 15000 | 30000 |  | 7600 | 15200 |  | 5739 | 11478 |  | 9900 | 19800
| Note | Note Details
3.30.154 | - | SHADE STRUCTURE
3.30.155 | - | Supply and install shade structure as per drawing no.(55830-TD-00-ARH-LA-0150) and shade type S9 in first floor as per drawings no.(55830-TD-00-ARH-LA-0712) and as shade structure details drawing no. (55830-TD-00-ARH-LA-0709/0710/0711/0712) and refer to speceification no. 13.31.15
| Item Code | Description | Item Remarks | Unit of Measurement | Quantity/Base Price | Unit Price/Discount % (Excluding VAT) | Total |  | Unit Price/Discount % (Excluding VAT) | Total |  | Unit Price/Discount % (Excluding VAT) | Total |  | Unit Price/Discount % (Excluding VAT) | Total |  | Unit Price/Discount % (Excluding VAT) | Total |  | Unit Price/Discount % (Excluding VAT) | Total |  | Unit Price/Discount % (Excluding VAT) | Total |  | Unit Price/Discount % (Excluding VAT) | Total |  | Unit Price/Discount % (Excluding VAT) | Total |  | Unit Price/Discount % (Excluding VAT) | Total |  | Unit Price/Discount % (Excluding VAT) | Total |  | Unit Price/Discount % (Excluding VAT) | Total |  | Unit Price/Discount % (Excluding VAT) | Total | Unit Price/Discount % (Excluding VAT) | Total | Unit Price/Discount % (Excluding VAT) | Total
3.30.156 | 3.119 | (*) S01 |  | m2 | 3481 | 0 | 0 |  | 250 | 870250 |  | 330 | 1148730 |  | 330.3 | 1149774.3 |  | 252 | 877212 |  | 569 | 1980689 |  | 446 | 1552526 |  | 550 | 1914550 |  | 1864 | 6488584 |  | 494 | 1719614 |  | 446.88 | 1555589.28
3.30.157 | 3.120 | (*) S02 |  | m2 | 1953 | 0 | 0 |  | 239 | 466767 |  | 330 | 644490 |  | 567 | 1107351 |  | 279 | 544887 |  | 777 | 1517481 |  | 669 | 1306557 |  | 500 | 976500 |  | 0 | 0 |  | 510 | 996030 |  | 446.88 | 872756.64
3.30.158 | 3.121 | (*) S03 |  | m2 | 1584 | 0 | 0 |  | 275 | 435600 |  | 330 | 522720 |  | 648 | 1026432 |  | 245 | 388080 |  | 664 | 1051776 |  | 446 | 706464 |  | 500 | 792000 |  | 0 | 0 |  | 484 | 766656 |  | 446.88 | 707857.92
3.30.159 | 3.122 | (*) S04 |  | m2 | 1193 | 0 | 0 |  | 270 | 322110 |  | 330 | 393690 |  | 386.1 | 460617.3 |  | 279 | 332847 |  | 711 | 848223 |  | 557 | 664501 |  | 500 | 596500 |  | 0 | 0 |  | 504 | 601272 |  | 446.88 | 533127.84
3.30.160 | 3.123 | (*) S05 |  | m2 | 1589 | 0 | 0 |  | 277 | 440153 |  | 330 | 524370 |  | 372.6 | 592061.4 |  | 446 | 708694 |  | 758 | 1204462 |  | 636 | 1010604 |  | 530 | 842170 |  | 0 | 0 |  | 492 | 781788 |  | 446.88 | 710092.32
3.30.161 | 3.124 | (*) S06 |  | m2 | 731 | 0 | 0 |  | 330 | 241230 |  | 330 | 241230 |  | 450.9 | 329607.9 |  | 168 | 122808 |  | 521 | 380851 |  | 557 | 407167 |  | 530 | 387430 |  | 0 | 0 |  | 490 | 358190 |  | 412.5 | 301537.5
3.30.162 | 3.125 | (*) S07 |  | m2 | 236 | 0 | 0 |  | 330 | 77880 |  | 330 | 77880 |  | 195.3 | 46090.8 |  | 196 | 46256 |  | 379 | 89444 |  | 446 | 105256 |  | 630 | 148680 |  | 0 | 0 |  | 531 | 125316 |  | 412.5 | 97350
3.30.163 | 3.126 | (*) S08 |  | m2 | 814 | 0 | 0 |  | 216 | 175824 |  | 330 | 268620 |  | 106.2 | 86446.8 |  | 240 | 195360 |  | 119 | 96866 |  | 446 | 363044 |  | 450 | 366300 |  | 0 | 0 |  | 838 | 682132 |  | 446.88 | 363760.32
| Note | Note Details
3.30.164 | - | Boundary Wall
| Item Code | Description | Item Remarks | Unit of Measurement | Quantity/Base Price | Unit Price/Discount % (Excluding VAT) | Total |  | Unit Price/Discount % (Excluding VAT) | Total |  | Unit Price/Discount % (Excluding VAT) | Total |  | Unit Price/Discount % (Excluding VAT) | Total |  | Unit Price/Discount % (Excluding VAT) | Total |  | Unit Price/Discount % (Excluding VAT) | Total |  | Unit Price/Discount % (Excluding VAT) | Total |  | Unit Price/Discount % (Excluding VAT) | Total |  | Unit Price/Discount % (Excluding VAT) | Total |  | Unit Price/Discount % (Excluding VAT) | Total |  | Unit Price/Discount % (Excluding VAT) | Total |  | Unit Price/Discount % (Excluding VAT) | Total |  | Unit Price/Discount % (Excluding VAT) | Total | Unit Price/Discount % (Excluding VAT) | Total | Unit Price/Discount % (Excluding VAT) | Total
3.30.165 | 3.127 | (*) Supply and install precast concrete panel, Refer to Refer to 55830-DD-00-ARH-LA-0713-00 and specifications no. 32.31.23 |  | m2 | 2575 | 0 | 0 |  | 323 | 831725 |  | 341 | 878075 |  | 500 | 1287500 |  | 418 | 1076350 |  | 412 | 1060900 |  | 640 | 1648000 |  | 800 | 2060000 |  | 333 | 857475 |  | 323 | 831725 |  | 330 | 849750
3.30.166 | 3.128 | (*) Supply and install chainlink as per drawing no. (55830-TD-00-ARH-LA-0716) and specification no. 05.52.13 |  | m | 588 | 0 | 0 |  | 1050 | 617400 |  | 880 | 517440 |  | 439.2 | 258249.6 |  | 265 | 155820 |  | 569 | 334572 |  | 350 | 205800 |  | 600 | 352800 |  | 361 | 212268 |  | 835 | 490980 |  | 495 | 291060
3.30.167 | 3.129 | (*) Supply and install mashrabeya pattern in fence, with heavy duty aluminium tube powder coated, white color. as per drawing no. (55830-TD-00-ARH-LA-0715) and specifications no. 32.31.23 |  | nr | 8643 | 0 | 0 |  | 56 | 484008 |  | 55 | 475365 |  | 0 | 0 |  | 55 | 475365 |  | 76 | 656868 |  | 500 | 4321500 |  | 175 | 1512525 |  | 67 | 579081 |  | 198 | 1711314 |  | 412.5 | 3565237.5
| Note | Note Details
3.30.168 | - | Irrigation pipe line
3.30.169 | - | Supply and install HDPE pipe line SDR 13 PN 10 including all necessary fittings and accessories, excavation, backfilling, warning tape, thrust blocks, necessary, supports if required, complete in accordance with the drawings and Specification
| Item Code | Description | Item Remarks | Unit of Measurement | Quantity/Base Price | Unit Price/Discount % (Excluding VAT) | Total |  | Unit Price/Discount % (Excluding VAT) | Total |  | Unit Price/Discount % (Excluding VAT) | Total |  | Unit Price/Discount % (Excluding VAT) | Total |  | Unit Price/Discount % (Excluding VAT) | Total |  | Unit Price/Discount % (Excluding VAT) | Total |  | Unit Price/Discount % (Excluding VAT) | Total |  | Unit Price/Discount % (Excluding VAT) | Total |  | Unit Price/Discount % (Excluding VAT) | Total |  | Unit Price/Discount % (Excluding VAT) | Total |  | Unit Price/Discount % (Excluding VAT) | Total |  | Unit Price/Discount % (Excluding VAT) | Total |  | Unit Price/Discount % (Excluding VAT) | Total | Unit Price/Discount % (Excluding VAT) | Total | Unit Price/Discount % (Excluding VAT) | Total
3.30.170 | 3.130 | (*) 110mm dia. pipe line including all fittings, bend, tee etc. |  | m | 1170 | 0 | 0 |  | 119 | 139230 |  | 104 | 121680 |  | 0 | 0 |  | 132 | 154440 |  | 123 | 143910 |  | 210 | 245700 |  | 90 | 105300 |  | 114 | 133380 |  | 231 | 270270 |  | 70.83 | 82871.1
3.30.171 | 3.131 | (*) 110mm diameter pipe, 90 degree bend |  | nr | 9 | 0 | 0 |  | 44 | 396 |  | 94 | 846 |  | 0 | 0 |  | 363 | 3267 |  | 104 | 936 |  | 210 | 1890 |  | 20 | 180 |  | 109 | 981 |  | 509 | 4581 |  | 30.42 | 273.78
3.30.172 | 3.132 | (*) 110mm diameter pipe, 135 degree bend |  | nr | 4 | 0 | 0 |  | 50 | 200 |  | 94 | 376 |  | 0 | 0 |  | 497 | 1988 |  | 104 | 416 |  | 210 | 840 |  | 22 | 88 |  | 109 | 436 |  | 509 | 2036 |  | 34.32 | 137.28
| Note | Note Details
3.30.173 | - | Supply and installation of conduits for control wires, complete with all excavation. backfill and all fittings in accordance with the Drawings and Specification
| Item Code | Description | Item Remarks | Unit of Measurement | Quantity/Base Price | Unit Price/Discount % (Excluding VAT) | Total |  | Unit Price/Discount % (Excluding VAT) | Total |  | Unit Price/Discount % (Excluding VAT) | Total |  | Unit Price/Discount % (Excluding VAT) | Total |  | Unit Price/Discount % (Excluding VAT) | Total |  | Unit Price/Discount % (Excluding VAT) | Total |  | Unit Price/Discount % (Excluding VAT) | Total |  | Unit Price/Discount % (Excluding VAT) | Total |  | Unit Price/Discount % (Excluding VAT) | Total |  | Unit Price/Discount % (Excluding VAT) | Total |  | Unit Price/Discount % (Excluding VAT) | Total |  | Unit Price/Discount % (Excluding VAT) | Total |  | Unit Price/Discount % (Excluding VAT) | Total | Unit Price/Discount % (Excluding VAT) | Total | Unit Price/Discount % (Excluding VAT) | Total
3.30.174 | 3.133 | (*) 50mm DIA |  | m | 925 | 0 | 0 |  | 18 | 16650 |  | 27 | 24975 |  | 0 | 0 |  | 25 | 23125 |  | 114 | 105450 |  | 90 | 83250 |  | 60 | 55500 |  | 108 | 99900 |  | 82 | 75850 |  | 11.92 | 11026
| Note | Note Details
3.30.175 | - | Supply and installation of uPVC road way ducts, complete with all excavation, backfill and all fittings in accordance with the Drawings and Specification
| Item Code | Description | Item Remarks | Unit of Measurement | Quantity/Base Price | Unit Price/Discount % (Excluding VAT) | Total |  | Unit Price/Discount % (Excluding VAT) | Total |  | Unit Price/Discount % (Excluding VAT) | Total |  | Unit Price/Discount % (Excluding VAT) | Total |  | Unit Price/Discount % (Excluding VAT) | Total |  | Unit Price/Discount % (Excluding VAT) | Total |  | Unit Price/Discount % (Excluding VAT) | Total |  | Unit Price/Discount % (Excluding VAT) | Total |  | Unit Price/Discount % (Excluding VAT) | Total |  | Unit Price/Discount % (Excluding VAT) | Total |  | Unit Price/Discount % (Excluding VAT) | Total |  | Unit Price/Discount % (Excluding VAT) | Total |  | Unit Price/Discount % (Excluding VAT) | Total | Unit Price/Discount % (Excluding VAT) | Total | Unit Price/Discount % (Excluding VAT) | Total
3.30.176 | 3.134 | (*) 300mm dia. duct for 110mm diameter pipes |  | m | 30 | 0 | 0 |  | 572 | 17160 |  | 165 | 4950 |  | 0 | 0 |  | 209 | 6270 |  | 237 | 7110 |  | 280 | 8400 |  | 225 | 6750 |  | 475 | 14250 |  | 371 | 11130 |  | 255.86 | 7675.8
3.30.177 | 3.135 | (*) Quick Coupling Valve to 110mm dia. Irrigation Main line |  | nr | 17 | 0 | 0 |  | 935 | 15895 |  | 653 | 11101 |  | 0 | 0 |  | 1384 | 23528 |  | 1422 | 24174 |  | 500 | 8500 |  | 750 | 12750 |  | 14250 | 242250 |  | 1347 | 22899 |  | 1718.75 | 29218.75
3.30.178 | 3.136 | (*) Air Valve concrete chamber for 160mm diameter Irrigation line including all fittings, valves, DI cover and frame complete works in accordance with specification and drawings |  | nr | 1 | 0 | 0 |  | 880 | 880 |  | 12771 | 12771 |  | 1229577 | 1229577 |  | 10834 | 10834 |  | 5214 | 5214 |  | 1600 | 1600 |  | 4000 | 4000 |  | 13110 | 13110 |  | 28243 | 28243 |  | 28145.92 | 28145.92
3.30.179 | 3.137 | (*) Wash Valve concrete chamber for 110mm diameter Irrigation line including all fittings, valves, DI cover and frame complete works in accordance with specification and drawings |  | nr | 1 | 0 | 0 |  | 29700 | 29700 |  | 10296 | 10296 |  | 0 | 0 |  | 8639 | 8639 |  | 5688 | 5688 |  | 1000 | 1000 |  | 2500 | 2500 |  | 3990 | 3990 |  | 34310 | 34310 |  | 23374.81 | 23374.81
3.30.180 | 3.138 | (*) Gate Valve concrete chamber for 160mm diameter Irrigation line including all fittings, valves, DI cover and frame complete works in accordance with specification and drawings |  | nr | 7 | 0 | 0 |  | 26400 | 184800 |  | 12573 | 88011 |  | 0 | 0 |  | 10261 | 71827 |  | 7110 | 49770 |  | 1500 | 10500 |  | 2000 | 14000 |  | 7125 | 49875 |  | 29770 | 208390 |  | 26477.19 | 185340.33
3.30.181 | 3.139 | (*) Supply and install Irrigation Field Controller 'A' as shown on drawings and as specified |  | nr | 1 | 0 | 0 |  | 27500 | 27500 |  | 37620 | 37620 |  | 0 | 0 |  | 17225 | 17225 |  | 1896 | 1896 |  | 800 | 800 |  | 6500 | 6500 |  | 17955 | 17955 |  | 32583 | 32583 |  | 21384 | 21384
3.30.182 | 3.140 | (*) Supply and install flow meter to 160mmdiameter HDPE pipe including concrete chamber as shown on drawings and as specified |  | nr | 1 | 0 | 0 |  | 76024 | 76024 |  | 18464 | 18464 |  | 0 | 0 |  | 24857 | 24857 |  | 56880 | 56880 |  | 800 | 800 |  | 1500 | 1500 |  | 53533 | 53533 |  | 52411 | 52411 |  | 55747.13 | 55747.13
| Note | Note Details
3.30.183 | - | Drip Irrigation System
| Item Code | Description | Item Remarks | Unit of Measurement | Quantity/Base Price | Unit Price/Discount % (Excluding VAT) | Total |  | Unit Price/Discount % (Excluding VAT) | Total |  | Unit Price/Discount % (Excluding VAT) | Total |  | Unit Price/Discount % (Excluding VAT) | Total |  | Unit Price/Discount % (Excluding VAT) | Total |  | Unit Price/Discount % (Excluding VAT) | Total |  | Unit Price/Discount % (Excluding VAT) | Total |  | Unit Price/Discount % (Excluding VAT) | Total |  | Unit Price/Discount % (Excluding VAT) | Total |  | Unit Price/Discount % (Excluding VAT) | Total |  | Unit Price/Discount % (Excluding VAT) | Total |  | Unit Price/Discount % (Excluding VAT) | Total |  | Unit Price/Discount % (Excluding VAT) | Total | Unit Price/Discount % (Excluding VAT) | Total | Unit Price/Discount % (Excluding VAT) | Total
3.30.184 | 3.141 | (*) 50mm diameter uPVCClass10 lateral pipe |  | m | 845 | 0 | 0 |  | 10 | 8450 |  | 22 | 18590 |  | 0 | 0 |  | 28 | 23660 |  | 57 | 48165 |  | 70 | 59150 |  | 135 | 114075 |  | 57 | 48165 |  | 51 | 43095 |  | 8.8 | 7436
3.30.185 | 3.142 | (*) 32mm diameter uPVC Class10 lateral pipe |  | m | 850 | 0 | 0 |  | 4 | 3400 |  | 12 | 10200 |  | 0 | 0 |  | 19 | 16150 |  | 33 | 28050 |  | 48 | 40800 |  | 110 | 93500 |  | 33 | 28050 |  | 45 | 38250 |  | 6.05 | 5142.5
| Note | Note Details
3.30.186 | - | Tee
| Item Code | Description | Item Remarks | Unit of Measurement | Quantity/Base Price | Unit Price/Discount % (Excluding VAT) | Total |  | Unit Price/Discount % (Excluding VAT) | Total |  | Unit Price/Discount % (Excluding VAT) | Total |  | Unit Price/Discount % (Excluding VAT) | Total |  | Unit Price/Discount % (Excluding VAT) | Total |  | Unit Price/Discount % (Excluding VAT) | Total |  | Unit Price/Discount % (Excluding VAT) | Total |  | Unit Price/Discount % (Excluding VAT) | Total |  | Unit Price/Discount % (Excluding VAT) | Total |  | Unit Price/Discount % (Excluding VAT) | Total |  | Unit Price/Discount % (Excluding VAT) | Total |  | Unit Price/Discount % (Excluding VAT) | Total |  | Unit Price/Discount % (Excluding VAT) | Total | Unit Price/Discount % (Excluding VAT) | Total | Unit Price/Discount % (Excluding VAT) | Total
3.30.187 | 3.143 | (*) 110 x110 x 110mm diameter |  | nr | 9 | 0 | 0 |  | 28 | 252 |  | 94 | 846 |  | 0 | 0 |  | 1193 | 10737 |  | 104 | 936 |  | 95 | 855 |  | 75 | 675 |  | 105 | 945 |  | 518 | 4662 |  | 65.47 | 589.23
| Note | Note Details
3.30.188 | - | Reducer
| Item Code | Description | Item Remarks | Unit of Measurement | Quantity/Base Price | Unit Price/Discount % (Excluding VAT) | Total |  | Unit Price/Discount % (Excluding VAT) | Total |  | Unit Price/Discount % (Excluding VAT) | Total |  | Unit Price/Discount % (Excluding VAT) | Total |  | Unit Price/Discount % (Excluding VAT) | Total |  | Unit Price/Discount % (Excluding VAT) | Total |  | Unit Price/Discount % (Excluding VAT) | Total |  | Unit Price/Discount % (Excluding VAT) | Total |  | Unit Price/Discount % (Excluding VAT) | Total |  | Unit Price/Discount % (Excluding VAT) | Total |  | Unit Price/Discount % (Excluding VAT) | Total |  | Unit Price/Discount % (Excluding VAT) | Total |  | Unit Price/Discount % (Excluding VAT) | Total | Unit Price/Discount % (Excluding VAT) | Total | Unit Price/Discount % (Excluding VAT) | Total
3.30.189 | 3.144 | (*) 50 x 32mm diameter |  | nr | 11 | 0 | 0 |  | 28 | 308 |  | 64 | 704 |  | 0 | 0 |  | 15 | 165 |  | 71 | 781 |  | 98 | 1078 |  | 25 | 275 |  | 71 | 781 |  | 71 | 781 |  | 3.25 | 35.75
3.30.190 | 3.145 | (*) Drip Take off (32mm diameter uPVC riser) |  | nr | 141 | 0 | 0 |  | 414 | 58374 |  | 31 | 4371 |  | 0 | 0 |  | 38 | 5358 |  | 427 | 60207 |  | 48 | 6768 |  | 15 | 2115 |  | 713 | 100533 |  | 53 | 7473 |  | 203.98 | 28761.18
| Note | Note Details
3.30.191 | - | Potable water pipe line
| Item Code | Description | Item Remarks | Unit of Measurement | Quantity/Base Price | Unit Price/Discount % (Excluding VAT) | Total |  | Unit Price/Discount % (Excluding VAT) | Total |  | Unit Price/Discount % (Excluding VAT) | Total |  | Unit Price/Discount % (Excluding VAT) | Total |  | Unit Price/Discount % (Excluding VAT) | Total |  | Unit Price/Discount % (Excluding VAT) | Total |  | Unit Price/Discount % (Excluding VAT) | Total |  | Unit Price/Discount % (Excluding VAT) | Total |  | Unit Price/Discount % (Excluding VAT) | Total |  | Unit Price/Discount % (Excluding VAT) | Total |  | Unit Price/Discount % (Excluding VAT) | Total |  | Unit Price/Discount % (Excluding VAT) | Total |  | Unit Price/Discount % (Excluding VAT) | Total | Unit Price/Discount % (Excluding VAT) | Total | Unit Price/Discount % (Excluding VAT) | Total
3.30.192 | 3.146 | (*) 100mm diameter potable water pipe line |  | m | 170 | 0 | 0 |  | 242 | 41140 |  | 0 | 0 |  | 0 | 0 |  | 38 | 6460 |  | 137 | 23290 |  | 99 | 16830 |  | 90 | 15300 |  | 143 | 24310 |  | 494 | 83980 |  | 145.31 | 24702.7
3.30.193 | 3.147 | (*) 65mm diameter water supply inlet pipe |  | m | 10 | 0 | 0 |  | 132 | 1320 |  | 0 | 0 |  | 0 | 0 |  | 38 | 380 |  | 114 | 1140 |  | 79 | 790 |  | 50 | 500 |  | 95 | 950 |  | 458 | 4580 |  | 108.19 | 1081.9
| Note | Note Details
3.30.194 | - | Chambers
3.30.195 | - | Supply and install of chambers and associated sign and marker post including excavation, backfilling, concrete, waterproofing, covers, complete all in accordance with the Drawings and Specification
| Item Code | Description | Item Remarks | Unit of Measurement | Quantity/Base Price | Unit Price/Discount % (Excluding VAT) | Total |  | Unit Price/Discount % (Excluding VAT) | Total |  | Unit Price/Discount % (Excluding VAT) | Total |  | Unit Price/Discount % (Excluding VAT) | Total |  | Unit Price/Discount % (Excluding VAT) | Total |  | Unit Price/Discount % (Excluding VAT) | Total |  | Unit Price/Discount % (Excluding VAT) | Total |  | Unit Price/Discount % (Excluding VAT) | Total |  | Unit Price/Discount % (Excluding VAT) | Total |  | Unit Price/Discount % (Excluding VAT) | Total |  | Unit Price/Discount % (Excluding VAT) | Total |  | Unit Price/Discount % (Excluding VAT) | Total |  | Unit Price/Discount % (Excluding VAT) | Total | Unit Price/Discount % (Excluding VAT) | Total | Unit Price/Discount % (Excluding VAT) | Total
3.30.196 | 3.148 | (*) Gate valve chamber |  | nr | 1 | 0 | 0 |  | 2640 | 2640 |  | 0 | 0 |  | 0 | 0 |  | 6360 | 6360 |  | 7584 | 7584 |  | 5150 | 5150 |  | 2500 | 2500 |  | 11400 | 11400 |  | 53506 | 53506 |  | 11715 | 11715
3.30.197 | 3.149 | (*) Water meter assembly & chamber |  | nr | 1 | 0 | 0 |  | 16500 | 16500 |  | 0 | 0 |  | 0 | 0 |  | 10600 | 10600 |  | 34128 | 34128 |  | 6000 | 6000 |  | 4000 | 4000 |  | 23750 | 23750 |  | 59061 | 59061 |  | 18315 | 18315
| Note | Note Details
3.30.198 | - | Road Crossing Duct Work
| Item Code | Description | Item Remarks | Unit of Measurement | Quantity/Base Price | Unit Price/Discount % (Excluding VAT) | Total |  | Unit Price/Discount % (Excluding VAT) | Total |  | Unit Price/Discount % (Excluding VAT) | Total |  | Unit Price/Discount % (Excluding VAT) | Total |  | Unit Price/Discount % (Excluding VAT) | Total |  | Unit Price/Discount % (Excluding VAT) | Total |  | Unit Price/Discount % (Excluding VAT) | Total |  | Unit Price/Discount % (Excluding VAT) | Total |  | Unit Price/Discount % (Excluding VAT) | Total |  | Unit Price/Discount % (Excluding VAT) | Total |  | Unit Price/Discount % (Excluding VAT) | Total |  | Unit Price/Discount % (Excluding VAT) | Total |  | Unit Price/Discount % (Excluding VAT) | Total | Unit Price/Discount % (Excluding VAT) | Total | Unit Price/Discount % (Excluding VAT) | Total
3.30.199 | 3.150 | (*) Duct 150 mm for 100 mm diameter potable water line |  | m | 20 | 0 | 0 |  | 462 | 9240 |  | 0 | 0 |  | 0 | 0 |  | 212 | 4240 |  | 2654 | 53080 |  | 179 | 3580 |  | 750 | 15000 |  | 333 | 6660 |  | 220 | 4400 |  | 627 | 12540
| Note | Note Details
3.30.200 | - | Storm water pipe line
| Item Code | Description | Item Remarks | Unit of Measurement | Quantity/Base Price | Unit Price/Discount % (Excluding VAT) | Total |  | Unit Price/Discount % (Excluding VAT) | Total |  | Unit Price/Discount % (Excluding VAT) | Total |  | Unit Price/Discount % (Excluding VAT) | Total |  | Unit Price/Discount % (Excluding VAT) | Total |  | Unit Price/Discount % (Excluding VAT) | Total |  | Unit Price/Discount % (Excluding VAT) | Total |  | Unit Price/Discount % (Excluding VAT) | Total |  | Unit Price/Discount % (Excluding VAT) | Total |  | Unit Price/Discount % (Excluding VAT) | Total |  | Unit Price/Discount % (Excluding VAT) | Total |  | Unit Price/Discount % (Excluding VAT) | Total |  | Unit Price/Discount % (Excluding VAT) | Total | Unit Price/Discount % (Excluding VAT) | Total | Unit Price/Discount % (Excluding VAT) | Total
3.30.201 | 3.151 | (*) uPVC Pipe 315mm diameter, depth up to 1.50m |  | m | 1291 | 0 | 0 |  | 248 | 320168 |  | 0 | 0 |  | 0 | 0 |  | 38 | 49058 |  | 209 | 269819 |  | 325 | 419575 |  | 200 | 258200 |  | 323 | 416993 |  | 300 | 387300 |  | 417.18 | 538579.38
3.30.202 | 3.152 | (*) uPVC Pipe 315mm diameter, depth 1.51-2.50m |  | m | 543 | 0 | 0 |  | 281 | 152583 |  | 0 | 0 |  | 0 | 0 |  | 53 | 28779 |  | 243 | 131949 |  | 415 | 225345 |  | 300 | 162900 |  | 323 | 175389 |  | 356 | 193308 |  | 447.43 | 242954.49
3.30.203 | 3.153 | (*) uPVC Pipe 315mm diameter, depth above 2.50 m |  | m | 112 | 0 | 0 |  | 303 | 33936 |  | 0 | 0 |  | 0 | 0 |  | 80 | 8960 |  | 332 | 37184 |  | 520 | 58240 |  | 305 | 34160 |  | 323 | 36176 |  | 388 | 43456 |  | 469.43 | 52576.16
3.30.204 | 3.154 | (*) Extra over for concrete bed and surround to road crossings |  | m | 1361 | 0 | 0 |  | 385 | 523985 |  | 0 | 0 |  | 0 | 0 |  | 106 | 144266 |  | 114 | 155154 |  | 300 | 408300 |  | 50 | 68050 |  | 323 | 439603 |  | 54 | 73494 |  | 515.9 | 702139.9
| Note | Note Details
3.30.205 | - | Other chambers including excavation, backfilling, concrete. waterproofing, complete all in accordance with the drawings and specifications
| Item Code | Description | Item Remarks | Unit of Measurement | Quantity/Base Price | Unit Price/Discount % (Excluding VAT) | Total |  | Unit Price/Discount % (Excluding VAT) | Total |  | Unit Price/Discount % (Excluding VAT) | Total |  | Unit Price/Discount % (Excluding VAT) | Total |  | Unit Price/Discount % (Excluding VAT) | Total |  | Unit Price/Discount % (Excluding VAT) | Total |  | Unit Price/Discount % (Excluding VAT) | Total |  | Unit Price/Discount % (Excluding VAT) | Total |  | Unit Price/Discount % (Excluding VAT) | Total |  | Unit Price/Discount % (Excluding VAT) | Total |  | Unit Price/Discount % (Excluding VAT) | Total |  | Unit Price/Discount % (Excluding VAT) | Total |  | Unit Price/Discount % (Excluding VAT) | Total | Unit Price/Discount % (Excluding VAT) | Total | Unit Price/Discount % (Excluding VAT) | Total
3.30.206 | 3.155 | (*) Storm water inlet |  | nr | 57 | 0 | 0 |  | 7179 | 409203 |  | 0 | 0 |  | 0 | 0 |  | 8480 | 483360 |  | 2844 | 162108 |  | 3250 | 185250 |  | 1000 | 57000 |  | 3325 | 189525 |  | 4676 | 266532 |  | 10615 | 605055
| Note | Note Details
3.30.207 | - | Connections to existing storm water system, including excavation. backfilling. concrete and waterproofing
| Item Code | Description | Item Remarks | Unit of Measurement | Quantity/Base Price | Unit Price/Discount % (Excluding VAT) | Total |  | Unit Price/Discount % (Excluding VAT) | Total |  | Unit Price/Discount % (Excluding VAT) | Total |  | Unit Price/Discount % (Excluding VAT) | Total |  | Unit Price/Discount % (Excluding VAT) | Total |  | Unit Price/Discount % (Excluding VAT) | Total |  | Unit Price/Discount % (Excluding VAT) | Total |  | Unit Price/Discount % (Excluding VAT) | Total |  | Unit Price/Discount % (Excluding VAT) | Total |  | Unit Price/Discount % (Excluding VAT) | Total |  | Unit Price/Discount % (Excluding VAT) | Total |  | Unit Price/Discount % (Excluding VAT) | Total |  | Unit Price/Discount % (Excluding VAT) | Total | Unit Price/Discount % (Excluding VAT) | Total | Unit Price/Discount % (Excluding VAT) | Total
3.30.208 | 3.156 | (*) Connections; generally |  | nr | 3 | 0 | 0 |  | 27500 | 82500 |  | 0 | 0 |  | 0 | 0 |  | 15900 | 47700 |  | 6636 | 19908 |  | 15000 | 45000 |  | 15000 | 45000 |  | 4750 | 14250 |  | 2295 | 6885 |  | 16500 | 49500
| Note | Note Details
3.30.209 | - | Sewerage Network
3.30.210 | - | Underground Sewerage Drainage inter-connecting piping between manhole to manhole including excavation, beds and surrounds. backfilling, work complete all in accordance with the drawings and specifications
| Item Code | Description | Item Remarks | Unit of Measurement | Quantity/Base Price | Unit Price/Discount % (Excluding VAT) | Total |  | Unit Price/Discount % (Excluding VAT) | Total |  | Unit Price/Discount % (Excluding VAT) | Total |  | Unit Price/Discount % (Excluding VAT) | Total |  | Unit Price/Discount % (Excluding VAT) | Total |  | Unit Price/Discount % (Excluding VAT) | Total |  | Unit Price/Discount % (Excluding VAT) | Total |  | Unit Price/Discount % (Excluding VAT) | Total |  | Unit Price/Discount % (Excluding VAT) | Total |  | Unit Price/Discount % (Excluding VAT) | Total |  | Unit Price/Discount % (Excluding VAT) | Total |  | Unit Price/Discount % (Excluding VAT) | Total |  | Unit Price/Discount % (Excluding VAT) | Total | Unit Price/Discount % (Excluding VAT) | Total | Unit Price/Discount % (Excluding VAT) | Total
3.30.211 | 3.157 | (*) Depth range up to 1.50m |  | m | 244 | 0 | 0 |  | 248 | 60512 |  | 0 | 0 |  | 0 | 0 |  | 38 | 9272 |  | 237 | 57828 |  | 118 | 28792 |  | 300 | 73200 |  | 665 | 162260 |  | 169 | 41236 |  | 216.43 | 52808.92
3.30.212 | 3.158 | (*) Depth range from 1.51 ·2.00m |  | m | 122 | 0 | 0 |  | 281 | 34282 |  | 0 | 0 |  | 0 | 0 |  | 53 | 6466 |  | 275 | 33550 |  | 149 | 18178 |  | 400 | 48800 |  | 1140 | 139080 |  | 192 | 23424 |  | 227.43 | 27746.46
3.30.213 | 3.159 | (*) Depth range from 2.01 ·2.50m |  | m | 183 | 0 | 0 |  | 292 | 53436 |  | 0 | 0 |  | 0 | 0 |  | 80 | 14640 |  | 303 | 55449 |  | 180 | 32940 |  | 450 | 82350 |  | 2850 | 521550 |  | 215 | 39345 |  | 238.43 | 43632.69
3.30.214 | 3.160 | (*) Depth range exceeding 2.50 m |  | m | 366 | 0 | 0 |  | 303 | 110898 |  | 0 | 0 |  | 0 | 0 |  | 106 | 38796 |  | 360 | 131760 |  | 220 | 80520 |  | 600 | 219600 |  | 3325 | 1216950 |  | 285 | 104310 |  | 249.43 | 91291.38
3.30.215 | 3.161 | (*) Extra over for concrete bed and surround to road crossings |  | m | 876 | 0 | 0 |  | 385 | 337260 |  | 0 | 0 |  | 0 | 0 |  | 212 | 185712 |  | 142 | 124392 |  | 300 | 262800 |  | 50 | 43800 |  | 523 | 458148 |  | 35 | 30660 |  | 515.9 | 451928.4
| Note | Note Details
3.30.216 | - | Manhole including excavation, backfilling, concrete. waterproofing, complete all in accordance with the drawings and specifications
| Item Code | Description | Item Remarks | Unit of Measurement | Quantity/Base Price | Unit Price/Discount % (Excluding VAT) | Total |  | Unit Price/Discount % (Excluding VAT) | Total |  | Unit Price/Discount % (Excluding VAT) | Total |  | Unit Price/Discount % (Excluding VAT) | Total |  | Unit Price/Discount % (Excluding VAT) | Total |  | Unit Price/Discount % (Excluding VAT) | Total |  | Unit Price/Discount % (Excluding VAT) | Total |  | Unit Price/Discount % (Excluding VAT) | Total |  | Unit Price/Discount % (Excluding VAT) | Total |  | Unit Price/Discount % (Excluding VAT) | Total |  | Unit Price/Discount % (Excluding VAT) | Total |  | Unit Price/Discount % (Excluding VAT) | Total |  | Unit Price/Discount % (Excluding VAT) | Total | Unit Price/Discount % (Excluding VAT) | Total | Unit Price/Discount % (Excluding VAT) | Total
3.30.217 | 3.162 | (*) Manhole chamber, depth range up to 1.50m |  | nr | 4 | 0 | 0 |  | 7150 | 28600 |  | 0 | 0 |  | 0 | 0 |  | 8480 | 33920 |  | 3792 | 15168 |  | 5000 | 20000 |  | 4000 | 16000 |  | 4750 | 19000 |  | 11458 | 45832 |  | 8662.5 | 34650
3.30.218 | 3.163 | (*) Manhole chamber, depth range 1.51 up to 2.00m |  | nr | 2 | 0 | 0 |  | 8250 | 16500 |  | 0 | 0 |  | 0 | 0 |  | 12720 | 25440 |  | 8532 | 17064 |  | 7000 | 14000 |  | 4500 | 9000 |  | 9500 | 19000 |  | 12832 | 25664 |  | 10780 | 21560
3.30.219 | 3.164 | (*) Manhole chamber, depth range 2.01 up to 2.50m |  | nr | 3 | 0 | 0 |  | 9350 | 28050 |  | 0 | 0 |  | 0 | 0 |  | 19080 | 57240 |  | 14220 | 42660 |  | 9000 | 27000 |  | 6000 | 18000 |  | 12350 | 37050 |  | 14784 | 44352 |  | 12925 | 38775
3.30.220 | 3.165 | (*) Manhole chamber, depth range exceeding 2.50m |  | nr | 6 | 0 | 0 |  | 13200 | 79200 |  | 0 | 0 |  | 0 | 0 |  | 23320 | 139920 |  | 17064 | 102384 |  | 9000 | 54000 |  | 1000 | 6000 |  | 14250 | 85500 |  | 16940 | 101640 |  | 15015 | 90090
3.30.221 | 3.166 | (*) Connections to existing sewerage system. including excavation. backfilling, concrete and waterproofing |  | nr | 4 | 0 | 0 |  | 16500 | 66000 |  | 0 | 0 |  | 0 | 0 |  | 26500 | 106000 |  | 6636 | 26544 |  | 15000 | 60000 |  | 25000 | 100000 |  | 5320 | 21280 |  | 16121 | 64484 |  | 16500 | 66000
| Note | Note Details
3.30.222 | - | Exterior Lighting
3.30.223 | - | Supply and install light fittings complete with lamps, tubes. reflectors, control gears, transformers. power supply units and all required fixings accessories, etc .. including ceiling roses and flexible cabling, wiring and conduit and connected the distribution boards & lighting control system, all as shown on the drawings, as specified and as required
| Item Code | Description | Item Remarks | Unit of Measurement | Quantity/Base Price | Unit Price/Discount % (Excluding VAT) | Total |  | Unit Price/Discount % (Excluding VAT) | Total |  | Unit Price/Discount % (Excluding VAT) | Total |  | Unit Price/Discount % (Excluding VAT) | Total |  | Unit Price/Discount % (Excluding VAT) | Total |  | Unit Price/Discount % (Excluding VAT) | Total |  | Unit Price/Discount % (Excluding VAT) | Total |  | Unit Price/Discount % (Excluding VAT) | Total |  | Unit Price/Discount % (Excluding VAT) | Total |  | Unit Price/Discount % (Excluding VAT) | Total |  | Unit Price/Discount % (Excluding VAT) | Total |  | Unit Price/Discount % (Excluding VAT) | Total |  | Unit Price/Discount % (Excluding VAT) | Total | Unit Price/Discount % (Excluding VAT) | Total | Unit Price/Discount % (Excluding VAT) | Total
3.30.224 | 3.167 | (*) UP1 |  | nr | 84 | 0 | 0 |  | 700 | 58800 |  | 0 | 0 |  | 0 | 0 |  | 0 | 0 |  | 0 | 0 |  | 1623 | 136332 |  | 750 | 63000 |  | 2660 | 223440 |  | 699 | 58716 |  | 1650 | 138600
3.30.225 | 3.168 | (*) UP2 |  | nr | 5 | 0 | 0 |  | 280 | 1400 |  | 0 | 0 |  | 0 | 0 |  | 0 | 0 |  | 0 | 0 |  | 1623 | 8115 |  | 800 | 4000 |  | 2660 | 13300 |  | 699 | 3495 |  | 2475 | 12375
3.30.226 | 3.169 | (*) LP1 |  | nr | 91 | 0 | 0 |  | 4945 | 449995 |  | 0 | 0 |  | 0 | 0 |  | 1590 | 144690 |  | 0 | 0 |  | 20000 | 1820000 |  | 1100 | 100100 |  | 4940 | 449540 |  | 8896 | 809536 |  | 7218.75 | 656906.25
3.30.227 | 3.170 | (*) LP2 |  | nr | 31 | 0 | 0 |  | 3581 | 111011 |  | 0 | 0 |  | 0 | 0 |  | 1590 | 49290 |  | 0 | 0 |  | 1623 | 50313 |  | 1100 | 34100 |  | 4940 | 153140 |  | 261 | 8091 |  | 8250 | 255750
3.30.228 | 3.171 | (*) SP |  | nr | 35 | 0 | 0 |  | 1269 | 44415 |  | 0 | 0 |  | 0 | 0 |  | 0 | 0 |  | 0 | 0 |  | 1420 | 49700 |  | 500 | 17500 |  | 2375 | 83125 |  | 516 | 18060 |  | 515.63 | 18047.05
3.30.229 | 3.172 | (*) FL2 |  | nr | 204 | 0 | 0 |  | 334 | 68136 |  | 0 | 0 |  | 0 | 0 |  | 0 | 0 |  | 0 | 0 |  | 1623 | 331092 |  | 500 | 102000 |  | 618 | 126072 |  | 184 | 37536 |  | 928.13 | 189338.52
3.30.230 | 3.173 | (*) FL4A |  | nr | 20 | 0 | 0 |  | 4500 | 90000 |  | 0 | 0 |  | 0 | 0 |  | 0 | 0 |  | 0 | 0 |  | 1623 | 32460 |  | 550 | 11000 |  | 19000 | 380000 |  | 11219 | 224380 |  | 7218.75 | 144375
3.30.231 | 3.174 | (*) FL4B |  | nr | 20 | 0 | 0 |  | 4500 | 90000 |  | 0 | 0 |  | 0 | 0 |  | 0 | 0 |  | 0 | 0 |  | 1623 | 32460 |  | 600 | 12000 |  | 19000 | 380000 |  | 11219 | 224380 |  | 7218.75 | 144375
| Note | Note Details
3.30.232 | - | Contractor's Adjustment
| Item Code | Description | Item Remarks | Unit of Measurement | Quantity/Base Price | Unit Price/Discount % (Excluding VAT) | Total |  | Unit Price/Discount % (Excluding VAT) | Total |  | Unit Price/Discount % (Excluding VAT) | Total |  | Unit Price/Discount % (Excluding VAT) | Total |  | Unit Price/Discount % (Excluding VAT) | Total |  | Unit Price/Discount % (Excluding VAT) | Total |  | Unit Price/Discount % (Excluding VAT) | Total |  | Unit Price/Discount % (Excluding VAT) | Total |  | Unit Price/Discount % (Excluding VAT) | Total |  | Unit Price/Discount % (Excluding VAT) | Total |  | Unit Price/Discount % (Excluding VAT) | Total |  | Unit Price/Discount % (Excluding VAT) | Total |  | Unit Price/Discount % (Excluding VAT) | Total | Unit Price/Discount % (Excluding VAT) | Total | Unit Price/Discount % (Excluding VAT) | Total
3.30.233 | 3.175 | (*) Contractor may price here any items which has been shown in the drawings or any other documents but overlooked or not specifically mentioned in the schedule of items and is necessary for the satisfactory completion of the Works. Should the Contractor fail to insert any item here, it will be deemed that Lump Sum Contract Price includes all such items and no claims for additional items will be entertained. |  | Item | 1 | 0 | 0 |  | 368271 | 368271 |  | 0 | 0 |  | 0 | 0 |  | 0 | 0 |  | 0 | 0 |  | 0 | 0 |  | 0 | 0 |  | 0 | 0 |  | 0 | 0 |  | 380901.42 | 380901.42
| Note | Note Details
3.30.234 | - | Please attach one PDF file to be named "Additional Items for (insert bill no/name & Section No/name)" for the details of these additional items in the additional attachment area at the end of the BOQ.
3.31 BILL NO. 04 - FIXED FF & E | [5 empty] | 219 (out of 219) | 0 |  | 219 (out of 219) | 9509485.5 |  | 219 (out of 219) | 6983404 |  | 219 (out of 219) | 6271802.45 |  | 219 (out of 219) | 7970172 |  | 219 (out of 219) | 10168934.5 |  | 219 (out of 219) | 5640364 |  | 219 (out of 219) | 9953576 |  | 219 (out of 219) | 9258200 |  | 219 (out of 219) | 8243007 |  | 219 (out of 219) | 7384611.3
| Note | Note Details
3.31.1 | - | The Contractor is referred to the Drawings and Specification for all details related to this section of the Works and he is to include for complying with all the requirements contained therein, whether or not they are specifically mentioned within the item descriptions
3.31.2 | - | Supply and install furniture as per drawings, specification and schedules
3.31.3 | - | Floor mat on cement sand screed
| Item Code | Description | Item Remarks | Unit of Measurement | Quantity/Base Price | Unit Price/Discount % (Excluding VAT) | Total |  | Unit Price/Discount % (Excluding VAT) | Total |  | Unit Price/Discount % (Excluding VAT) | Total |  | Unit Price/Discount % (Excluding VAT) | Total |  | Unit Price/Discount % (Excluding VAT) | Total |  | Unit Price/Discount % (Excluding VAT) | Total |  | Unit Price/Discount % (Excluding VAT) | Total |  | Unit Price/Discount % (Excluding VAT) | Total |  | Unit Price/Discount % (Excluding VAT) | Total |  | Unit Price/Discount % (Excluding VAT) | Total |  | Unit Price/Discount % (Excluding VAT) | Total |  | Unit Price/Discount % (Excluding VAT) | Total |  | Unit Price/Discount % (Excluding VAT) | Total | Unit Price/Discount % (Excluding VAT) | Total | Unit Price/Discount % (Excluding VAT) | Total
3.31.4 | 4.01 | (*) Type FM-1 |  | nr | 63 | 0 | 0 |  | 3101 | 195363 |  | 1223 | 77049 |  | 1251.35 | 78835.05 |  | 3000 | 189000 |  | 2990 | 188370 |  | 1500 | 94500 |  | 2777 | 174951 |  | 1000 | 63000 |  | 2609 | 164367 |  | 1650 | 103950
3.31.5 | 4.02 | (*) Type FM-2 |  | nr | 38 | 0 | 0 |  | 1282 | 48716 |  | 1223 | 46474 |  | 329.85 | 12534.3 |  | 4000 | 152000 |  | 2540 | 96520 |  | 1500 | 57000 |  | 2861 | 108718 |  | 1000 | 38000 |  | 678 | 25764 |  | 440 | 16720
| Note | Note Details
3.31.6 | - | Furniture
| Item Code | Description | Item Remarks | Unit of Measurement | Quantity/Base Price | Unit Price/Discount % (Excluding VAT) | Total |  | Unit Price/Discount % (Excluding VAT) | Total |  | Unit Price/Discount % (Excluding VAT) | Total |  | Unit Price/Discount % (Excluding VAT) | Total |  | Unit Price/Discount % (Excluding VAT) | Total |  | Unit Price/Discount % (Excluding VAT) | Total |  | Unit Price/Discount % (Excluding VAT) | Total |  | Unit Price/Discount % (Excluding VAT) | Total |  | Unit Price/Discount % (Excluding VAT) | Total |  | Unit Price/Discount % (Excluding VAT) | Total |  | Unit Price/Discount % (Excluding VAT) | Total |  | Unit Price/Discount % (Excluding VAT) | Total |  | Unit Price/Discount % (Excluding VAT) | Total | Unit Price/Discount % (Excluding VAT) | Total | Unit Price/Discount % (Excluding VAT) | Total
3.31.7 | 4.03 | (*) CH01.3 |  | nr | 595 | 0 | 0 |  | 257 | 152915 |  | 223 | 132685 |  | 163.8 | 97461 |  | 199 | 118405 |  | 294 | 174930 |  | 173 | 102935 |  | 218 | 129710 |  | 0 | 0 |  | 235 | 139825 |  | 247.5 | 147262.5
3.31.8 | 4.04 | (*) TL03.1 |  | nr | 69 | 0 | 0 |  | 2335 | 161115 |  | 1084 | 74796 |  | 1486.8 | 102589.2 |  | 1806 | 124614 |  | 2417 | 166773 |  | 754 | 52026 |  | 533 | 36777 |  | 0 | 0 |  | 1143 | 78867 |  | 1204.5 | 83110.5
3.31.9 | 4.05 | (*) CH07.1 |  | nr | 269 | 0 | 0 |  | 1597 | 429593 |  | 775 | 208475 |  | 1017.1 | 273599.9 |  | 1235 | 332215 |  | 1659 | 446271 |  | 562 | 151178 |  | 1077 | 289713 |  | 0 | 0 |  | 817 | 219773 |  | 861.3 | 231689.7
3.31.10 | 4.06 | (*) DS01.1 |  | nr | 100 | 0 | 0 |  | 1597 | 159700 |  | 871 | 87100 |  | 1017.1 | 101710 |  | 1235 | 123500 |  | 1659 | 165900 |  | 750 | 75000 |  | 909 | 90900 |  | 91572 | 9157200 |  | 918 | 91800 |  | 968 | 96800
3.31.11 | 4.07 | (*) AC03.1 |  | nr | 141 | 0 | 0 |  | 35 | 4935 |  | 36 | 5076 |  | 23.1 | 3257.1 |  | 29 | 4089 |  | 47 | 6627 |  | 27 | 3807 |  | 29 | 4089 |  | 0 | 0 |  | 38 | 5358 |  | 39.6 | 5583.6
3.31.12 | 4.08 | (*) AC03.2 |  | nr | 215 | 0 | 0 |  | 43 | 9245 |  | 51 | 10965 |  | 28 | 6020 |  | 34 | 7310 |  | 62 | 13330 |  | 27 | 5805 |  | 37 | 7955 |  | 0 | 0 |  | 54 | 11610 |  | 57.2 | 12298
3.31.13 | 4.09 | (*) CH01.3A |  | nr | 764 | 0 | 0 |  | 257 | 196348 |  | 223 | 170372 |  | 163.8 | 125143.2 |  | 199 | 152036 |  | 294 | 224616 |  | 173 | 132172 |  | 252 | 192528 |  | 0 | 0 |  | 235 | 179540 |  | 247.5 | 189090
3.31.14 | 4.10 | (*) TB14.2C |  | nr | 63 | 0 | 0 |  | 1337 | 84231 |  | 1233 | 77679 |  | 1355.9 | 85421.7 |  | 1646 | 103698 |  | 2204 | 138852 |  | 1447 | 91161 |  | 2090 | 131670 |  | 0 | 0 |  | 1299 | 81837 |  | 1369.5 | 86278.5
3.31.15 | 4.11 | (*) TB18.1 |  | nr | 48 | 0 | 0 |  | 556 | 26688 |  | 1005 | 48240 |  | 1804.6 | 86620.8 |  | 2192 | 105216 |  | 2939 | 141072 |  | 933 | 44784 |  | 1611 | 77328 |  | 0 | 0 |  | 1059 | 50832 |  | 1408 | 67584
3.31.16 | 4.12 | (*) CT02.3 |  | nr | 13 | 0 | 0 |  | 2441 | 31733 |  | 1480 | 19240 |  | 1554 | 20202 |  | 1887 | 24531 |  | 2531 | 32903 |  | 1382 | 17966 |  | 2394 | 31122 |  | 0 | 0 |  | 1560 | 20280 |  | 1644.5 | 21378.5
3.31.17 | 4.13 | (*) CT04.4 |  | nr | 2 | 0 | 0 |  | 4029 | 8058 |  | 1173 | 2346 |  | 2564.8 | 5129.6 |  | 3115 | 6230 |  | 4522 | 9044 |  | 3600 | 7200 |  | 3956 | 7912 |  | 0 | 0 |  | 4696 | 9392 |  | 1349.7 | 2699.4
3.31.18 | 4.14 | (*) CT07.2 |  | nr | 5 | 0 | 0 |  | 1263 | 6315 |  | 1238 | 6190 |  | 804.3 | 4021.5 |  | 976 | 4880 |  | 1422 | 7110 |  | 1842 | 9210 |  | 1239 | 6195 |  | 0 | 0 |  | 1304 | 6520 |  | 1375 | 6875
3.31.19 | 4.15 | (*) CT09.1 |  | nr | 2 | 0 | 0 |  | 2657 | 5314 |  | 2188 | 4376 |  | 1691.2 | 3382.4 |  | 2054 | 4108 |  | 2977 | 5954 |  | 1820 | 3640 |  | 2608 | 5216 |  | 0 | 0 |  | 2306 | 4612 |  | 2431 | 4862
3.31.20 | 4.16 | (*) CT10.1 |  | nr | 16 | 0 | 0 |  | 1377 | 22032 |  | 1015 | 16240 |  | 877.1 | 14033.6 |  | 1066 | 17056 |  | 1545 | 24720 |  | 1178 | 18848 |  | 1169 | 18704 |  | 0 | 0 |  | 1070 | 17120 |  | 1127.5 | 18040
3.31.21 | 4.17 | (*) CT10.2 |  | nr | 5 | 0 | 0 |  | 2929 | 14645 |  | 1643 | 8215 |  | 1864.8 | 9324 |  | 2265 | 11325 |  | 3039 | 15195 |  | 1944 | 9720 |  | 2876 | 14380 |  | 0 | 0 |  | 1732 | 8660 |  | 1826 | 9130
3.31.22 | 4.18 | (*) TB01.3C |  | nr | 15 | 0 | 0 |  | 631 | 9465 |  | 629 | 9435 |  | 402.5 | 6037.5 |  | 489 | 7335 |  | 664 | 9960 |  | 835 | 12525 |  | 620 | 9300 |  | 0 | 0 |  | 663 | 9945 |  | 698.5 | 10477.5
3.31.23 | 4.19 | (*) CH03.1 |  | nr | 70 | 0 | 0 |  | 201 | 14070 |  | 193 | 13510 |  | 128.8 | 9016 |  | 157 | 10990 |  | 218 | 15260 |  | 125 | 8750 |  | 197 | 13790 |  | 0 | 0 |  | 203 | 14210 |  | 214.5 | 15015
3.31.24 | 4.20 | (*) TL03.5 |  | nr | 28 | 0 | 0 |  | 1635 | 45780 |  | 1708 | 47824 |  | 1040.9 | 29145.2 |  | 1264 | 35392 |  | 1839 | 51492 |  | 1608 | 45024 |  | 1387 | 38836 |  | 0 | 0 |  | 1800 | 50400 |  | 1897.5 | 53130
3.31.25 | 4.21 | (*) TB05.1 |  | nr | 18 | 0 | 0 |  | 691 | 12438 |  | 911 | 16398 |  | 440.3 | 7925.4 |  | 536 | 9648 |  | 777 | 13986 |  | 972 | 17496 |  | 678 | 12204 |  | 0 | 0 |  | 960 | 17280 |  | 1012 | 18216
3.31.26 | 4.22 | (*) CH05.2 |  | nr | 20 | 0 | 0 |  | 2306 | 46120 |  | 1606 | 32120 |  | 1467.9 | 29358 |  | 1783 | 35660 |  | 2389 | 47780 |  | 390 | 7800 |  | 1580 | 31600 |  | 0 | 0 |  | 1693 | 33860 |  | 1784.2 | 35684
3.31.27 | 4.23 | (*) TL07.1 |  | nr | 20 | 0 | 0 |  | 1118 | 22360 |  | 1084 | 21680 |  | 711.9 | 14238 |  | 865 | 17300 |  | 1161 | 23220 |  | 1620 | 32400 |  | 914 | 18280 |  | 0 | 0 |  | 1143 | 22860 |  | 1204.5 | 24090
3.31.28 | 4.24 | (*) CH14.1 |  | nr | 25 | 0 | 0 |  | 354 | 8850 |  | 782 | 19550 |  | 226.1 | 5652.5 |  | 275 | 6875 |  | 398 | 9950 |  | 390 | 9750 |  | 301 | 7525 |  | 0 | 0 |  | 824 | 20600 |  | 869 | 21725
3.31.29 | 4.25 | (*) CH14.4 |  | nr | 66 | 0 | 0 |  | 800 | 52800 |  | 441 | 29106 |  | 509.6 | 33633.6 |  | 619 | 40854 |  | 834 | 55044 |  | 92 | 6072 |  | 456 | 30096 |  | 0 | 0 |  | 464 | 30624 |  | 489.5 | 32307
3.31.30 | 4.26 | (*) CH14.7 |  | nr | 4 | 0 | 0 |  | 854 | 3416 |  | 693 | 2772 |  | 543.9 | 2175.6 |  | 661 | 2644 |  | 886 | 3544 |  | 337 | 1348 |  | 465 | 1860 |  | 0 | 0 |  | 730 | 2920 |  | 770 | 3080
3.31.31 | 4.27 | (*) CH16.1 |  | nr | 2 | 0 | 0 |  | 1830 | 3660 |  | 842 | 1684 |  | 1165.5 | 2331 |  | 1416 | 2832 |  | 1901 | 3802 |  | 1080 | 2160 |  | 1797 | 3594 |  | 0 | 0 |  | 887 | 1774 |  | 935 | 1870
3.31.32 | 4.28 | (*) CH05.5 |  | nr | 7 | 0 | 0 |  | 2486 | 17402 |  | 3082 | 21574 |  | 1862.7 | 13038.9 |  | 2261 | 15827 |  | 3375 | 23625 |  | 722 | 5054 |  | 2872 | 20104 |  | 0 | 0 |  | 3248 | 22736 |  | 3424.3 | 23970.1
3.31.33 | 4.29 | (*) CH01.4 |  | nr | 352 | 0 | 0 |  | 414 | 145728 |  | 663 | 233376 |  | 263.9 | 92892.8 |  | 321 | 112992 |  | 474 | 166848 |  | 259 | 91168 |  | 406 | 142912 |  | 0 | 0 |  | 699 | 246048 |  | 737 | 259424
3.31.34 | 4.30 | (*) CH01.5 |  | nr | 6 | 0 | 0 |  | 257 | 1542 |  | 243 | 1458 |  | 163.8 | 982.8 |  | 199 | 1194 |  | 294 | 1764 |  | 158 | 948 |  | 218 | 1308 |  | 0 | 0 |  | 256 | 1536 |  | 269.5 | 1617
3.31.35 | 4.31 | (*) TB06.1 |  | nr | 1 | 0 | 0 |  | 4402 | 4402 |  | 7821 | 7821 |  | 2801.4 | 2801.4 |  | 3402 | 3402 |  | 4977 | 4977 |  | 14622 | 14622 |  | 4322 | 4322 |  | 0 | 0 |  | 8244 | 8244 |  | 8690 | 8690
3.31.36 | 4.32 | (*) CH08.3 |  | nr | 14 | 0 | 0 |  | 1896 | 26544 |  | 775 | 10850 |  | 1207.5 | 16905 |  | 1467 | 20538 |  | 1991 | 27874 |  | 781 | 10934 |  | 1426 | 19964 |  | 0 | 0 |  | 817 | 11438 |  | 861.3 | 12058.2
3.31.37 | 4.33 | (*) AC03.7 |  | nr | 18 | 0 | 0 |  | 273 | 4914 |  | 263 | 4734 |  | 174.3 | 3137.4 |  | 211 | 3798 |  | 313 | 5634 |  | 216 | 3888 |  | 231 | 4158 |  | 0 | 0 |  | 278 | 5004 |  | 292.6 | 5266.8
3.31.38 | 4.34 | (*) AC03.5 |  | nr | 65 | 0 | 0 |  | 103 | 6695 |  | 211 | 13715 |  | 66.5 | 4322.5 |  | 81 | 5265 |  | 123 | 7995 |  | 59 | 3835 |  | 87 | 5655 |  | 0 | 0 |  | 222 | 14430 |  | 234.3 | 15229.5
3.31.39 | 4.35 | (*) AC01.1 |  | nr | 79 | 0 | 0 |  | 77 | 6083 |  | 79 | 6241 |  | 49.7 | 3926.3 |  | 60 | 4740 |  | 95 | 7505 |  | 162 | 12798 |  | 66 | 5214 |  | 0 | 0 |  | 83 | 6557 |  | 88 | 6952
3.31.40 | 4.36 | (*) TB01.3B |  | nr | 20 | 0 | 0 |  | 631 | 12620 |  | 619 | 12380 |  | 402.5 | 8050 |  | 489 | 9780 |  | 664 | 13280 |  | 835 | 16700 |  | 620 | 12400 |  | 0 | 0 |  | 652 | 13040 |  | 687.5 | 13750
3.31.41 | 4.37 | (*) TB01.3 |  | nr | 4 | 0 | 0 |  | 966 | 3864 |  | 604 | 2416 |  | 615.3 | 2461.2 |  | 747 | 2988 |  | 1005 | 4020 |  | 835 | 3340 |  | 948 | 3792 |  | 0 | 0 |  | 637 | 2548 |  | 671 | 2684
3.31.42 | 4.38 | (*) SH01.3A |  | nr | 74 | 0 | 0 |  | 1053 | 77922 |  | 970 | 71780 |  | 670.6 | 49624.4 |  | 815 | 60310 |  | 1095 | 81030 |  | 366 | 27084 |  | 1033 | 76442 |  | 0 | 0 |  | 1023 | 75702 |  | 1078 | 79772
3.31.43 | 4.39 | (*) FL02.1 |  | nr | 224 | 0 | 0 |  | 728 | 163072 |  | 669 | 149856 |  | 464.1 | 103958.4 |  | 564 | 126336 |  | 758 | 169792 |  | 264 | 59136 |  | 537 | 120288 |  | 0 | 0 |  | 705 | 157920 |  | 968 | 216832
3.31.44 | 4.40 | (*) SH01.3 |  | nr | 60 | 0 | 0 |  | 750 | 45000 |  | 708 | 42480 |  | 478.1 | 28686 |  | 581 | 34860 |  | 844 | 50640 |  | 1566 | 93960 |  | 736 | 44160 |  | 0 | 0 |  | 746 | 44760 |  | 786.5 | 47190
3.31.45 | 4.41 | (*) DS04.2 |  | nr | 1 | 0 | 0 |  | 15871 | 15871 |  | 9793 | 9793 |  | 10100.3 | 10100.3 |  | 12266 | 12266 |  | 16448 | 16448 |  | 4802 | 4802 |  | 8917 | 8917 |  | 0 | 0 |  | 10322 | 10322 |  | 10881.2 | 10881.2
3.31.46 | 4.42 | (*) DS05.1 |  | nr | 124 | 0 | 0 |  | 978 | 121272 |  | 312 | 38688 |  | 623 | 77252 |  | 757 | 93868 |  | 1019 | 126356 |  | 648 | 80352 |  | 960 | 119040 |  | 0 | 0 |  | 329 | 40796 |  | 346.5 | 42966
3.31.47 | 4.43 | (*) CH09.5 |  | nr | 92 | 0 | 0 |  | 1247 | 114724 |  | 477 | 43884 |  | 794.5 | 73094 |  | 965 | 88780 |  | 1327 | 122084 |  | 381 | 35052 |  | 793 | 72956 |  | 0 | 0 |  | 503 | 46276 |  | 530.2 | 48778.4
3.31.48 | 4.44 | (*) TB06.6 |  | nr | 19 | 0 | 0 |  | 826 | 15694 |  | 786 | 14934 |  | 526.4 | 10001.6 |  | 640 | 12160 |  | 929 | 17651 |  | 828 | 15732 |  | 811 | 15409 |  | 0 | 0 |  | 829 | 15751 |  | 873.4 | 16594.6
3.31.49 | 4.45 | (*) FL01.3 |  | nr | 55 | 0 | 0 |  | 1784 | 98120 |  | 1640 | 90200 |  | 1136.1 | 62485.5 |  | 1379 | 75845 |  | 2000 | 110000 |  | 1486 | 81730 |  | 1751 | 96305 |  | 0 | 0 |  | 1729 | 95095 |  | 1822.7 | 100248.5
3.31.50 | 4.46 | (*) AC03.6 |  | nr | 15 | 0 | 0 |  | 315 | 4725 |  | 698 | 10470 |  | 200.9 | 3013.5 |  | 244 | 3660 |  | 360 | 5400 |  | 54 | 810 |  | 258 | 3870 |  | 0 | 0 |  | 736 | 11040 |  | 775.5 | 11632.5
3.31.51 | 4.47 | (*) CH04.4 |  | nr | 150 | 0 | 0 |  | 612 | 91800 |  | 663 | 99450 |  | 389.9 | 58485 |  | 474 | 71100 |  | 640 | 96000 |  | 259 | 38850 |  | 378 | 56700 |  | 0 | 0 |  | 699 | 104850 |  | 737 | 110550
3.31.52 | 4.48 | (*) CH09.6 |  | nr | 7 | 0 | 0 |  | 724 | 5068 |  | 426 | 2982 |  | 461.3 | 3229.1 |  | 560 | 3920 |  | 758 | 5306 |  | 400 | 2800 |  | 348 | 2436 |  | 0 | 0 |  | 449 | 3143 |  | 473 | 3311
3.31.53 | 4.49 | (*) FL03.1 |  | nr | 25 | 0 | 0 |  | 1361 | 34025 |  | 664 | 16600 |  | 866.6 | 21665 |  | 1052 | 26300 |  | 1526 | 38150 |  | 1048 | 26200 |  | 1335 | 33375 |  | 0 | 0 |  | 700 | 17500 |  | 738.1 | 18452.5
3.31.54 | 4.50 | (*) AC04.1C |  | nr | 30 | 0 | 0 |  | 1203 | 36090 |  | 1084 | 32520 |  | 766.5 | 22995 |  | 931 | 27930 |  | 1356 | 40680 |  | 480 | 14400 |  | 990 | 29700 |  | 0 | 0 |  | 1143 | 34290 |  | 1204.5 | 36135
3.31.55 | 4.51 | (*) TB01.6 |  | nr | 390 | 0 | 0 |  | 591 | 230490 |  | 535 | 208650 |  | 376.6 | 146874 |  | 458 | 178620 |  | 664 | 258960 |  | 475 | 185250 |  | 502 | 195780 |  | 0 | 0 |  | 563 | 219570 |  | 594 | 231660
3.31.56 | 4.52 | (*) TB07.2 |  | nr | 18 | 0 | 0 |  | 2042 | 36756 |  | 2886 | 51948 |  | 1299.9 | 23398.2 |  | 1578 | 28404 |  | 2114 | 38052 |  | 3384 | 60912 |  | 2004 | 36072 |  | 0 | 0 |  | 3042 | 54756 |  | 3206.5 | 57717
3.31.57 | 4.53 | (*) CH09.1A |  | nr | 2 | 0 | 0 |  | 724 | 1448 |  | 0 | 0 |  | 461.3 | 922.6 |  | 560 | 1120 |  | 758 | 1516 |  | 476 | 952 |  | 710 | 1420 |  | 0 | 0 |  | 783 | 1566 |  | 550 | 1100
3.31.58 | 4.54 | (*) CH05.23 |  | nr | 12 | 0 | 0 |  | 1089 | 13068 |  | 879 | 10548 |  | 693 | 8316 |  | 842 | 10104 |  | 1133 | 13596 |  | 732 | 8784 |  | 1069 | 12828 |  | 0 | 0 |  | 927 | 11124 |  | 976.8 | 11721.6
3.31.59 | 4.55 | (*) TB11.5 |  | nr | 8 | 0 | 0 |  | 422 | 3376 |  | 535 | 4280 |  | 388.5 | 3108 |  | 472 | 3776 |  | 635 | 5080 |  | 210 | 1680 |  | 598 | 4784 |  | 0 | 0 |  | 563 | 4504 |  | 594 | 4752
3.31.60 | 4.56 | (*) TB11.8 |  | nr | 2 | 0 | 0 |  | 691 | 1382 |  | 441 | 882 |  | 440.3 | 880.6 |  | 535 | 1070 |  | 720 | 1440 |  | 510 | 1020 |  | 678 | 1356 |  | 0 | 0 |  | 464 | 928 |  | 489.5 | 979
3.31.61 | 4.57 | (*) TB14.2A |  | nr | 12 | 0 | 0 |  | 2130 | 25560 |  | 1233 | 14796 |  | 1355.9 | 16270.8 |  | 1646 | 19752 |  | 2209 | 26508 |  | 1394 | 16728 |  | 2090 | 25080 |  | 0 | 0 |  | 1299 | 15588 |  | 1369.5 | 16434
3.31.62 | 4.58 | (*) PE04.1A |  | nr | 40 | 0 | 0 |  | 755 | 30200 |  | 970 | 38800 |  | 480.9 | 19236 |  | 584 | 23360 |  | 853 | 34120 |  | 1836 | 73440 |  | 640 | 25600 |  | 0 | 0 |  | 1023 | 40920 |  | 1078 | 43120
3.31.63 | 4.59 | (*) PE05.1 |  | nr | 1 | 0 | 0 |  | 835 | 835 |  | 1856 | 1856 |  | 531.3 | 531.3 |  | 646 | 646 |  | 872 | 872 |  | 2498 | 2498 |  | 819 | 819 |  | 0 | 0 |  | 1957 | 1957 |  | 2062.5 | 2062.5
3.31.64 | 4.60 | (*) CH09.7 |  | nr | 6 | 0 | 0 |  | 1597 | 9582 |  | 669 | 4014 |  | 1017.1 | 6102.6 |  | 1235 | 7410 |  | 1659 | 9954 |  | 381 | 2286 |  | 607 | 3642 |  | 0 | 0 |  | 705 | 4230 |  | 743.6 | 4461.6
3.31.65 | 4.61 | (*) ST01.3A |  | nr | 2 | 0 | 0 |  | 1053 | 2106 |  | 886 | 1772 |  | 670.6 | 1341.2 |  | 815 | 1630 |  | 1095 | 2190 |  | 540 | 1080 |  | 1033 | 2066 |  | 0 | 0 |  | 934 | 1868 |  | 984.5 | 1969
3.31.66 | 4.62 | (*) SH09.1 |  | nr | 29 | 0 | 0 |  | 1196 | 34684 |  | 604 | 17516 |  | 760.2 | 22045.8 |  | 923 | 26767 |  | 1242 | 36018 |  | 756 | 21924 |  | 1171 | 33959 |  | 0 | 0 |  | 637 | 18473 |  | 671 | 19459
3.31.67 | 4.63 | (*) SH09.1A |  | nr | 9 | 0 | 0 |  | 1195 | 10755 |  | 886 | 7974 |  | 760.9 | 6848.1 |  | 924 | 8316 |  | 1242 | 11178 |  | 778 | 7002 |  | 1172 | 10548 |  | 0 | 0 |  | 934 | 8406 |  | 984.5 | 8860.5
3.31.68 | 4.64 | (*) CH07.1A |  | nr | 2 | 0 | 0 |  | 1597 | 3194 |  | 775 | 1550 |  | 1017.1 | 2034.2 |  | 1235 | 2470 |  | 1659 | 3318 |  | 562 | 1124 |  | 1077 | 2154 |  | 0 | 0 |  | 817 | 1634 |  | 861.3 | 1722.6
3.31.69 | 4.65 | (*) ST08.3 |  | nr | 35 | 0 | 0 |  | 1626 | 56910 |  | 1683 | 58905 |  | 1035.3 | 36235.5 |  | 1257 | 43995 |  | 1687 | 59045 |  | 678 | 23730 |  | 1596 | 55860 |  | 0 | 0 |  | 1774 | 62090 |  | 1870 | 65450
3.31.70 | 4.66 | (*) ST09.2 |  | nr | 2 | 0 | 0 |  | 2897 | 5794 |  | 3713 | 7426 |  | 1843.8 | 3687.6 |  | 2239 | 4478 |  | 2996 | 5992 |  | 678 | 1356 |  | 2844 | 5688 |  | 0 | 0 |  | 3131 | 6262 |  | 3993 | 7986
3.31.71 | 4.67 | (*) FS05.1 |  | nr | 2 | 0 | 0 |  | 2904 | 5808 |  | 787 | 1574 |  | 1848 | 3696 |  | 2244 | 4488 |  | 3010 | 6020 |  | 2500 | 5000 |  | 2851 | 5702 |  | 0 | 0 |  | 830 | 1660 |  | 550 | 1100
3.31.72 | 4.68 | (*) TL02.3 |  | nr | 8 | 0 | 0 |  | 3843 | 30744 |  | 0 | 0 |  | 2446.5 | 19572 |  | 2970 | 23760 |  | 3982 | 31856 |  | 942 | 7536 |  | 1420 | 11360 |  | 0 | 0 |  | 1002 | 8016 |  | 1056 | 8448
3.31.73 | 4.69 | (*) LK01.1 |  | nr | 84 | 0 | 0 |  | 6758 | 567672 |  | 4455 | 374220 |  | 4301.5 | 361326 |  | 5224 | 438816 |  | 6996 | 587664 |  | 1350 | 113400 |  | 6635 | 557340 |  | 0 | 0 |  | 4696 | 394464 |  | 1980 | 166320
3.31.74 | 4.70 | (*) MS10.1 |  | nr | 2 | 0 | 0 |  | 14670 | 29340 |  | 14974 | 29948 |  | 9335.9 | 18671.8 |  | 1136 | 2272 |  | 15182 | 30364 |  | 4800 | 9600 |  | 14402 | 28804 |  | 0 | 0 |  | 15783 | 31566 |  | 16637.5 | 33275
3.31.75 | 4.71 | (*) MS18.1 |  | nr | 4 | 0 | 0 |  | 3255 | 13020 |  | 2475 | 9900 |  | 2072 | 8288 |  | 2516 | 10064 |  | 3318 | 13272 |  | 4800 | 19200 |  | 1850 | 7400 |  | 0 | 0 |  | 3652 | 14608 |  | 7097.2 | 28388.8
3.31.76 | 4.72 | (*) MS17.1 |  | nr | 2 | 0 | 0 |  | 2550 | 5100 |  | 446 | 892 |  | 1623.3 | 3246.6 |  | 1971 | 3942 |  | 2863 | 5726 |  | 4800 | 9600 |  | 2163 | 4326 |  | 0 | 0 |  | 470 | 940 |  | 495 | 990
3.31.77 | 4.73 | (*) MS22.1 |  | nr | 9 | 0 | 0 |  | 34975 | 314775 |  | 23265 | 209385 |  | 22257.2 | 200314.8 |  | 27026 | 243234 |  | 39342 | 354078 |  | 4800 | 43200 |  | 34338 | 309042 |  | 0 | 0 |  | 24522 | 220698 |  | 25850 | 232650
3.31.78 | 4.74 | (*) SH09.1A |  | nr | 2 | 0 | 0 |  | 1194 | 2388 |  | 886 | 1772 |  | 760.9 | 1521.8 |  | 924 | 1848 |  | 1242 | 2484 |  | 778 | 1556 |  | 1172 | 2344 |  | 0 | 0 |  | 934 | 1868 |  | 984.5 | 1969
3.31.79 | 4.75 | (*) TL10.2 |  | nr | 2 | 0 | 0 |  | 5000 | 10000 |  | 6326 | 12652 |  | 3182.2 | 6364.4 |  | 3864 | 7728 |  | 5603 | 11206 |  | 835 | 1670 |  | 4242 | 8484 |  | 0 | 0 |  | 6668 | 13336 |  | 7029 | 14058
3.31.80 | 4.76 | (*) TL11.1 |  | nr | 7 | 0 | 0 |  | 1667 | 11669 |  | 545 | 3815 |  | 1061.2 | 7428.4 |  | 1288 | 9016 |  | 1730 | 12110 |  | 1350 | 9450 |  | 1414 | 9898 |  | 0 | 0 |  | 2087 | 14609 |  | 1669.8 | 11688.6
3.31.81 | 4.77 | (*) AC03.9 |  | nr | 3 | 0 | 0 |  | 957 | 2871 |  | 698 | 2094 |  | 609.7 | 1829.1 |  | 740 | 2220 |  | 1081 | 3243 |  | 108 | 324 |  | 812 | 2436 |  | 0 | 0 |  | 736 | 2208 |  | 775.5 | 2326.5
3.31.82 | 4.78 | (*) AC04.3 |  | nr | 2 | 0 | 0 |  | 2061 | 4122 |  | 1153 | 2306 |  | 383.6 | 767.2 |  | 1593 | 3186 |  | 2313 | 4626 |  | 2160 | 4320 |  | 1719 | 3438 |  | 0 | 0 |  | 1216 | 2432 |  | 1281.5 | 2563
3.31.83 | 4.79 | (*) AC07.2 |  | nr | 4 | 0 | 0 |  | 783 | 3132 |  | 743 | 2972 |  | 499.1 | 1996.4 |  | 607 | 2428 |  | 882 | 3528 |  | 400 | 1600 |  | 768 | 3072 |  | 0 | 0 |  | 725 | 2900 |  | 770 | 3080
3.31.84 | 4.80 | (*) AC07.3 |  | nr | 1 | 0 | 0 |  | 2288 | 2288 |  | 941 | 941 |  | 1456.7 | 1456.7 |  | 1768 | 1768 |  | 2375 | 2375 |  | 400 | 400 |  | 1942 | 1942 |  | 0 | 0 |  | 2609 | 2609 |  | 3080 | 3080
3.31.85 | 4.81 | (*) TB02.1 |  | nr | 14 | 0 | 0 |  | 616 | 8624 |  | 1733 | 24262 |  | 392.7 | 5497.8 |  | 476 | 6664 |  | 645 | 9030 |  | 1044 | 14616 |  | 604 | 8456 |  | 0 | 0 |  | 1878 | 26292 |  | 1270.5 | 17787
3.31.86 | 4.82 | (*) TB03.1 |  | nr | 206 | 0 | 0 |  | 733 | 150998 |  | 1436 | 295816 |  | 466.2 | 96037.2 |  | 567 | 116802 |  | 825 | 169950 |  | 1044 | 215064 |  | 719 | 148114 |  | 0 | 0 |  | 1513 | 311678 |  | 1595 | 328570
3.31.87 | 4.83 | (*) TB08.2 |  | nr | 10 | 0 | 0 |  | 1373 | 13730 |  | 1431 | 14310 |  | 873.6 | 8736 |  | 1061 | 10610 |  | 1427 | 14270 |  | 2138 | 21380 |  | 1347 | 13470 |  | 0 | 0 |  | 1508 | 15080 |  | 1589.5 | 15895
3.31.88 | 4.84 | (*) TB09.3 |  | nr | 60 | 0 | 0 |  | 968 | 58080 |  | 1495 | 89700 |  | 616.7 | 37002 |  | 749 | 44940 |  | 1010 | 60600 |  | 594 | 35640 |  | 950 | 57000 |  | 0 | 0 |  | 1576 | 94560 |  | 1661 | 99660
3.31.89 | 4.85 | (*) TB11.1 |  | nr | 9 | 0 | 0 |  | 422 | 3798 |  | 485 | 4365 |  | 268.8 | 2419.2 |  | 327 | 2943 |  | 474 | 4266 |  | 306 | 2754 |  | 414 | 3726 |  | 0 | 0 |  | 511 | 4599 |  | 539 | 4851
3.31.90 | 4.86 | (*) TL01.3 |  | nr | 195 | 0 | 0 |  | 596 | 116220 |  | 678 | 132210 |  | 380.1 | 74119.5 |  | 461 | 89895 |  | 626 | 122070 |  | 942 | 183690 |  | 324 | 63180 |  | 0 | 0 |  | 715 | 139425 |  | 753.5 | 146932.5
3.31.91 | 4.87 | (*) TL01.3A |  | nr | 9 | 0 | 0 |  | 760 | 6840 |  | 950 | 8550 |  | 484.4 | 4359.6 |  | 588 | 5292 |  | 796 | 7164 |  | 942 | 8478 |  | 463 | 4167 |  | 0 | 0 |  | 1002 | 9018 |  | 1056 | 9504
3.31.92 | 4.88 | (*) CH09.1 |  | nr | 3 | 0 | 0 |  | 826 | 2478 |  | 0 | 0 |  | 526.4 | 1579.2 |  | 639 | 1917 |  | 863 | 2589 |  | 476 | 1428 |  | 811 | 2433 |  | 0 | 0 |  | 1565 | 4695 |  | 550 | 1650
3.31.93 | 4.89 | (*) CH09.1B |  | nr | 4 | 0 | 0 |  | 661 | 2644 |  | 0 | 0 |  | 421.4 | 1685.6 |  | 512 | 2048 |  | 687 | 2748 |  | 476 | 1904 |  | 650 | 2600 |  | 0 | 0 |  | 1826 | 7304 |  | 550 | 2200
3.31.94 | 4.90 | (*) TL02.1 |  | nr | 148 | 0 | 0 |  | 271 | 40108 |  | 446 | 66008 |  | 172.9 | 25589.2 |  | 210 | 31080 |  | 332 | 49136 |  | 942 | 139416 |  | 248 | 36704 |  | 0 | 0 |  | 470 | 69560 |  | 495 | 73260
3.31.95 | 4.91 | (*) ACH01.1 |  | nr | 90 | 0 | 0 |  | 5236 | 471240 |  | 743 | 66870 |  | 2940 | 264600 |  | 3570 | 321300 |  | 5266 | 473940 |  | 750 | 67500 |  | 4536 | 408240 |  | 0 | 0 |  | 970 | 87300 |  | 990 | 89100
3.31.96 | 4.92 | (*) BD02 |  | nr | 1 | 0 | 0 |  | 3300 | 3300 |  | 1678 | 1678 |  | 2100 | 2100 |  | 2550 | 2550 |  | 3764 | 3764 |  | 1080 | 1080 |  | 3240 | 3240 |  | 0 | 0 |  | 1200 | 1200 |  | 1650 | 1650
3.31.97 | 4.93 | (*) AC02.1 |  | nr | 9 | 0 | 0 |  | 392 | 3528 |  | 391 | 3519 |  | 249.9 | 2249.1 |  | 303 | 2727 |  | 446 | 4014 |  | 108 | 972 |  | 332 | 2988 |  | 0 | 0 |  | 100 | 900 |  | 105.6 | 950.4
3.31.98 | 4.94 | (*) PLB26 |  | nr | 7 | 0 | 0 |  | 2907 | 20349 |  | 16500 | 115500 |  | 6500 | 45500 |  | 1500 | 10500 |  | 15000 | 105000 |  | 150 | 1050 |  | 2853 | 19971 |  | 0 | 0 |  | 6783 | 47481 |  | 16500 | 115500
3.31.99 | 4.95 | (*) AC04.1A |  | nr | 2 | 0 | 0 |  | 1168 | 2336 |  | 1084 | 2168 |  | 744.1 | 1488.2 |  | 903 | 1806 |  | 1213 | 2426 |  | 480 | 960 |  | 990 | 1980 |  | 0 | 0 |  | 1143 | 2286 |  | 1204.5 | 2409
3.31.100 | 4.96 | (*) AC04.2 |  | nr | 1 | 0 | 0 |  | 602 | 602 |  | 772 | 772 |  | 383.6 | 383.6 |  | 465 | 465 |  | 683 | 683 |  | 2160 | 2160 |  | 510 | 510 |  | 0 | 0 |  | 814 | 814 |  | 858 | 858
3.31.101 | 4.97 | (*) AC04.4 |  | nr | 8 | 0 | 0 |  | 849 | 6792 |  | 772 | 6176 |  | 541.1 | 4328.8 |  | 658 | 5264 |  | 957 | 7656 |  | 2160 | 17280 |  | 720 | 5760 |  | 0 | 0 |  | 814 | 6512 |  | 858 | 6864
3.31.102 | 4.98 | (*) AC04.4A |  | nr | 12 | 0 | 0 |  | 1200 | 14400 |  | 1485 | 17820 |  | 541.1 | 6493.2 |  | 658 | 7896 |  | 957 | 11484 |  | 2160 | 25920 |  | 1560 | 18720 |  | 0 | 0 |  | 2087 | 25044 |  | 858 | 10296
3.31.103 | 4.98 | (*) CH04.2 |  | nr | 29 | 0 | 0 |  | 505 | 14645 |  | 594 | 17226 |  | 322 | 9338 |  | 391 | 11339 |  | 569 | 16501 |  | 146 | 4234 |  | 428 | 12412 |  | 0 | 0 |  | 626 | 18154 |  | 660 | 19140
3.31.104 | 4.99 | (*) CH04.3 |  | nr | 9 | 0 | 0 |  | 773 | 6957 |  | 356 | 3204 |  | 492.8 | 4435.2 |  | 598 | 5382 |  | 872 | 7848 |  | 274 | 2466 |  | 656 | 5904 |  | 0 | 0 |  | 376 | 3384 |  | 396 | 3564
3.31.105 | 4.100 | (*) CH05.12 |  | nr | 2 | 0 | 0 |  | 759 | 1518 |  | 475 | 950 |  | 483 | 966 |  | 587 | 1174 |  | 792 | 1584 |  | 972 | 1944 |  | 745 | 1490 |  | 0 | 0 |  | 501 | 1002 |  | 528 | 1056
3.31.106 | 4.101 | (*) CH05.12A |  | nr | 18 | 0 | 0 |  | 502 | 9036 |  | 366 | 6588 |  | 319.2 | 5745.6 |  | 388 | 6984 |  | 569 | 10242 |  | 972 | 17496 |  | 285 | 5130 |  | 0 | 0 |  | 386 | 6948 |  | 407 | 7326
3.31.107 | 4.102 | (*) CH05.13 |  | nr | 1 | 0 | 0 |  | 9609 | 9609 |  | 6455 | 6455 |  | 6115.2 | 6115.2 |  | 7425 | 7425 |  | 9954 | 9954 |  | 6480 | 6480 |  | 6030 | 6030 |  | 0 | 0 |  | 6804 | 6804 |  | 7172 | 7172
3.31.108 | 4.103 | (*) CH05.19 |  | nr | 4 | 0 | 0 |  | 4565 | 18260 |  | 661 | 2644 |  | 2905 | 11620 |  | 3528 | 14112 |  | 4740 | 18960 |  | 1078 | 4312 |  | 1865 | 7460 |  | 0 | 0 |  | 697 | 2788 |  | 734.8 | 2939.2
3.31.109 | 4.104 | (*) CH05.19A |  | nr | 6 | 0 | 0 |  | 5086 | 30516 |  | 661 | 3966 |  | 3237.5 | 19425 |  | 3932 | 23592 |  | 5271 | 31626 |  | 1078 | 6468 |  | 650 | 3900 |  | 0 | 0 |  | 697 | 4182 |  | 734.8 | 4408.8
3.31.110 | 4.105 | (*) CH05.20A |  | nr | 4 | 0 | 0 |  | 3850 | 15400 |  | 0 | 0 |  | 2450 | 9800 |  | 2975 | 11900 |  | 7366 | 29464 |  | 1078 | 4312 |  | 864 | 3456 |  | 0 | 0 |  | 3652 | 14608 |  | 1270.5 | 5082
3.31.111 | 4.106 | (*) CH05.22 |  | nr | 2 | 0 | 0 |  | 5940 | 11880 |  | 1111 | 2222 |  | 3780 | 7560 |  | 4590 | 9180 |  | 6162 | 12324 |  | 1738 | 3476 |  | 3110 | 6220 |  | 0 | 0 |  | 1171 | 2342 |  | 2596 | 5192
3.31.112 | 4.107 | (*) CH05.22A |  | nr | 5 | 0 | 0 |  | 5940 | 29700 |  | 1111 | 5555 |  | 3780 | 18900 |  | 4590 | 22950 |  | 6446 | 32230 |  | 1738 | 8690 |  | 1092 | 5460 |  | 0 | 0 |  | 1171 | 5855 |  | 1234.2 | 6171
3.31.113 | 4.109 | (*) CH05.4 |  | nr | 2 | 0 | 0 |  | 24882 | 49764 |  | 22462 | 44924 |  | 15834 | 31668 |  | 19227 | 38454 |  | 25743 | 51486 |  | 25728 | 51456 |  | 22096 | 44192 |  | 0 | 0 |  | 23676 | 47352 |  | 24957.9 | 49915.8
3.31.114 | 4.110 | (*) CH05.8 |  | nr | 1 | 0 | 0 |  | 1389 | 1389 |  | 5346 | 5346 |  | 884.8 | 884.8 |  | 1074 | 1074 |  | 1441 | 1441 |  | 550 | 550 |  | 1072 | 1072 |  | 0 | 0 |  | 1722 | 1722 |  | 1650 | 1650
3.31.115 | 4.111 | (*) CH06.1 |  | nr | 2 | 0 | 0 |  | 2465 | 4930 |  | 4257 | 8514 |  | 1569.4 | 3138.8 |  | 1906 | 3812 |  | 2560 | 5120 |  | 500 | 1000 |  | 1636 | 3272 |  | 0 | 0 |  | 3131 | 6262 |  | 1743.5 | 3487
3.31.116 | 4.112 | (*) CH07.4 |  | nr | 1 | 0 | 0 |  | 1946 | 1946 |  | 1402 | 1402 |  | 1239 | 1239 |  | 1505 | 1505 |  | 2038 | 2038 |  | 1074 | 1074 |  | 792 | 792 |  | 0 | 0 |  | 1478 | 1478 |  | 1557.6 | 1557.6
3.31.117 | 4.113 | (*) CH07.4A |  | nr | 3 | 0 | 0 |  | 1946 | 5838 |  | 1402 | 4206 |  | 1239 | 3717 |  | 1505 | 4515 |  | 2038 | 6114 |  | 586 | 1758 |  | 792 | 2376 |  | 0 | 0 |  | 1478 | 4434 |  | 1557.6 | 4672.8
3.31.118 | 4.114 | (*) CH09.5A |  | nr | 18 | 0 | 0 |  | 1315 | 23670 |  | 506 | 9108 |  | 837.2 | 15069.6 |  | 1016 | 18288 |  | 1365 | 24570 |  | 381 | 6858 |  | 850 | 15300 |  | 0 | 0 |  | 533 | 9594 |  | 562.1 | 10117.8
3.31.119 | 4.115 | (*) CH09.6 |  | nr | 7 | 0 | 0 |  | 724 | 5068 |  | 426 | 2982 |  | 461.3 | 3229.1 |  | 560 | 3920 |  | 758 | 5306 |  | 400 | 2800 |  | 736 | 5152 |  | 0 | 0 |  | 449 | 3143 |  | 473 | 3311
3.31.120 | 4.116 | (*) CH09.7A |  | nr | 14 | 0 | 0 |  | 1597 | 22358 |  | 477 | 6678 |  | 1017.1 | 14239.4 |  | 1235 | 17290 |  | 1687 | 23618 |  | 381 | 5334 |  | 607 | 8498 |  | 0 | 0 |  | 503 | 7042 |  | 530.2 | 7422.8
3.31.121 | 4.117 | (*) CH11.1 |  | nr | 114 | 0 | 0 |  | 482 | 54948 |  | 376 | 42864 |  | 304.5 | 34713 |  | 373 | 42522 |  | 540 | 61560 |  | 367 | 41838 |  | 473 | 53922 |  | 0 | 0 |  | 397 | 45258 |  | 418 | 47652
3.31.122 | 4.118 | (*) CH21.1 |  | nr | 18 | 0 | 0 |  | 2306 | 41508 |  | 644 | 11592 |  | 1467.9 | 26422.2 |  | 1782 | 32076 |  | 7518 | 135324 |  | 1080 | 19440 |  | 2263 | 40734 |  | 0 | 0 |  | 2296 | 41328 |  | 1650 | 29700
3.31.123 | 4.119 | (*) CH18.1 |  | nr | 4 | 0 | 0 |  | 556 | 2224 |  | 1808 | 7232 |  | 354.2 | 1416.8 |  | 430 | 1720 |  | 583 | 2332 |  | 830 | 3320 |  | 505 | 2020 |  | 0 | 0 |  | 603 | 2412 |  | 635.8 | 2543.2
3.31.124 | 4.120 | (*) CH31.1 |  | nr | 10 | 0 | 0 |  | 16500 | 165000 |  | 1485 | 14850 |  | 0 | 0 |  | 12000 | 120000 |  | 25000 | 250000 |  | 400 | 4000 |  | 1000 | 10000 |  | 0 | 0 |  | 14750 | 147500 |  | 22000 | 220000
3.31.125 | 4.121 | (*) DS04.1 |  | nr | 3 | 0 | 0 |  | 9072 | 27216 |  | 6078 | 18234 |  | 5773.6 | 17320.8 |  | 7011 | 21033 |  | 9390 | 28170 |  | 5080 | 15240 |  | 6998 | 20994 |  | 0 | 0 |  | 6406 | 19218 |  | 6752.9 | 20258.7
3.31.126 | 4.122 | (*) FL01.2 |  | nr | 2 | 0 | 0 |  | 2156 | 4312 |  | 1417 | 2834 |  | 1372.7 | 2745.4 |  | 1666 | 3332 |  | 2237 | 4474 |  | 1262 | 2524 |  | 2116 | 4232 |  | 0 | 0 |  | 1493 | 2986 |  | 1574.1 | 3148.2
3.31.127 | 4.123 | (*) FS02.1 |  | nr | 8 | 0 | 0 |  | 2640 | 21120 |  | 1955 | 15640 |  | 1680 | 13440 |  | 2040 | 16320 |  | 758 | 6064 |  | 2500 | 20000 |  | 2688 | 21504 |  | 0 | 0 |  | 2061 | 16488 |  | 2750 | 22000
3.31.128 | 4.124 | (*) MS02.1 |  | nr | 10 | 0 | 0 |  | 4323 | 43230 |  | 4440 | 44400 |  | 2751 | 27510 |  | 3341 | 33410 |  | 4844 | 48440 |  | 3840 | 38400 |  | 3668 | 36680 |  | 0 | 0 |  | 4680 | 46800 |  | 4933.5 | 49335
3.31.129 | 4.125 | (*) PE04.1 |  | nr | 4 | 0 | 0 |  | 1868 | 7472 |  | 1594 | 6376 |  | 1125.6 | 4502.4 |  | 1367 | 5468 |  | 1991 | 7964 |  | 1998 | 7992 |  | 1736 | 6944 |  | 0 | 0 |  | 1680 | 6720 |  | 1771 | 7084
3.31.130 | 4.126 | (*) SH04.2 |  | nr | 1 | 0 | 0 |  | 5078 | 5078 |  | 8049 | 8049 |  | 3231.9 | 3231.9 |  | 3924 | 3924 |  | 6920 | 6920 |  | 3240 | 3240 |  | 4985 | 4985 |  | 0 | 0 |  | 8484 | 8484 |  | 8943 | 8943
3.31.131 | 4.127 | (*) SH03.2 |  | nr | 5 | 0 | 0 |  | 7366 | 36830 |  | 4455 | 22275 |  | 4687.2 | 23436 |  | 5692 | 28460 |  | 8257 | 41285 |  | 4860 | 24300 |  | 6249 | 31245 |  | 0 | 0 |  | 4696 | 23480 |  | 4950 | 24750
3.31.132 | 4.128 | (*) SH02.4E |  | nr | 5 | 0 | 0 |  | 3797 | 18985 |  | 1366 | 6830 |  | 2417.1 | 12085.5 |  | 2936 | 14680 |  | 3963 | 19815 |  | 1394 | 6970 |  | 3728 | 18640 |  | 0 | 0 |  | 1440 | 7200 |  | 1518 | 7590
3.31.133 | 4.129 | (*) SH02.4B |  | nr | 35 | 0 | 0 |  | 2496 | 87360 |  | 1203 | 42105 |  | 1589 | 55615 |  | 1929 | 67515 |  | 2607 | 91245 |  | 1394 | 48790 |  | 2450 | 85750 |  | 0 | 0 |  | 2609 | 91315 |  | 1954.7 | 68414.5
3.31.134 | 4.130 | (*) SH01.4A |  | nr | 40 | 0 | 0 |  | 1289 | 51560 |  | 1485 | 59400 |  | 821.1 | 32844 |  | 997 | 39880 |  | 1450 | 58000 |  | 726 | 29040 |  | 1265 | 50600 |  | 0 | 0 |  | 1565 | 62600 |  | 1650 | 66000
3.31.135 | 4.131 | (*) SH09.2 |  | nr | 4 | 0 | 0 |  | 1417 | 5668 |  | 4455 | 17820 |  | 902.3 | 3609.2 |  | 1096 | 4384 |  | 1474 | 5896 |  | 840 | 3360 |  | 1391 | 5564 |  | 0 | 0 |  | 1565 | 6260 |  | 2662 | 10648
3.31.136 | 4.132 | (*) SH10.1 |  | nr | 4 | 0 | 0 |  | 2584 | 10336 |  | 3416 | 13664 |  | 1645 | 6580 |  | 1998 | 7992 |  | 2901 | 11604 |  | 3348 | 13392 |  | 2192 | 8768 |  | 0 | 0 |  | 3600 | 14400 |  | 3795 | 15180
3.31.137 | 4.133 | (*) SH10.3 |  | nr | 1 | 0 | 0 |  | 3011 | 3011 |  | 3084 | 3084 |  | 1916.6 | 1916.6 |  | 2328 | 2328 |  | 3119 | 3119 |  | 2490 | 2490 |  | 1585 | 1585 |  | 0 | 0 |  | 3251 | 3251 |  | 3426.5 | 3426.5
3.31.138 | 4.134 | (*) ST20.1 |  | nr | 14 | 0 | 0 |  | 2501 | 35014 |  | 3440 | 48160 |  | 1591.8 | 22285.2 |  | 1933 | 27062 |  | 2593 | 36302 |  | 2982 | 41748 |  | 2122 | 29708 |  | 0 | 0 |  | 3626 | 50764 |  | 3822.5 | 53515
3.31.139 | 4.135 | (*) ST19.1 |  | nr | 1 | 0 | 0 |  | 2644 | 2644 |  | 1374 | 1374 |  | 1683.5 | 1683.5 |  | 2045 | 2045 |  | 2740 | 2740 |  | 840 | 840 |  | 1128 | 1128 |  | 0 | 0 |  | 1448 | 1448 |  | 1526.8 | 1526.8
3.31.140 | 4.136 | (*) ST01.3 |  | nr | 8 | 0 | 0 |  | 2767 | 22136 |  | 1935 | 15480 |  | 1761.2 | 14089.6 |  | 2138 | 17104 |  | 2920 | 23360 |  | 942 | 7536 |  | 1457 | 11656 |  | 0 | 0 |  | 2040 | 16320 |  | 2150.5 | 17204
3.31.141 | 4.137 | (*) TB01.1 |  | nr | 12 | 0 | 0 |  | 1038 | 12456 |  | 505 | 6060 |  | 661.5 | 7938 |  | 804 | 9648 |  | 1081 | 12972 |  | 480 | 5760 |  | 533 | 6396 |  | 0 | 0 |  | 532 | 6384 |  | 561 | 6732
3.31.142 | 4.138 | (*) TB01.6B |  | nr | 6 | 0 | 0 |  | 591 | 3546 |  | 559 | 3354 |  | 376.6 | 2259.6 |  | 458 | 2748 |  | 645 | 3870 |  | 475 | 2850 |  | 580 | 3480 |  | 0 | 0 |  | 590 | 3540 |  | 621.5 | 3729
3.31.143 | 4.139 | (*) TB01.10B |  | nr | 10 | 0 | 0 |  | 953 | 9530 |  | 941 | 9410 |  | 606.9 | 6069 |  | 737 | 7370 |  | 991 | 9910 |  | 1294 | 12940 |  | 835 | 8350 |  | 0 | 0 |  | 991 | 9910 |  | 1045 | 10450
3.31.144 | 4.140 | (*) TB11.4 |  | nr | 8 | 0 | 0 |  | 661 | 5288 |  | 441 | 3528 |  | 421.4 | 3371.2 |  | 767 | 6136 |  | 692 | 5536 |  | 390 | 3120 |  | 387 | 3096 |  | 0 | 0 |  | 464 | 3712 |  | 489.5 | 3916
3.31.145 | 4.141 | (*) TB15.3 |  | nr | 16 | 0 | 0 |  | 1548 | 24768 |  | 1267 | 20272 |  | 985.6 | 15769.6 |  | 1192 | 19072 |  | 1612 | 25792 |  | 1809 | 28944 |  | 1519 | 24304 |  | 0 | 0 |  | 1336 | 21376 |  | 1408 | 22528
3.31.146 | 4.142 | (*) TL02.1B |  | nr | 100 | 0 | 0 |  | 487 | 48700 |  | 609 | 60900 |  | 310.8 | 31080 |  | 378 | 37800 |  | 626 | 62600 |  | 942 | 94200 |  | 470 | 47000 |  | 0 | 0 |  | 642 | 64200 |  | 676.5 | 67650
3.31.147 | 4.143 | (*) TL07.3 |  | nr | 4 | 0 | 0 |  | 305 | 1220 |  | 1099 | 4396 |  | 194.6 | 778.4 |  | 236 | 944 |  | 322 | 1288 |  | 789 | 3156 |  | 245 | 980 |  | 0 | 0 |  | 1158 | 4632 |  | 1221 | 4884
3.31.148 | 4.144 | (*) TL11.1A |  | nr | 1 | 0 | 0 |  | 1667 | 1667 |  | 5500 | 5500 |  | 1061.2 | 1061.2 |  | 1288 | 1288 |  | 1730 | 1730 |  | 1350 | 1350 |  | 1636 | 1636 |  | 0 | 0 |  | 2609 | 2609 |  | 6600 | 6600
3.31.149 | 4.145 | (*) PE01.1 |  | nr | 1 | 0 | 0 |  | 7700 | 7700 |  | 0 | 0 |  | 4932.9 | 4932.9 |  | 5990 | 5990 |  | 8020 | 8020 |  | 2498 | 2498 |  | 7610 | 7610 |  | 0 | 0 |  | 2609 | 2609 |  | 1100 | 1100
3.31.150 | 4.146 | (*) PE01.2 |  | nr | 1 | 0 | 0 |  | 846 | 846 |  | 0 | 0 |  | 539 | 539 |  | 655 | 655 |  | 882 | 882 |  | 2498 | 2498 |  | 830 | 830 |  | 0 | 0 |  | 2087 | 2087 |  | 1100 | 1100
3.31.151 | 4.147 | (*) PE01.7 |  | nr | 5 | 0 | 0 |  | 2614 | 13070 |  | 0 | 0 |  | 1663.2 | 8316 |  | 2020 | 10100 |  | 2711 | 13555 |  | 2295 | 11475 |  | 2566 | 12830 |  | 0 | 0 |  | 6783 | 33915 |  | 550 | 2750
3.31.152 | 4.148 | (*) SH09.1B |  | nr | 2 | 0 | 0 |  | 1302 | 2604 |  | 1396 | 2792 |  | 829.5 | 1659 |  | 1007 | 2014 |  | 1346 | 2692 |  | 1013 | 2026 |  | 1278 | 2556 |  | 0 | 0 |  | 1471 | 2942 |  | 1551 | 3102
3.31.153 | 4.149 | (*) SH09.2 |  | nr | 4 | 0 | 0 |  | 1417 | 5668 |  | 4455 | 17820 |  | 902.3 | 3609.2 |  | 1096 | 4384 |  | 1474 | 5896 |  | 840 | 3360 |  | 1391 | 5564 |  | 0 | 0 |  | 1565 | 6260 |  | 2662 | 10648
3.31.154 | 4.150 | (*) FS01.1 |  | nr | 8 | 0 | 0 |  | 3300 | 26400 |  | 470 | 3760 |  | 2100 | 16800 |  | 2550 | 20400 |  | 3413 | 27304 |  | 1500 | 12000 |  | 3240 | 25920 |  | 0 | 0 |  | 496 | 3968 |  | 522.5 | 4180
3.31.155 | 4.151 | (*) AC05.1 |  | nr | 2 | 0 | 0 |  | 4620 | 9240 |  | 535 | 1070 |  | 2940 | 5880 |  | 3570 | 7140 |  | 4787 | 9574 |  | 850 | 1700 |  | 3220 | 6440 |  | 0 | 0 |  | 1252 | 2504 |  | 880 | 1760
3.31.156 | 4.152 | (*) MC01.1D |  | nr | 1 | 0 | 0 |  | 3843 | 3843 |  | 6059 | 6059 |  | 2446.5 | 2446.5 |  | 2971 | 2971 |  | 3985 | 3985 |  | 3500 | 3500 |  | 3773 | 3773 |  | 0 | 0 |  | 8515 | 8515 |  | 6732 | 6732
3.31.157 | 4.153 | (*) MC03.1 |  | nr | 2 | 0 | 0 |  | 5518 | 11036 |  | 2673 | 5346 |  | 3511.2 | 7022.4 |  | 4264 | 8528 |  | 5712 | 11424 |  | 3500 | 7000 |  | 5417 | 10834 |  | 0 | 0 |  | 5218 | 10436 |  | 3300 | 6600
3.31.158 | 4.154 | (*) SH03.5 |  | nr | 2 | 0 | 0 |  | 2307 | 4614 |  | 2094 | 4188 |  | 1468.6 | 2937.2 |  | 1783 | 3566 |  | 3527 | 7054 |  | 1080 | 2160 |  | 2344 | 4688 |  | 0 | 0 |  | 2207 | 4414 |  | 2326.5 | 4653
3.31.159 | 4.155 | (*) ST16.1 |  | nr | 2 | 0 | 0 |  | 3123 | 6246 |  | 4950 | 9900 |  | 1988 | 3976 |  | 2414 | 4828 |  | 3233 | 6466 |  | 1688 | 3376 |  | 3066 | 6132 |  | 0 | 0 |  | 5218 | 10436 |  | 5500 | 11000
3.31.160 | 4.156 | (*) SH11.7 |  | nr | 2 | 0 | 0 |  | 1769 | 3538 |  | 0 | 0 |  | 1125.6 | 2251.2 |  | 1367 | 2734 |  | 1834 | 3668 |  | 1742 | 3484 |  | 1736 | 3472 |  | 0 | 0 |  | 3131 | 6262 |  | 1474 | 2948
3.31.161 | 4.157 | (*) MS08.2 |  | nr | 9 | 0 | 0 |  | 3845 | 34605 |  | 12142 | 109278 |  | 2446.5 | 22018.5 |  | 2971 | 26739 |  | 3986 | 35874 |  | 4800 | 43200 |  | 3773 | 33957 |  | 0 | 0 |  | 12799 | 115191 |  | 13491.5 | 121423.5
3.31.162 | 4.158 | (*) MS07.2 |  | nr | 5 | 0 | 0 |  | 3323 | 16615 |  | 1584 | 7920 |  | 2115.4 | 10577 |  | 2568 | 12840 |  | 3441 | 17205 |  | 4800 | 24000 |  | 1757 | 8785 |  | 0 | 0 |  | 1670 | 8350 |  | 1760 | 8800
3.31.163 | 4.159 | (*) PE05.2 |  | nr | 2 | 0 | 0 |  | 6072 | 12144 |  | 5717 | 11434 |  | 3864.7 | 7729.4 |  | 4692 | 9384 |  | 6290 | 12580 |  | 2498 | 4996 |  | 5961 | 11922 |  | 0 | 0 |  | 6026 | 12052 |  | 6352.5 | 12705
3.31.164 | 4.160 | (*) AC04.1B |  | nr | 1 | 0 | 0 |  | 1203 | 1203 |  | 1084 | 1084 |  | 766.5 | 766.5 |  | 931 | 931 |  | 1356 | 1356 |  | 480 | 480 |  | 1021 | 1021 |  | 0 | 0 |  | 1143 | 1143 |  | 1204.5 | 1204.5
3.31.165 | 4.161 | (*) AC04.1 |  | nr | 2 | 0 | 0 |  | 1168 | 2336 |  | 1084 | 2168 |  | 744.1 | 1488.2 |  | 903 | 1806 |  | 1308 | 2616 |  | 480 | 960 |  | 991 | 1982 |  | 0 | 0 |  | 1143 | 2286 |  | 1204.5 | 2409
3.31.166 | 4.162 | (*) AC08.1 |  | nr | 142 | 0 | 0 |  | 2429 | 344918 |  | 267 | 37914 |  | 1545.6 | 219475.2 |  | 1877 | 266534 |  | 2517 | 357414 |  | 250 | 35500 |  | 1048 | 148816 |  | 0 | 0 |  | 435 | 61770 |  | 1100 | 156200
3.31.167 | 4.163 | (*) AP01.3 |  | nr | 18 | 0 | 0 |  | 396 | 7128 |  | 248 | 4464 |  | 252.7 | 4548.6 |  | 307 | 5526 |  | 417 | 7506 |  | 43 | 774 |  | 126 | 2268 |  | 0 | 0 |  | 125 | 2250 |  | 132 | 2376
3.31.168 | 4.164 | (*) AP04.4 |  | nr | 1 | 0 | 0 |  | 20536 | 20536 |  | 20067 | 20067 |  | 13069 | 13069 |  | 15870 | 15870 |  | 23036 | 23036 |  | 7925 | 7925 |  | 20162 | 20162 |  | 0 | 0 |  | 21152 | 21152 |  | 22297 | 22297
3.31.169 | 4.165 | (*) CH01.1 |  | nr | 972 | 0 | 0 |  | 257 | 249804 |  | 223 | 216756 |  | 163.8 | 159213.6 |  | 199 | 193428 |  | 294 | 285768 |  | 158 | 153576 |  | 218 | 211896 |  | 0 | 0 |  | 235 | 228420 |  | 247.5 | 240570
3.31.170 | 4.166 | (*) TB01.7 |  | nr | 4 | 0 | 0 |  | 1112 | 4448 |  | 629 | 2516 |  | 708.4 | 2833.6 |  | 860 | 3440 |  | 1157 | 4628 |  | 835 | 3340 |  | 551 | 2204 |  | 0 | 0 |  | 663 | 2652 |  | 698.5 | 2794
3.31.171 | 4.167 | (*) ST01.2 |  | nr | 2 | 0 | 0 |  | 1519 | 3038 |  | 535 | 1070 |  | 967.4 | 1934.8 |  | 1175 | 2350 |  | 1578 | 3156 |  | 1178 | 2356 |  | 1491 | 2982 |  | 0 | 0 |  | 563 | 1126 |  | 594 | 1188
3.31.172 | 4.168 | (*) SH01.4 |  | nr | 30 | 0 | 0 |  | 1914 | 57420 |  | 1346 | 40380 |  | 1218 | 36540 |  | 1479 | 44370 |  | 1991 | 59730 |  | 1824 | 54720 |  | 1879 | 56370 |  | 0 | 0 |  | 1419 | 42570 |  | 1496 | 44880
3.31.173 | 4.169 | (*) CH10.4 |  | nr | 180 | 0 | 0 |  | 878 | 158040 |  | 366 | 65880 |  | 559.3 | 100674 |  | 680 | 122400 |  | 920 | 165600 |  | 154 | 27720 |  | 861 | 154980 |  | 0 | 0 |  | 360 | 64800 |  | 411.4 | 74052
3.31.174 | 4.170 | (*) TB07.1 |  | nr | 32 | 0 | 0 |  | 2042 | 65344 |  | 6296 | 201472 |  | 1299.9 | 41596.8 |  | 1578 | 50496 |  | 2294 | 73408 |  | 5520 | 176640 |  | 2004 | 64128 |  | 0 | 0 |  | 6637 | 212384 |  | 6996 | 223872
3.31.175 | 4.171 | (*) TB07.2A |  | nr | 3 | 0 | 0 |  | 2042 | 6126 |  | 3218 | 9654 |  | 1299.9 | 3899.7 |  | 1578 | 4734 |  | 2114 | 6342 |  | 3576 | 10728 |  | 2004 | 6012 |  | 0 | 0 |  | 3391 | 10173 |  | 3575 | 10725
3.31.176 | 4.172 | (*) TB07.5 |  | nr | 3 | 0 | 0 |  | 7042 | 21126 |  | 6366 | 19098 |  | 4481.4 | 13444.2 |  | 5442 | 16326 |  | 7290 | 21870 |  | 6000 | 18000 |  | 6914 | 20742 |  | 0 | 0 |  | 6710 | 20130 |  | 7073 | 21219
3.31.177 | 4.173 | (*) AC03.8 |  | nr | 4 | 0 | 0 |  | 825 | 3300 |  | 297 | 1188 |  | 1050 | 4200 |  | 650 | 2600 |  | 616 | 2464 |  | 162 | 648 |  | 460 | 1840 |  | 0 | 0 |  | 286 | 1144 |  | 1100 | 4400
3.31.178 | 4.173 | (*) Smart Board |  | nr | 85 | 0 | 0 |  | 12100 | 1028500 |  | 4950 | 420750 |  | 7000 | 595000 |  | 14586 | 1239810 |  | 10428 | 886380 |  | 3000 | 255000 |  | 18876 | 1604460 |  | 0 | 0 |  | 8870 | 753950 |  | 0 | 0
3.31.179 | 4.174 | (*) LCD Monitors |  | nr | 6 | 0 | 0 |  | 2873 | 17238 |  | 941 | 5646 |  | 3000 | 18000 |  | 3000 | 18000 |  | 18012 | 108072 |  | 5000 | 30000 |  | 10000 | 60000 |  | 0 | 0 |  | 522 | 3132 |  | 0 | 0
3.31.180 | 4.175 | (*) Electronic Score Board |  | nr | 1 | 0 | 0 |  | 19800 | 19800 |  | 1614 | 1614 |  | 32400 | 32400 |  | 27540 | 27540 |  | 50000 | 50000 |  | 30000 | 30000 |  | 15000 | 15000 |  | 0 | 0 |  | 41740 | 41740 |  | 0 | 0
3.31.181 | 4.176 | (*) Internal Basketball Backt |  | nr | 2 | 0 | 0 |  | 13200 | 26400 |  | 45100 | 90200 |  | 35000 | 70000 |  | 16500 | 33000 |  | 28440 | 56880 |  | 28500 | 57000 |  | 15000 | 30000 |  | 0 | 0 |  | 42784 | 85568 |  | 0 | 0
3.31.182 | 4.178 | (*) Backstroke Flags To Swimming Pool |  | nr | 4 | 0 | 0 |  | 65 | 260 |  | 5500 | 22000 |  | 0 | 0 |  | 2500 | 10000 |  | 2370 | 9480 |  | 10000 | 40000 |  | 5000 | 20000 |  | 0 | 0 |  | 1565 | 6260 |  | 275 | 1100
3.31.183 | 4.179 | (*) Stage Curtain To Multi-Purpose gymnasium (ref. ID-6010) |  | m2 | 151 | 0 | 0 |  | 660 | 99660 |  | 1188 | 179388 |  | 500 | 75500 |  | 510 | 77010 |  | 251 | 37901 |  | 1050 | 158550 |  | 1500 | 226500 |  | 0 | 0 |  | 350 | 52850 |  | 440 | 66440
3.31.184 | 4.180 | (*) Wooden reception counter with HPL finish, Acrylic counter top 4500 length x 800 depth (ref. ID-6007) refer to specs(section 12 32 00) |  | nr | 1 | 0 | 0 |  | 19965 | 19965 |  | 17820 | 17820 |  | 16000 | 16000 |  | 8100 | 8100 |  | 18960 | 18960 |  | 21860 | 21860 |  | 45000 | 45000 |  | 0 | 0 |  | 16435 | 16435 |  | 22000 | 22000
3.31.185 | 4.181 | (*) Wooden science lab counter with laminate finish and 6 sinks, Acrylic counter top 7500 length x 600 depth (ref. ID-6003) refer to specs(section 12 32 00) |  | nr | 14 | 0 | 0 |  | 22990 | 321860 |  | 11880 | 166320 |  | 19000 | 266000 |  | 16500 | 231000 |  | 11850 | 165900 |  | 6950 | 97300 |  | 25000 | 350000 |  | 0 | 0 |  | 27392 | 383488 |  | 19800 | 277200
3.31.186 | 4.182 | (*) Preparation room wooden cabinet with laminate finish and 6 sinks, 4050 length x 600 depth (ref. ID-6004) refer to specs(section 12 32 00) |  | nr | 14 | 0 | 0 |  | 10588 | 148232 |  | 6415 | 89810 |  | 11000 | 154000 |  | 10290 | 144060 |  | 7015 | 98210 |  | 12150 | 170100 |  | 14000 | 196000 |  | 0 | 0 |  | 14792 | 207088 |  | 11000 | 154000
3.31.187 | 4.183 | (*) Wooden cabinet (pantry) with laminate finish , 2000mm length x 600 depth (ref. ID-6004) refer to specs(section 12 32 00) |  | nr | 2 | 0 | 0 |  | 3960 | 7920 |  | 3168 | 6336 |  | 4000 | 8000 |  | 3600 | 7200 |  | 3460 | 6920 |  | 6000 | 12000 |  | 8000 | 16000 |  | 0 | 0 |  | 7305 | 14610 |  | 5500 | 11000
3.31.188 | 4.184 | (*) Circular wooden library counter with HPL finish, Acrylic counter top (ref. ID-6005) refer to specs(section 12 32 00) |  | nr | 1 | 0 | 0 |  | 28362 | 28362 |  | 112741 | 112741 |  | 23000 | 23000 |  | 14400 | 14400 |  | 15358 | 15358 |  | 13500 | 13500 |  | 25000 | 25000 |  | 0 | 0 |  | 36523 | 36523 |  | 55000 | 55000
3.31.189 | 4.185 | (*) Wooden art room counter with laminate finish and 3 sinks, Acrylic counter top 6000 length x 700 depth (ref. ID-6006) refer to specs(section 12 32 00) |  | nr | 1 | 0 | 0 |  | 15125 | 15125 |  | 9504 | 9504 |  | 2000 | 2000 |  | 12300 | 12300 |  | 11660 | 11660 |  | 17700 | 17700 |  | 18000 | 18000 |  | 0 | 0 |  | 21914 | 21914 |  | 27500 | 27500
3.31.190 | 4.186 | (*) Wooden teacher's demo desk with laminate finish and 1 sink, Acrylic counter top (ref. ID-6008) refer to specs(section 12 32 00) |  | nr | 9 | 0 | 0 |  | 6244 | 56196 |  | 3802 | 34218 |  | 7000 | 63000 |  | 4820 | 43380 |  | 4598 | 41382 |  | 6950 | 62550 |  | 28000 | 252000 |  | 0 | 0 |  | 8765 | 78885 |  | 11000 | 99000
3.31.191 | 4.187 | (*) Wooden concession counter with HPL finish, Acrylic counter top 4500 length x 800 depth (ref. ID-6007) refer to specs(section 12 32 00) |  | nr | 1 | 0 | 0 |  | 19965 | 19965 |  | 7128 | 7128 |  | 12000 | 12000 |  | 8100 | 8100 |  | 16116 | 16116 |  | 11250 | 11250 |  | 40000 | 40000 |  | 0 | 0 |  | 16435 | 16435 |  | 22000 | 22000
3.31.192 | 4.188 | (*) Wooden cabinet (drivers room /pantry) with laminate finish , 3000mm L shape x 600 depth (ref. ID-6004) refer to specs(section 12 32 00) |  | nr | 2 | 0 | 0 |  | 5940 | 11880 |  | 4752 | 9504 |  | 7000 | 14000 |  | 5900 | 11800 |  | 5404 | 10808 |  | 6815 | 13630 |  | 18000 | 36000 |  | 0 | 0 |  | 9392 | 18784 |  | 12100 | 24200
3.31.193 | 4.189 | (*) Wooden cabinet (supervisors/gaurd) with laminate finish , 3000 mm L shape x 600 depth (ref. ID-6004) refer to specs(section 12 32 00) |  | nr | 3 | 0 | 0 |  | 5940 | 17820 |  | 4752 | 14256 |  | 7000 | 21000 |  | 4500 | 13500 |  | 5404 | 16212 |  | 7100 | 21300 |  | 14000 | 42000 |  | 0 | 0 |  | 9392 | 28176 |  | 5500 | 16500
| Note | Note Details
3.31.194 | - | KITCHEN EQUIPMENT refer. To specification (section 11 40 00)
| Item Code | Description | Item Remarks | Unit of Measurement | Quantity/Base Price | Unit Price/Discount % (Excluding VAT) | Total |  | Unit Price/Discount % (Excluding VAT) | Total |  | Unit Price/Discount % (Excluding VAT) | Total |  | Unit Price/Discount % (Excluding VAT) | Total |  | Unit Price/Discount % (Excluding VAT) | Total |  | Unit Price/Discount % (Excluding VAT) | Total |  | Unit Price/Discount % (Excluding VAT) | Total |  | Unit Price/Discount % (Excluding VAT) | Total |  | Unit Price/Discount % (Excluding VAT) | Total |  | Unit Price/Discount % (Excluding VAT) | Total |  | Unit Price/Discount % (Excluding VAT) | Total |  | Unit Price/Discount % (Excluding VAT) | Total |  | Unit Price/Discount % (Excluding VAT) | Total | Unit Price/Discount % (Excluding VAT) | Total | Unit Price/Discount % (Excluding VAT) | Total
3.31.195 | 4.190 | (*) Tray and Cutlery Trolley Type A01 |  | nr | 2 | 0 | 0 |  | 5222 | 10444 |  | 3559 | 7118 |  | 2955 | 5910 |  | 3056 | 6112 |  | 2939 | 5878 |  | 4772 | 9544 |  | 10000 | 20000 |  | 0 | 0 |  | 2442 | 4884 |  | 4042.5 | 8085
3.31.196 | 4.191 | (*) Refrigerated beverage dispenser w/4x12 liters poly-carbonate paddle system Type A02 |  | nr | 1 | 0 | 0 |  | 6534 | 6534 |  | 6856 | 6856 |  | 4790 | 4790 |  | 5929 | 5929 |  | 4835 | 4835 |  | 4794 | 4794 |  | 22000 | 22000 |  | 0 | 0 |  | 4856 | 4856 |  | 3740 | 3740
3.31.197 | 4.192 | (*) Neutral Unit W/ Cabinet With Swing Doors Type A03 |  | nr | 2 | 0 | 0 |  | 6576 | 13152 |  | 5336 | 10672 |  | 8440 | 16880 |  | 4582 | 9164 |  | 8532 | 17064 |  | 5992 | 11984 |  | 25000 | 50000 |  | 0 | 0 |  | 4961 | 9922 |  | 6407.5 | 12815
3.31.198 | 4.193 | (*) Cold Servery with Cooled Compartment and Cold Well Type A04 |  | nr | 2 | 0 | 0 |  | 17424 | 34848 |  | 13692 | 27384 |  | 18275 | 36550 |  | 11756 | 23512 |  | 23700 | 47400 |  | 17703 | 35406 |  | 15000 | 30000 |  | 0 | 0 |  | 12662 | 25324 |  | 12688.5 | 25377
3.31.199 | 4.194 | (*) Warm Food Servery with 4gn1/1 Bain Marie and Heated Cabinet Type A05 |  | nr | 2 | 0 | 0 |  | 14621 | 29242 |  | 12558 | 25116 |  | 15130 | 30260 |  | 10936 | 21872 |  | 15168 | 30336 |  | 16847 | 33694 |  | 25000 | 50000 |  | 0 | 0 |  | 10304 | 20608 |  | 16027 | 32054
3.31.200 | 4.195 | (*) Cash Machine (Provision Only) Type A06 |  | nr | 1 | 0 | 0 |  | 3713 | 3713 |  | 11000 | 11000 |  | 500 | 500 |  | 1500 | 1500 |  | 474 | 474 |  | 10700 | 10700 |  | 3000 | 3000 |  | 0 | 0 |  | 5218 | 5218 |  | 0 | 0
3.31.201 | 4.196 | (*) Ice Making Machine+ Ice Bin Model: BH550 Type A07 |  | nr | 1 | 0 | 0 |  | 20374 | 20374 |  | 13598 | 13598 |  | 18522 | 18522 |  | 11675 | 11675 |  | 23700 | 23700 |  | 25851 | 25851 |  | 20000 | 20000 |  | 0 | 0 |  | 17623 | 17623 |  | 13062.5 | 13062.5
3.31.202 | 4.197 | (*) Mobile Food Transport Trolley, Convection Cooled W/ Hinged Door Type A08 |  | nr | 2 | 0 | 0 |  | 16181 | 32362 |  | 13721 | 27442 |  | 15330 | 30660 |  | 11781 | 23562 |  | 15642 | 31284 |  | 24359 | 48718 |  | 25000 | 50000 |  | 0 | 0 |  | 25331 | 50662 |  | 21928.5 | 43857
3.31.203 | 4.198 | (*) Mobile Food Transport Trolley, Heated W/ Hinged Door Type A09 |  | nr | 2 | 0 | 0 |  | 12157 | 24314 |  | 10266 | 20532 |  | 14915 | 29830 |  | 8815 | 17630 |  | 15168 | 30336 |  | 17543 | 35086 |  | 18000 | 36000 |  | 0 | 0 |  | 16076 | 32152 |  | 16632 | 33264
3.31.204 | 4.199 | (*) Stainless Steel Waste Container W/ Lid On Casters, 100L Type A10 |  | nr | 3 | 0 | 0 |  | 1782 | 5346 |  | 312 | 936 |  | 930 | 2790 |  | 268 | 804 |  | 948 | 2844 |  | 770 | 2310 |  | 3500 | 10500 |  | 0 | 0 |  | 1970 | 5910 |  | 649 | 1947
3.31.205 | 4.200 | (*) Self Contained Reach in Refrigerator-1400L Type B01 |  | nr | 2 | 0 | 0 |  | 10395 | 20790 |  | 10128 | 20256 |  | 14375 | 28750 |  | 8696 | 17392 |  | 14315 | 28630 |  | 9983 | 19966 |  | 28000 | 56000 |  | 0 | 0 |  | 13701 | 27402 |  | 12595 | 25190
3.31.206 | 4.201 | (*) Wall Mounted Hand Wash Sink W/ Knee Valve and Soap & Towel Dispenser Type B02 |  | nr | 1 | 0 | 0 |  | 1782 | 1782 |  | 604 | 604 |  | 1080 | 1080 |  | 519 | 519 |  | 2105 | 2105 |  | 2119 | 2119 |  | 20000 | 20000 |  | 0 | 0 |  | 2498 | 2498 |  | 781 | 781
3.31.207 | 4.202 | (*) Stainless Steel Waste Container W/ Lid on Casters, 100L Type B03 |  | nr | 2 | 0 | 0 |  | 1782 | 3564 |  | 312 | 624 |  | 1395 | 2790 |  | 268 | 536 |  | 948 | 1896 |  | 770 | 1540 |  | 5000 | 10000 |  | 0 | 0 |  | 1970 | 3940 |  | 649 | 1298
3.31.208 | 4.203 | (*) Stainless Steel Working Table W/Under Shelf,Splash Back & Drawer Type B04 |  | nr | 3 | 0 | 0 |  | 2495 | 7485 |  | 2000 | 6000 |  | 1585 | 4755 |  | 1717 | 5151 |  | 1422 | 4266 |  | 2151 | 6453 |  | 30000 | 90000 |  | 0 | 0 |  | 2221 | 6663 |  | 3157 | 9471
3.31.209 | 4.204 | (*) Stainless Steel Corner Working Table W/Under Shelf & Splash Back Type B05 |  | nr | 1 | 0 | 0 |  | 1485 | 1485 |  | 837 | 837 |  | 1350 | 1350 |  | 719 | 719 |  | 1194 | 1194 |  | 1471 | 1471 |  | 24000 | 24000 |  | 0 | 0 |  | 2025 | 2025 |  | 3509 | 3509
3.31.210 | 4.205 | (*) Stainless Steel Working Table W/Under Shelf, Splash Back Type B06 |  | nr | 2 | 0 | 0 |  | 2495 | 4990 |  | 1871 | 3742 |  | 2268 | 4536 |  | 1607 | 3214 |  | 1612 | 3224 |  | 2509 | 5018 |  | 35000 | 70000 |  | 0 | 0 |  | 2525 | 5050 |  | 2926 | 5852
3.31.211 | 4.206 | (*) Stainless Steel Three Bowls Sink Unit, Bowl Size 600x500x350 Type B07 |  | nr | 1 | 0 | 0 |  | 7425 | 7425 |  | 5336 | 5336 |  | 7420 | 7420 |  | 4582 | 4582 |  | 7584 | 7584 |  | 7260 | 7260 |  | 3500 | 3500 |  | 0 | 0 |  | 7702 | 7702 |  | 7359 | 7359
3.31.212 | 4.207 | (*) Closed Reel Rinse Wall Mounted With Gun and Control Panel and Sagwash Sanitizer Type B08 |  | nr | 1 | 0 | 0 |  | 2814 | 2814 |  | 1351 | 1351 |  | 25625 | 25625 |  | 1161 | 1161 |  | 25596 | 25596 |  | 29231 | 29231 |  | 2500 | 2500 |  | 0 | 0 |  | 15264 | 15264 |  | 3300 | 3300
3.31.213 | 4.208 | (*) Stainless Steel Working Table W/Under Shelf, Splash Back Type B09 |  | nr | 1 | 0 | 0 |  | 2138 | 2138 |  | 1604 | 1604 |  | 1480 | 1480 |  | 1377 | 1377 |  | 1517 | 1517 |  | 3788 | 3788 |  | 25000 | 25000 |  | 0 | 0 |  | 2359 | 2359 |  | 3509 | 3509
3.31.214 | 4.209 | (*) Stainless Steel Two Bowls Sink Unit, Bowl Size 600x500x350 Type B10 |  | nr | 1 | 0 | 0 |  | 4901 | 4901 |  | 3381 | 3381 |  | 3560 | 3560 |  | 2903 | 2903 |  | 3546 | 3546 |  | 6725 | 6725 |  | 2500 | 2500 |  | 0 | 0 |  | 4871 | 4871 |  | 5021.5 | 5021.5
3.31.215 | 4.210 | (*) Insect Killer Ceiling Mounted Type B11 |  | nr | 2 | 0 | 0 |  | 483 | 966 |  | 584 | 1168 |  | 1295 | 2590 |  | 502 | 1004 |  | 1327 | 2654 |  | 482 | 964 |  | 2000 | 4000 |  | 0 | 0 |  | 2358 | 4716 |  | 781 | 1562
3.31.216 | 4.211 | (*) Stainless Steel Working Table W/Under Shelf & Splash Back Type B12 |  | nr | 2 | 0 | 0 |  | 1960 | 3920 |  | 1525 | 3050 |  | 1585 | 3170 |  | 1309 | 2618 |  | 1612 | 3224 |  | 2509 | 5018 |  | 20000 | 40000 |  | 0 | 0 |  | 2324 | 4648 |  | 3157 | 6314
3.31.217 | 4.212 | (*) Stainless Steel Work Table W/Bowl, Splash Back & Under Shelf Type B13 |  | nr | 1 | 0 | 0 |  | 3842 | 3842 |  | 3336 | 3336 |  | 3910 | 3910 |  | 1165 | 1165 |  | 3892 | 3892 |  | 6297 | 6297 |  | 20000 | 20000 |  | 0 | 0 |  | 4579 | 4579 |  | 5956.5 | 5956.5
3.31.218 | 4.213 | (*) Stainless Steel Wall Mounted Open Cabinet Type B14 |  | nr | 3 | 0 | 0 |  | 4025 | 12075 |  | 2668 | 8004 |  | 1715 | 5145 |  | 2291 | 6873 |  | 1706 | 5118 |  | 1733 | 5199 |  | 15000 | 45000 |  | 0 | 0 |  | 2955 | 8865 |  | 4559.5 | 13678.5
3.31.219 | 4.214 | (*) Stainless Steel Wall Mounted Open Cabinet Type B15 |  | nr | 2 | 0 | 0 |  | 2525 | 5050 |  | 1782 | 3564 |  | 1360 | 2720 |  | 1530 | 3060 |  | 1422 | 2844 |  | 1455 | 2910 |  | 18000 | 36000 |  | 0 | 0 |  | 2338 | 4676 |  | 2926 | 5852
3.31.220 | 4.215 | (*) Antimicrobial Shelving Unit Type B16 |  | nr | 2 | 0 | 0 |  | 1239 | 2478 |  | 1663 | 3326 |  | 2225 | 4450 |  | 1428 | 2856 |  | 2275 | 4550 |  | 1846 | 3692 |  | 20000 | 40000 |  | 0 | 0 |  | 2498 | 4996 |  | 594 | 1188
3.31.221 | 4.216 | (*) Antimicrobial Shelving Unit Type B17 |  | nr | 3 | 0 | 0 |  | 1242 | 3726 |  | 1030 | 3090 |  | 1525 | 4575 |  | 884 | 2652 |  | 1517 | 4551 |  | 1846 | 5538 |  | 20000 | 60000 |  | 0 | 0 |  | 1943 | 5829 |  | 445.5 | 1336.5
3.31.222 | 4.217 | (*) Metal bench with wooden strips seating dimensions (1350 mm lenth x 300 mm depth ), for details refer to sheet no. 55830-TD-00-ARH-ID-7046-0H |  | nr | 4 | 0 | 0 |  | 3080 | 12320 |  | 1430 | 5720 |  | 2000 | 8000 |  | 1350 | 5400 |  | 2370 | 9480 |  | 1396 | 5584 |  | 6000 | 24000 |  | 0 | 0 |  | 1357 | 5428 |  | 5500 | 22000
3.31.223 | 4.218 | (*) Phenolic lockers with plastic laminate finish , color as per engineer approval, for details refer to sheet no. 55830-TD-00-ARH-ID-7043-00 |  | m2 | 7.5 | 0 | 0 |  | 6101 | 45757.5 |  | 7824 | 58680 |  | 490 | 3675 |  | 640 | 4800 |  | 853 | 6397.5 |  | 1500 | 11250 |  | 3200 | 24000 |  | 0 | 0 |  | 9290 | 69675 |  | 3300 | 24750
| Note | Note Details
3.31.224 | - | Contractor's Adjustment
| Item Code | Description | Item Remarks | Unit of Measurement | Quantity/Base Price | Unit Price/Discount % (Excluding VAT) | Total |  | Unit Price/Discount % (Excluding VAT) | Total |  | Unit Price/Discount % (Excluding VAT) | Total |  | Unit Price/Discount % (Excluding VAT) | Total |  | Unit Price/Discount % (Excluding VAT) | Total |  | Unit Price/Discount % (Excluding VAT) | Total |  | Unit Price/Discount % (Excluding VAT) | Total |  | Unit Price/Discount % (Excluding VAT) | Total |  | Unit Price/Discount % (Excluding VAT) | Total |  | Unit Price/Discount % (Excluding VAT) | Total |  | Unit Price/Discount % (Excluding VAT) | Total |  | Unit Price/Discount % (Excluding VAT) | Total |  | Unit Price/Discount % (Excluding VAT) | Total | Unit Price/Discount % (Excluding VAT) | Total | Unit Price/Discount % (Excluding VAT) | Total
3.31.225 | 4.220 | (*) Contractor may price here any items which has been shown in the drawings or any other documents but overlooked or not specifically mentioned in the schedule of items and is necessary for the satisfactory completion of the Works. Should the Contractor fail to insert any item here, it will be deemed that Lump Sum Contract Price includes all such items and no claims for additional items will be entertained. |  | Item | 1 | 0 | 0 |  | 0 | 0 |  | 0 | 0 |  | 0 | 0 |  | 0 | 0 |  | 0 | 0 |  | 0 | 0 |  | 0 | 0 |  | 0 | 0 |  | 0 | 0 |  | 0 | 0
| Note | Note Details
3.31.226 | - | Please attach one PDF file to be named "Additional Items for (insert bill no/name & Section No/name)" for the details of these additional items in the additional attachment area at the end of the BOQ.
3.32 BILL NO. 05 - PROVISIONAL SUMS | [5 empty] | 12 (out of 12) | 11770000 |  | 12 (out of 12) | 11980000 |  | 12 (out of 12) | 11880000 |  | 12 (out of 12) | 12200000 |  | 12 (out of 12) | 11785000 |  | 12 (out of 12) | 12260000 |  | 12 (out of 12) | 11587500 |  | 12 (out of 12) | 11767500 |  | 12 (out of 12) | 12900000 |  | 12 (out of 12) | 11410000 |  | 12 (out of 12) | 12387500
| Note | Note Details
3.32.1 | - | 1) Each of the below provisional sums shall be not be executed in whole or in part unless a written instruction is obtained from the employer/engineer of the project and with the agreed upon rates.
3.32.2 | - | Active Netwrok Equiment
3.32.3 | - | Please enter AED 1,850,000 in the price field
| Item Code | Description | Item Remarks | Unit of Measurement | Quantity/Base Price | Unit Price/Discount % (Excluding VAT) | Total |  | Unit Price/Discount % (Excluding VAT) | Total |  | Unit Price/Discount % (Excluding VAT) | Total |  | Unit Price/Discount % (Excluding VAT) | Total |  | Unit Price/Discount % (Excluding VAT) | Total |  | Unit Price/Discount % (Excluding VAT) | Total |  | Unit Price/Discount % (Excluding VAT) | Total |  | Unit Price/Discount % (Excluding VAT) | Total |  | Unit Price/Discount % (Excluding VAT) | Total |  | Unit Price/Discount % (Excluding VAT) | Total |  | Unit Price/Discount % (Excluding VAT) | Total |  | Unit Price/Discount % (Excluding VAT) | Total |  | Unit Price/Discount % (Excluding VAT) | Total | Unit Price/Discount % (Excluding VAT) | Total | Unit Price/Discount % (Excluding VAT) | Total
3.32.4 | 5.01 | (*) Allow a provisional sum value of AED 1,850,000 for supply and installation of Active Network Equipment. The scope of works shall include Routers, Hubs, Switches, Wireless AP, IP Telephony System, WAN Connectivity, etc |  | Item | 1 | 1850000 | 1850000 |  | 1850000 | 1850000 |  | 1850000 | 1850000 |  | 1850000 | 1850000 |  | 1850000 | 1850000 |  | 1850000 | 1850000 |  | 1850000 | 1850000 |  | 1850000 | 1850000 |  | 1850000 | 1850000 |  | 1850000 | 1850000 |  | 1850000 | 1850000
| Note | Note Details
3.32.5 | - | Please enter the percentage as per the example (Example: if 8% please enter it as 0.08)
| Item Code | Description | Item Remarks | Unit of Measurement | Quantity/Base Price | Unit Price/Discount % (Excluding VAT) | Total |  | Unit Price/Discount % (Excluding VAT) | Total |  | Unit Price/Discount % (Excluding VAT) | Total |  | Unit Price/Discount % (Excluding VAT) | Total |  | Unit Price/Discount % (Excluding VAT) | Total |  | Unit Price/Discount % (Excluding VAT) | Total |  | Unit Price/Discount % (Excluding VAT) | Total |  | Unit Price/Discount % (Excluding VAT) | Total |  | Unit Price/Discount % (Excluding VAT) | Total |  | Unit Price/Discount % (Excluding VAT) | Total |  | Unit Price/Discount % (Excluding VAT) | Total |  | Unit Price/Discount % (Excluding VAT) | Total |  | Unit Price/Discount % (Excluding VAT) | Total | Unit Price/Discount % (Excluding VAT) | Total | Unit Price/Discount % (Excluding VAT) | Total
3.32.6 | 5.02 | (*) Add for Overheads and Profit |  | % | 1850000 | 0.07 | 129500 |  | 0.07 | 129500 |  | 0.08 | 148000 |  | 0.07 | 129500 |  | 0.05 | 92500 |  | 0.1 | 185000 |  | 0.04 | 74000 |  | 0.07 | 129500 |  | 0.15 | 277500 |  | 0.03 | 55500 |  | 0.1 | 185000
3.32.7 | 5.03 | (*) Add for Attendance and Assistance |  | Item | 1 | 0 | 0 |  | 60000 | 60000 |  | 0 | 0 |  | 55500 | 55500 |  | 18500 | 18500 |  | 55500 | 55500 |  | 18500 | 18500 |  | 37000 | 37000 |  | 185000 | 185000 |  | 20000 | 20000 |  | 92500 | 92500
| Note | Note Details
3.32.8 | - | Computers, Printers and Attendance Readers
3.32.9 | - | Please enter AED 1,400,000 in the price field
| Item Code | Description | Item Remarks | Unit of Measurement | Quantity/Base Price | Unit Price/Discount % (Excluding VAT) | Total |  | Unit Price/Discount % (Excluding VAT) | Total |  | Unit Price/Discount % (Excluding VAT) | Total |  | Unit Price/Discount % (Excluding VAT) | Total |  | Unit Price/Discount % (Excluding VAT) | Total |  | Unit Price/Discount % (Excluding VAT) | Total |  | Unit Price/Discount % (Excluding VAT) | Total |  | Unit Price/Discount % (Excluding VAT) | Total |  | Unit Price/Discount % (Excluding VAT) | Total |  | Unit Price/Discount % (Excluding VAT) | Total |  | Unit Price/Discount % (Excluding VAT) | Total |  | Unit Price/Discount % (Excluding VAT) | Total |  | Unit Price/Discount % (Excluding VAT) | Total | Unit Price/Discount % (Excluding VAT) | Total | Unit Price/Discount % (Excluding VAT) | Total
3.32.10 | 5.04 | (*) Allow a provisional sum value of AED 1,400,000 for supply and installation of Desktops & Laptops, Printing & imaging Equipment, Scanners, Faxes, Time & Attendance System Equipment (Equipment only) |  | Item | 1 | 1400000 | 1400000 |  | 1400000 | 1400000 |  | 1400000 | 1400000 |  | 1400000 | 1400000 |  | 1400000 | 1400000 |  | 1400000 | 1400000 |  | 1400000 | 1400000 |  | 1400000 | 1400000 |  | 1400000 | 1400000 |  | 1400000 | 1400000 |  | 1400000 | 1400000
| Note | Note Details
3.32.11 | - | Please enter the percentage as per the example (Example: if 8% please enter it as 0.08)
| Item Code | Description | Item Remarks | Unit of Measurement | Quantity/Base Price | Unit Price/Discount % (Excluding VAT) | Total |  | Unit Price/Discount % (Excluding VAT) | Total |  | Unit Price/Discount % (Excluding VAT) | Total |  | Unit Price/Discount % (Excluding VAT) | Total |  | Unit Price/Discount % (Excluding VAT) | Total |  | Unit Price/Discount % (Excluding VAT) | Total |  | Unit Price/Discount % (Excluding VAT) | Total |  | Unit Price/Discount % (Excluding VAT) | Total |  | Unit Price/Discount % (Excluding VAT) | Total |  | Unit Price/Discount % (Excluding VAT) | Total |  | Unit Price/Discount % (Excluding VAT) | Total |  | Unit Price/Discount % (Excluding VAT) | Total |  | Unit Price/Discount % (Excluding VAT) | Total | Unit Price/Discount % (Excluding VAT) | Total | Unit Price/Discount % (Excluding VAT) | Total
3.32.12 | 5.05 | (*) Add for Overheads and Profit |  | % | 1400000 | 0.07 | 98000 |  | 0.07 | 98000 |  | 0.08 | 112000 |  | 0.07 | 98000 |  | 0.05 | 70000 |  | 0.1 | 140000 |  | 0.04 | 56000 |  | 0.07 | 98000 |  | 0.15 | 210000 |  | 0.03 | 42000 |  | 0.1 | 140000
3.32.13 | 5.06 | (*) Add for Attendance and Assistance |  | Item | 1 | 0 | 0 |  | 70000 | 70000 |  | 0 | 0 |  | 42000 | 42000 |  | 14000 | 14000 |  | 42000 | 42000 |  | 14000 | 14000 |  | 28000 | 28000 |  | 140000 | 140000 |  | 20000 | 20000 |  | 70000 | 70000
| Note | Note Details
3.32.14 | - | Permanent Site Utilities Connection Fees
3.32.15 | - | Please enter AED 1,250,000 in the price field
3.32.16 | 5.07 | Permanent Site Utilities Connection Fees: Allow Provisional Sum of AED 1,250,000 for taking full responsibility for payment of fees, charges, any sum and unforseen expenses involved of whatsoever to ADDC in bringing permanent electrical power to the project upto the transformers including supply, erection and connection of main feeder cables, power distribution transformers, HV cables and HV panels to the project from ADDC electricity network system (continuation below)
| Item Code | Description | Item Remarks | Unit of Measurement | Quantity/Base Price | Unit Price/Discount % (Excluding VAT) | Total |  | Unit Price/Discount % (Excluding VAT) | Total |  | Unit Price/Discount % (Excluding VAT) | Total |  | Unit Price/Discount % (Excluding VAT) | Total |  | Unit Price/Discount % (Excluding VAT) | Total |  | Unit Price/Discount % (Excluding VAT) | Total |  | Unit Price/Discount % (Excluding VAT) | Total |  | Unit Price/Discount % (Excluding VAT) | Total |  | Unit Price/Discount % (Excluding VAT) | Total |  | Unit Price/Discount % (Excluding VAT) | Total |  | Unit Price/Discount % (Excluding VAT) | Total |  | Unit Price/Discount % (Excluding VAT) | Total |  | Unit Price/Discount % (Excluding VAT) | Total | Unit Price/Discount % (Excluding VAT) | Total | Unit Price/Discount % (Excluding VAT) | Total
3.32.17 | 5.08 | (*) (continuation from above) All related work to water connections under ADDC's strict co-ordination and supervision and be responsible until fofficial handover of the project in good and satisfactory working order. Allow for additional cost associated with ADDC main electrical incoming cables installation from plot boundary to HV switchgear (excluding termination). |  | Item | 1 | 1250000 | 1250000 |  | 1250000 | 1250000 |  | 1250000 | 1250000 |  | 1250000 | 1250000 |  | 1250000 | 1250000 |  | 1250000 | 1250000 |  | 1250000 | 1250000 |  | 1250000 | 1250000 |  | 1250000 | 1250000 |  | 1250000 | 1250000 |  | 1250000 | 1250000
| Note | Note Details
3.32.18 | - | Please enter the percentage as per the example (Example: if 8% please enter it as 0.08)
| Item Code | Description | Item Remarks | Unit of Measurement | Quantity/Base Price | Unit Price/Discount % (Excluding VAT) | Total |  | Unit Price/Discount % (Excluding VAT) | Total |  | Unit Price/Discount % (Excluding VAT) | Total |  | Unit Price/Discount % (Excluding VAT) | Total |  | Unit Price/Discount % (Excluding VAT) | Total |  | Unit Price/Discount % (Excluding VAT) | Total |  | Unit Price/Discount % (Excluding VAT) | Total |  | Unit Price/Discount % (Excluding VAT) | Total |  | Unit Price/Discount % (Excluding VAT) | Total |  | Unit Price/Discount % (Excluding VAT) | Total |  | Unit Price/Discount % (Excluding VAT) | Total |  | Unit Price/Discount % (Excluding VAT) | Total |  | Unit Price/Discount % (Excluding VAT) | Total | Unit Price/Discount % (Excluding VAT) | Total | Unit Price/Discount % (Excluding VAT) | Total
3.32.19 | 5.09 | (*) Add for Overheads and Profit |  | % | 1250000 | 0.07 | 87500 |  | 0.07 | 87500 |  | 0.08 | 100000 |  | 0.07 | 87500 |  | 0.05 | 62500 |  | 0.1 | 125000 |  | 0.04 | 50000 |  | 0.07 | 87500 |  | 0.15 | 187500 |  | 0.03 | 37500 |  | 0.1 | 125000
3.32.20 | 5.10 | (*) Add for Attendance and Assistance |  | Item | 1 | 0 | 0 |  | 60000 | 60000 |  | 0 | 0 |  | 37500 | 37500 |  | 12500 | 12500 |  | 37500 | 37500 |  | 12500 | 12500 |  | 25000 | 25000 |  | 125000 | 125000 |  | 20000 | 20000 |  | 62500 | 62500
3.32.21 | 5.11 | (*) Allow for all builders work required upon ADDC |  | Item | 1 | 0 | 0 |  | 20000 | 20000 |  | 0 | 0 |  | 100000 | 100000 |  | 125000 | 125000 |  | 25000 | 25000 |  | 37500 | 37500 |  | 37500 | 37500 |  | 125000 | 125000 |  | 20000 | 20000 |  | 62500 | 62500
| Note | Note Details
3.32.22 | - | Please enter AED 6,500,000 in the price field
| Item Code | Description | Item Remarks | Unit of Measurement | Quantity/Base Price | Unit Price/Discount % (Excluding VAT) | Total |  | Unit Price/Discount % (Excluding VAT) | Total |  | Unit Price/Discount % (Excluding VAT) | Total |  | Unit Price/Discount % (Excluding VAT) | Total |  | Unit Price/Discount % (Excluding VAT) | Total |  | Unit Price/Discount % (Excluding VAT) | Total |  | Unit Price/Discount % (Excluding VAT) | Total |  | Unit Price/Discount % (Excluding VAT) | Total |  | Unit Price/Discount % (Excluding VAT) | Total |  | Unit Price/Discount % (Excluding VAT) | Total |  | Unit Price/Discount % (Excluding VAT) | Total |  | Unit Price/Discount % (Excluding VAT) | Total |  | Unit Price/Discount % (Excluding VAT) | Total | Unit Price/Discount % (Excluding VAT) | Total | Unit Price/Discount % (Excluding VAT) | Total
3.32.23 | 5.12 | (*) Provisional amount value of AED 6,500,000 to be spent in whole or part to cover the permanent diversion and/or protection of existing services as per services providers requirement and regulations also cover new requirement resulting From changes in design required by concerned authorities to grant approval(s) / permission(s), -in cases not stated in the contract documents- (continued...) |  | Item | 1 | 6500000 | 6500000 |  | 6500000 | 6500000 |  | 6500000 | 6500000 |  | 6500000 | 6500000 |  | 6500000 | 6500000 |  | 6500000 | 6500000 |  | 6500000 | 6500000 |  | 6500000 | 6500000 |  | 6500000 | 6500000 |  | 6500000 | 6500000 |  | 6500000 | 6500000
| Note | Note Details
3.32.24 | - | (......continued ) evaluation of new requirements shall be conducted by the owner or his representatives, contractor shall fully comply if proposal(s) are required, owner written approval is a must before commencement of any work. Additional works due to any design modifications, Site conditions, Authorities requirements…etc that is not included in the Tender/Contract Documents for the sole use of the Employer, changes in IFC to contract documents, etc
| Item Code | Description | Item Remarks | Unit of Measurement | Quantity/Base Price | Unit Price/Discount % (Excluding VAT) | Total |  | Unit Price/Discount % (Excluding VAT) | Total |  | Unit Price/Discount % (Excluding VAT) | Total |  | Unit Price/Discount % (Excluding VAT) | Total |  | Unit Price/Discount % (Excluding VAT) | Total |  | Unit Price/Discount % (Excluding VAT) | Total |  | Unit Price/Discount % (Excluding VAT) | Total |  | Unit Price/Discount % (Excluding VAT) | Total |  | Unit Price/Discount % (Excluding VAT) | Total |  | Unit Price/Discount % (Excluding VAT) | Total |  | Unit Price/Discount % (Excluding VAT) | Total |  | Unit Price/Discount % (Excluding VAT) | Total |  | Unit Price/Discount % (Excluding VAT) | Total | Unit Price/Discount % (Excluding VAT) | Total | Unit Price/Discount % (Excluding VAT) | Total
3.32.25 | 5.13 | (*) Add for Overheads and Profit (not to exceed 10%) |  | % | 6500000 | 0.07 | 455000 |  | 0.07 | 455000 |  | 0.08 | 520000 |  | 0.1 | 650000 |  | 0.06 | 390000 |  | 0.1 | 650000 |  | 0.05 | 325000 |  | 0.05 | 325000 |  | 0.1 | 650000 |  | 0.03 | 195000 |  | 0.1 | 650000
3.33 Absher Initiative | [5 empty] | 1 (out of 1) | 3263500 |  | 1 (out of 1) | 3050000 |  | 1 (out of 1) | 3050000 |  | 1 (out of 1) | 3050000 |  | 1 (out of 1) | 3050000 |  | 1 (out of 1) | 3050000 |  | 1 (out of 1) | 3050000 |  | 1 (out of 1) | 3141500 |  | 1 (out of 1) | 3050000 |  | 1 (out of 1) | 3050000 |  | 1 (out of 1) | 3050000
| Note | Note Details
3.33.1 | - | Each of the below item shall be executed in whole or in part upon receipt of written instruction from the Employer / Engineer of the Project.
3.33.2 | - | Absher Initiative
3.33.3 | - | Provisional Sum, please refer to Absher Guidelines volume
3.33.4 | - | Please enter AED 3,050,000.00 in the following price field
| Item Code | Description | Item Remarks | Unit of Measurement | Quantity/Base Price | Unit Price/Discount % (Excluding VAT) | Total |  | Unit Price/Discount % (Excluding VAT) | Total |  | Unit Price/Discount % (Excluding VAT) | Total |  | Unit Price/Discount % (Excluding VAT) | Total |  | Unit Price/Discount % (Excluding VAT) | Total |  | Unit Price/Discount % (Excluding VAT) | Total |  | Unit Price/Discount % (Excluding VAT) | Total |  | Unit Price/Discount % (Excluding VAT) | Total |  | Unit Price/Discount % (Excluding VAT) | Total |  | Unit Price/Discount % (Excluding VAT) | Total |  | Unit Price/Discount % (Excluding VAT) | Total |  | Unit Price/Discount % (Excluding VAT) | Total |  | Unit Price/Discount % (Excluding VAT) | Total | Unit Price/Discount % (Excluding VAT) | Total | Unit Price/Discount % (Excluding VAT) | Total
3.33.5 | PS-1 | (*) Allow a Provisional Sum of AED 3,050,000.00 for hiring Absher Candidate. The Consultant shall not be entitled for any overhead charges and/or profit for this Provisional Sum items and shall be reimbursed only for the actual cost. | PS | Sum | 1 | 3263500 | 3263500 |  | 3050000 | 3050000 |  | 3050000 | 3050000 |  | 3050000 | 3050000 |  | 3050000 | 3050000 |  | 3050000 | 3050000 |  | 3050000 | 3050000 |  | 3141500 | 3141500 |  | 3050000 | 3050000 |  | 3050000 | 3050000 |  | 3050000 | 3050000
3.34 Tender Schedule 1 - Form of Tender | [5 empty] | 1 (out of 1) |  |  | 1 (out of 1) |  |  | 1 (out of 1) |  |  | 1 (out of 1) |  |  | 1 (out of 1) |  |  | 1 (out of 1) |  |  | 1 (out of 1) |  |  | 1 (out of 1) |  |  | 1 (out of 1) |  |  | 1 (out of 1) |  |  | 1 (out of 1)
| Question | Description |  |  |  | Response |  |  | Response |  |  | Response |  |  | Response |  |  | Response |  |  | Response |  |  | Response |  |  | Response |  |  | Response |  |  | Response |  |  | Response |  |  | Response |  |  | Response |  | Response |  | Response
3.34.1 | Form of Tender | (*) Please attach here the completed, signed and stamped Tender Schedule 9 - Form of Tender |  |  |  | Form Of Tender - 5.pdf |  |  | FORM OF TENDER.pdf |  |  | FORM OF TENDER - PHASE 7 - PACKAGE 5.pdf |  |  | Form of Tender.pdf |  |  | Form of Tender.pdf |  |  | Form of tender Phase 7 package 5.pdf |  |  | Form of Tender - Package5.pdf |  |  | Form of Tender - Pack-5.pdf |  |  | Tender Schedule 1 - Form of Tender.pdf |  |  | Schedule 1 - Form of Tender Package 5.pdf |  |  | 3.34.1 Form Of Tender.PDF
3.35 Additional Attachments Area | [5 empty] | Attachments: 0 |  |  | Attachments: 0 |  |  | Attachments: 0 |  |  | Attachments: 0 |  |  | Attachments: 0 |  |  | Attachments: 0 |  |  | Attachments: 0 |  |  | Attachments: 0 |  |  | Attachments: 0 |  |  | Attachments: 0 |  |  | Attachments: 1
Adjustment - Package 5.PDF
Reject on Commercial Response | [5 empty] | No |  |  | No |  |  | No |  |  | No |  |  | No |  |  | No |  |  | No |  |  | No |  |  | No |  |  | No |  |  | No
Official Reject/Accept Notes
|  | PS- Active Equipent | [5 empty] | 3477500 |  |  | 3607500 |  |  | 3510000 |  |  | 3575000 |  |  | 3445000 |  |  | 3672500 |  |  | 3412500 |  |  | 3542500 |  |  | 4062500 |  |  | 3387500 |  |  | 3737500 |  |  | 0
|  | PS- External Works | [5 empty] | 8292500 |  |  | 8372500 |  |  | 8370000 |  |  | 8625000 |  |  | 8340000 |  |  | 8587500 |  |  | 8175000 |  |  | 8225000 |  |  | 8837500 |  |  | 8022500 |  |  | 8650000 |  |  | 0